{"text_format":"1","workbook":"xlsx","n_sheets":5,"sheets":["Vmáx(material) - Tab.4.3","Control a la Entrada","Tab.4.5","Estructura escalonada","Dimensionamiento Alcantarillas"],"not_rendered":{"charts":0,"images":32,"macros":1,"external_links":1,"defined_names":27,"comments":2,"pivot_tables":0},"unopened":[],"bounds":{"document_bytes":16777216,"sheet_cells":100000,"rows_first":2000,"rows_last":500,"rows_between":2000,"halvings":0,"cell_chars":16384,"cell_head_chars":4096},"cells_cut":0,"cells_raw":0,"read":"whole","date_system":"1900"}

{"sheet":"Vmáx(material) - Tab.4.3","index":0,"n_rows":109,"n_cols":24,"rows_kept":109,"cut":false,"hidden":false,"merged":[[0,10,0,11],[13,10,13,11],[34,15,34,16],[35,15,35,16],[36,15,36,16],[32,15,32,16],[37,15,37,16],[38,15,38,16],[39,15,39,16],[40,15,40,16],[33,15,33,16]]}
["Velocidad máxima permisible",null,null,null,null,null,null,null,null,"TABLA 2.","MATERIAL TUBERÍA",null,"Vmáx (m/s)"]
[null,null,null,null,null,null,null,null,null,null,"Concreto simple",1,3]
["http://www.ptolomeo.unam.mx:8080/xmlui/bitstream/handle/132.248.52.100/483/A5.pdf?sequence=5",null,null,null,null,null,null,null,null,null,"Concreto reforzado",2,3.5]
[null,null,null,null,null,null,null,null,null,null,"Acero con revestimiento",3,5]
[null,null,null,null,null,null,null,null,null,null,"Acero sin revestimiento",4,5]
[null,null,null,null,null,null,null,null,null,null,"Acero galvanizado",5,5]
[null,null,null,null,null,null,null,null,null,null,"Asbesto cemento",6,5]
[null,null,null,null,null,null,null,null,null,null,"Hierro fundido",7,5]
[null,null,null,null,null,null,null,null,null,null,"Hierro dúctil",8,5]
[null,null,null,null,null,null,null,null,null,null,"PEAD (HDPE)",9,5]
[null,null,null,null,null,null,null,null,null,null,"PVC",10,5]
[]
[]
[null,null,null,null,null,null,null,null,null,null,"MATERIAL CAJÓN",null,"Vmáx (m/s)"]
[null,null,null,null,null,null,null,null,null,null,"Concreto reforzado",2,15]
[]
[]
[]
[]
[]
[]
[]
[]
[]
[]
[]
[]
[]
[]
[]
["http://fluidos.eia.edu.co/hidraulica/articuloses/interesantes/laderas_andinas/paginas/canales.htm"]
[]
[null,null,null,null,null,null,null,null,null,null,null,null,null,null,null,"TABLA 4.3 ",null,"MANUAL DE DRENAJE PARA CARRETERAS INVÍAS"]
[null,null,null,null,null,null,null,null,null,null,null,null,null,null,null,"DESCRIPCIÓN SEGÚN TIPO DE OBRA",null,"CÓDIGO","a","b","c","d","e","f"]
[null,null,null,null,null,null,null,null,null,null,null,null,null,null,null,"Alcantarilla circular de concreto, aristas vivas, cabezote, aletas 30°<=b<=75°",null,1,8.7483000000000005E-2,0.70657800000000004,-0.25330000000000003,6.6699999999999995E-2,-6.62E-3,2.5099999999999998E-4]
[null,null,null,null,null,null,null,null,null,null,null,null,null,null,null,"Alcantarilla circular de concreto, aristas ranuradas, cabezote, aletas 30°<=b<=75°",null,2,0.11409900000000001,0.65356199999999998,-0.2336,5.9771999999999999E-2,-6.1599999999999997E-3,2.43E-4]
[null,null,null,null,null,null,null,null,null,null,null,null,null,null,null,"Alcantarilla circular de concreto, aristas ranuradas, tubo prolongado (sin cabezote ni aletas)","circular",3,0.10878599999999999,0.662381,-0.23380000000000001,5.7958999999999997E-2,-5.5799999999999999E-3,2.05E-4]
[null,null,null,null,null,null,null,null,null,null,null,null,null,null,null,"Alcantarilla de cajón, aristas vivas, cabezote, aletas 30°<=b<=75°","cajón",7,7.2493000000000002E-2,0.50708699999999995,-0.11747,2.2169999999999999E-2,-1.49E-3,3.8000000000000002E-5]
[null,null,null,null,null,null,null,null,null,null,null,null,null,null,null,"Alcantarilla de cajón, aristas vivas, cabezote, aletas con b=15° o 90°","cajón",8,0.122117,0.50543499999999997,-0.10856,2.0781000000000001E-2,-1.3699999999999999E-3,3.4600000000000001E-5]
[null,null,null,null,null,null,null,null,null,null,null,null,null,null,null,"Alcantarilla de cajón, aristas vivas, cabezote, aletas con b=90°","cajón",9,0.14413799999999999,0.46136300000000002,-9.2149999999999996E-2,2.0003E-2,-1.3600000000000001E-3,3.6000000000000001E-5]
[null,null,null,null,null,null,null,null,null,null,null,null,null,null,null,"Alcantarilla de cajón, aristas biseladas, cabezote, aletas con 45°","cajón",10,0.156609,0.39893499999999998,-6.404E-2,1.1200999999999999E-2,-6.4000000000000005E-4,1.5E-5]
[]
[]
[]
[]
[]
[]
[]
[]
[]
[]
[]
[]
[]
[]
[]
[]
[]
[]
[]
[]
[]
[]
[]
[]
[]
[]
[]
[]
[]
[]
[]
[]
[]
[]
[]
[]
[]
[]
[]
[]
[]
[]
[]
[]
[]
[]
[]
[]
[]
[]
[]
[]
[]
[]
[]
[]
[]
[]
[]
[]
[]
[]
[]
[]
[]
[]
[]
[null,null,null,null,null,null,null,null,null,null,null,null,null,null,null,null,"°"]

{"sheet":"Control a la Entrada","index":1,"n_rows":28,"n_cols":9,"rows_kept":28,"cut":false,"hidden":false,"merged":[]}
["PÁGINA 4-39 MANUAL DRENAJE CARRETERAS INVÍAS"]
[null,null,null,null,null,null,null,"Donde:"]
[null,null,null,null,null,null,null,null,"Altura de la lámina de agua a la entrada, en m."]
[null,null,null,null,null,null,null,null,"Diámetro, altura o flecha de la alcantarilla, en m."]
[null,null,null,null,null,null,null,null,"Profundidad crítica, en m."]
[null,null,null,null,null,null,null,null,"Coeficiente de pérdidas a la entrada."]
[]
[null,null,null,null,null,null,null,null,"Caudal de diseño, en m3/s."]
[null,null,null,null,null,null,null,null,"Caudal correspondiente a un valor Hw = 0,5D, en m3/s (calculado con la ecuación de regresión para su límite inferior)."]
[null,null,null,null,null,null,null,null,"Área de la sección transversal con el caudal crítico, en m2."]
[null,null,null,null,null,null,null,null,"Velocidad a la profundidad crítica, en m/s."]
[null,null,null,null,null,null,null,null,"Aceleración de la gravedad, 9.81 m/s2."]
[null,null,null,null,null,null,null,null,"Coeficiente de la cabeza de velocidad."]
["Fuente: INVIAS, 2009",null,null,"MATERIAL TUBERÍA"]
[null,null,null,"Concreto simple",null,1]
[null,null,null,"Concreto reforzado",null,2,null,null,"Velocidad media, en m/s."]
[null,null,null,"Acero con revestimiento",null,3,null,null,"Velocidad corregida, en m/s."]
[null,null,null,"Acero sin revestimiento",null,4]
[null,null,null,"Acero galvanizado",null,5,null,null," Coeficientes de regresión para cada tipo de alcantarilla"]
[null,null,null,"Asbesto cemento",null,6,null,null,"para alcantarillas circulares y"]
[null,null,null,"Hierro fundido",null,7,null,null,"para alcantarillas de cajón o arco."]
["FORMA","CÓDIGO",null,"Hierro dúctil",null,8,null,null,"Luz de la alcantarilla, en m."]
["Circular",1,null,"PEAD (HDPE)",null,9,null,null,"Pendiente del conducto de la alcantarilla, en m/m."]
["Cajón o arco",2,null,"PVC",null,10,null,null,"Factor de conversión a unidades métricas, z=1.81130889"]
[null,null,null,null,null,null,null,null,"Coeficiente basado en el caudal y la altura o flecha de la alcantarilla."]
[]
[null,null,null,"MATERIAL CAJÓN",null,"Manning",null,null,"Caudal correspondiente a un valor Hw=3.0D, en m3/s (calculado con la ecuación de regresión para su límite superior)."]
[null,null,null,"Concreto reforzado",2,1.4999999999999999E-2]

{"sheet":"Tab.4.5","index":2,"n_rows":28,"n_cols":12,"rows_kept":28,"cut":false,"hidden":false,"merged":[[2,7,2,10]]}
["TABLA 4.5 COEFICIENTE DE PÉRDIDAS A LA ENTRADA (Ref. 4.19)"]
[]
[null,null,null,null,null,null,null,"TIPO DE ESTRUCTURA Y CARACTERÍSTICAS DE LA ENTRADA",null,null,null,"Ke"]
[null,null,null,null,null,null,null,"Tubos de hormigón"]
[null,null,null,null,null,null,null,null,"Conducto prolongado fuera del terraplén"]
[null,null,null,null,null,null,null,null,null,1,"arista ranurada",0.2]
[null,null,null,null,null,null,null,null,null,2,"arista viva",0.5]
[null,null,null,null,null,null,null,null,"Con muro de cabecera con o sin aletas"]
[null,null,null,null,null,null,null,null,null,3,"arista ranurada",0.2]
[null,null,null,null,null,null,null,null,null,4,"arista viva",0.5]
[null,null,null,null,null,null,null,null,null,5,"arista redondeada (r=1/12 D)",0.2]
[null,null,null,null,null,null,null,null,null,6,"arista biselada",0.2]
[null,null,null,null,null,null,null,"Tubos circulares de metal corrugado"]
[null,null,null,null,null,null,null,null,"Conducto prolongado fuera del terraplén"]
[null,null,null,null,null,null,null,null,null,7,"sin muro de cabecera",0.9]
[null,null,null,null,null,null,null,null,null,8,"con muro de cabecera perpendicular al eje del tubo sin o con aletas de aristas vivas",0.5]
[null,null,null,null,null,null,null,null,null,9,"con muro de cabecera perpendicular al eje del tubo con o sin muro de aristas biseladas",0.25]
[null,null,null,null,null,null,null,"Alcantarillas de cajón en concreto reforzado "]
[null,null,null,null,null,null,null,null,"con muro de cabecera paralelo al terraplén"]
[null,null,null,null,null,null,null,null,null,10,"sin aletas y bordes de aristas vivas",0.5]
[null,null,null,null,null,null,null,null,null,11,"bordes aristas redondeadas (r=1/12 D) o biseladas",0.2]
[null,null,null,null,null,null,null,null,"con aletas formando ángulos entre 30° y 75° con el eje del conducto:"]
[null,null,null,null,null,null,null,null,null,12,"bordes de aristas vivas",0.4]
[null,null,null,null,null,null,null,null,null,13,"bordes del dintel con aristas redondeadas (r=1/12 D) o biseladas",0.2]
[null,null,null,null,null,null,null,null,null,14,"con aletas formando ángulos entre 10° y 25° con el eje del conducto, y aristas vivas",0.5]
[null,null,null,null,null,null,null,null,null,15,"con muros de ala paralelos y aristas vivas en el dintel",0.7]
[null,null,null,null,null,null,null,null,null,16,"con muros de ala alabeados y aristas redondeadas (r=1/4 D) en el dintel",0.2]
["Fuente: INVIAS, 2009"]

{"sheet":"Estructura escalonada","index":3,"n_rows":953,"n_cols":8,"rows_kept":953,"cut":false,"hidden":false,"merged":[[0,3,0,7],[0,0,0,2]]}
["CÁLCULO DE ESTRUCTURA DE CAÍDA ESCALONADA",null,null,"CALIBRACIÓN E ITERACIONES"]
["Ancho del canal escalonado o rápida B =",{"$f":"'Dimensionamiento Alcantarillas'!EV8","v":2},"m","Q (m3/s)","y (m)","R (m)","C CHÉZY","V (m/s)"]
["Altura escalón h =",{"$f":"'Dimensionamiento Alcantarillas'!EW8","v":0.8},"m",{"$f":"H3*$B$2*E3","v":-1.3598386987346077E-2},0.05,{"$f":"$B$2*E3/(2*E3+$B$2)","v":4.7619047619047616E-2},{"$f":"18*LOG10(6*F3/($B$8/2))","v":-0.69671000977900444},{"$f":"G3*(F3*$B$6)^0.5","v":-0.13598386987346076}]
["Longitud del escalón o paso b =",{"$f":"'Dimensionamiento Alcantarillas'!EX8","v":1},"m",{"$f":"H4*$B$2*E4","v":-1.104019584878382E-2},{"$f":"E3+0.001","v":5.1000000000000004E-2},4.8525214081826841E-2,-0.54934842331396083,-0.10823721420376294]
["Caudal  Q =",{"$f":"'Dimensionamiento Alcantarillas'!EY8","v":3.11},"m3/s",-8.375523644360932E-3,{"$f":"E4+0.001","v":5.2000000000000005E-2},4.9429657794676805E-2,-0.40498583586103698,-8.0533881195778187E-2]
["Pendiente de la rápida o del tramo escalonado Se =",{"$f":"B3/B4","v":0.8},"m/m",-5.604901346198907E-3,5.3000000000000005E-2,5.0332383665717011E-2,-0.26350773309300962,-5.2876427794329307E-2]
["Ángulo q =",{"$f":"ATAN(B6)*(180/PI())","v":38.659808254090095},"°",{"$f":"H7*$B$2*E7","v":-2.7288575765129094E-3},5.4000000000000006E-2,5.1233396584440233E-2,-0.12480602353252361,-2.5267199782526936E-2]
["Distancia a extremo externo del escalón a =",{"$f":"B4*(SIN(B7*PI()/180))","v":0.62469504755442429},"m",2.5208157944193901E-4,5.5000000000000007E-2,5.2132701421800959E-2,1.1221432921127365E-2,2.2916507221994453E-3]
["Distancia entre extremos externos del escalón L =",{"$f":"(B3^2+B4^2)^0.5","v":1.2806248474865698},"m",3.3373927366514744E-3,5.6000000000000008E-2,5.3030303030303039E-2,0.14467125398286923,2.979814943438816E-2]
["Altura de lámina de agua y =",{"$f":"VLOOKUP(B5,D3:H953,2)","v":0.30500000000000022},"m",6.5265553524709212E-3,5.7000000000000009E-2,5.3926206244087053E-2,0.27563492600271733,5.7250485547990532E-2]
["Área hidráulica A =",{"$f":"$B$2*B10","v":0.61000000000000043},"m2",9.8190518499102399E-3,5.800000000000001E-2,5.4820415879017023E-2,0.40419916097940994,8.4646998706122745E-2]
["Perímetro hidráulico P =",{"$f":"(2*B10+$B$2)","v":2.6100000000000003},"m",1.3214367724120537E-2,5.9000000000000011E-2,{"$f":"$B$2*E12/(2*E12+$B$2)","v":5.5712936732766775E-2},0.53044622305540923,0.11198616715356385]
["Radio hidráulico R =",{"$f":"B11/B12","v":0.23371647509578558},"m",1.6711991633889221E-2,6.0000000000000012E-2,5.6603773584905669E-2,0.65445422757126415,0.13926659694907681]
["C CHÉZY =",{"$f":"18*LOG10(6*B13/(B8/2))","v":11.739645193536298},null,2.0311415479749202E-2,6.1000000000000013E-2,5.7492931196983996E-2,0.77629741540121966,0.16648701212909178]
["Velocidad de flujo V =",{"$f":"B14*(B13*B6)^0.5","v":5.0762690089544584},"m/s",2.4012134470126022E-2,6.2000000000000013E-2,5.8380414312617715E-2,0.89604640498201027,0.19364624572682271]
["Altura mínima de muro H* =",{"$f":"IF(B10+0.15<0.5,0.5,IF(B10+0.15<1,1,\"Amplíe el ancho B\"))","v":0.5},"m",{"$f":"H16*$B$2*E16","v":2.7813647176791557E-2},6.3000000000000014E-2,{"$f":"$B$2*E16/(2*E16+$B$2)","v":5.9266227657572924E-2},{"$f":"18*LOG10(6*F16/($B$8/2))","v":1.0137684241766745},{"$f":"G16*(F16*$B$6)^0.5","v":0.2207432315618377}]
[null,null,null,3.171545558075177E-2,6.4000000000000015E-2,6.0150375939849635E-2,1.1295275238789855,0.24777699672462317]
[null,null,null,3.571706510957634E-2,6.5000000000000016E-2,6.1032863849765279E-2,1.2433847750573281,0.27474665468904869]
[null,null,null,3.9817984667068325E-2,6.6000000000000017E-2,6.1913696060037535E-2,1.3553984507552179,0.3016513989929418]
[null,null,null,4.4017726656078338E-2,6.7000000000000018E-2,6.2792877225866933E-2,1.4656241944059629,0.32849049743342035]
[null,null,null,4.8315806995181253E-2,6.8000000000000019E-2,6.3670411985018743E-2,1.5741151756781213,0.35526328672927382]
[null,null,null,5.2711745129861438E-2,6.900000000000002E-2,6.4546304957904602E-2,1.6809222349441377,0.38196916760769145]
[null,null,null,5.7205064038782498E-2,7.0000000000000021E-2,6.5420560747663573E-2,1.7860940173543949,0.4086076002770177]
[null,null,null,6.1795290235662319E-2,7.1000000000000021E-2,6.6293183940242792E-2,1.8896770974015,0.43517810025114295]
[null,null,null,6.6481953767217272E-2,7.2000000000000022E-2,6.7164179104477625E-2,1.9917160947728549,0.46168023449456425]
[null,null,null,7.1264588207597027E-2,7.3000000000000023E-2,6.8033550792171507E-2,2.0922537822126328,0.48811361786025348]
[null,null,null,7.6142730649684368E-2,7.4000000000000024E-2,6.8901303538175071E-2,2.1913311860454541,0.5144779097951645]
[null,null,null,8.1115921693602794E-2,7.5000000000000025E-2,6.9767441860465143E-2,2.2889876799529127,0.54077281129068511]
[null,null,null,8.618370543273457E-2,7.6000000000000026E-2,7.0631970260223068E-2,2.385261072539123,0.56699806205746406]
[null,null,null,9.1345629437528525E-2,7.7000000000000027E-2,7.1494893221912742E-2,2.4801876891725505,0.59315343790602915]
[null,null,null,9.6601244737343633E-2,7.8000000000000028E-2,7.2356215213358097E-2,2.5738024485472346,0.6192387483163051]
[null,null,null,0.1019501058005553,7.9000000000000029E-2,7.3215940685820227E-2,2.6661389343670994,0.64525383418072957]
[null,null,null,0.10739177051312611,8.0000000000000029E-2,7.4074074074074098E-2,2.7572294625214351,0.67119856570703795]
[null,null,null,0.11292580015582504,8.100000000000003E-2,7.4930619796484771E-2,2.8471051440876556,0.69707284046805551]
[null,null,null,0.11855175938026019,8.2000000000000031E-2,7.5785582255083209E-2,2.9357959444685346,0.72287658158695212]
[null,null,null,0.12426921618387622,8.3000000000000032E-2,7.6638965835641767E-2,3.0233307389451092,0.74860973604744685]
[null,null,null,0.13007774188405,8.4000000000000033E-2,7.7490774907749096E-2,3.1097373649027888,0.77427227311934499]
[null,null,null,0.13597691109140886,8.5000000000000034E-2,7.8341013824884828E-2,3.1950426709669459,0.7998641828906401]
[null,null,null,0.14196630168248087,8.6000000000000035E-2,7.9189686924493574E-2,3.2792725632648572,0.82538547489814429]
[null,null,null,0.14804549477177906,8.7000000000000036E-2,8.0036798528058908E-2,3.362452049013378,0.85083617684930457]
[null,null,null,0.15421407468340753,8.8000000000000037E-2,8.0882352941176502E-2,3.4446052776156808,0.87621633342845151]
[null,null,null,0.16047162892227509,8.9000000000000037E-2,8.172635445362722E-2,3.5257555794360274,0.90152600518132042]
[null,null,null,0.16681774814498682,9.0000000000000038E-2,8.2568807339449574E-2,3.6059255024081693,0.9267652674721486]
[null,null,null,0.17325202613048363,9.1000000000000039E-2,8.3409715857011957E-2,3.6851368466210781,0.95193420950815133]
[null,null,null,0.17977405975048838,9.200000000000004E-2,8.4249084249084283E-2,3.7634106970146086,0.97703293342656683]
[null,null,null,{"$f":"H46*$B$2*E46","v":0.18638344893981484},9.3000000000000041E-2,{"$f":"$B$2*E46/(2*E46+$B$2)","v":8.5086916742909469E-2},{"$f":"18*LOG10(6*F46/($B$8/2))","v":3.8407674543077288},{"$f":"G46*(F46*$B$6)^0.5","v":1.0020615534398642}]
[null,null,null,0.1930797966665864,9.4000000000000042E-2,8.5923217550274253E-2,3.9172268642727053,1.0270201950350335]
[null,null,null,0.19986270890241309,9.5000000000000043E-2,8.6757990867579945E-2,3.992808045460337,1.0519089942232263]
[null,null,null,0.20673179459256236,9.6000000000000044E-2,8.7591240875912441E-2,4.0675295154734714,1.0767280968362618]
[null,null,null,0.21368666562616359,9.7000000000000045E-2,8.8422971741112161E-2,4.141409215879154,1.1014776578668222]
[null,null,null,0.2207269368064767,9.8000000000000045E-2,8.9253187613843391E-2,4.2144645358431383,1.1261578408493704]
[null,null,null,0.22785222582125539,9.9000000000000046E-2,9.0081892629663374E-2,4.2867123345646156,1.1507688172790671]
[null,null,null,0.23506215321322915,0.10000000000000005,9.0909090909090939E-2,4.3581689625834947,1.1753107660661453]
[null,null,null,0.24235634235073128,0.10100000000000005,9.1734786557674891E-2,4.4288502820275824,1.1997838730234216]
[null,null,null,0.24973441939848817,0.10200000000000005,9.2558983666061745E-2,4.4987716858622697,1.2241883303847454]
[null,null,null,0.2571960132885962,0.10300000000000005,9.3381686310063508E-2,4.567948116201217,1.2485243363524081]
[null,null,null,0.26474075569169375,0.10400000000000005,9.4202898550724681E-2,4.6363940817323517,1.272792094671604]
[null,null,null,0.27236828098835242,0.10500000000000005,9.5022624434389191E-2,4.7041236743101011,1.296991814230249]
[null,null,null,0.2800782262406929,0.10600000000000005,9.5840867992766768E-2,4.7711505847611813,1.3211237086825129]
[null,null,null,0.2878702311642411,0.10700000000000005,9.6657633242999141E-2,4.8374881179483094,1.3451879960945838]
[null,null,null,0.29574393810003385,0.10800000000000005,9.7472924187725671E-2,4.903149207133243,1.3691848986112671]
[null,null,null,0.30369899198698225,0.10900000000000006,9.8286744815148833E-2,4.9681464276778922,1.3931146421421197]
[null,null,null,0.31173504033449934,0.11000000000000006,9.9099099099099142E-2,5.0324920101197632,1.4169774560659054]
[null,null,null,0.31985173319540305,0.11100000000000006,9.990999099909996E-2,5.096197852655763,1.4407735729522653]
[null,null,null,0.32804872313909283,0.11200000000000006,0.10071942446043169,5.1592755330661202,1.4645032282995207]
[null,null,null,0.33632566522501051,0.11300000000000006,0.10152740341419592,5.2217363201083522,1.4881666602876564]
[null,null,null,0.34468221697638757,0.11400000000000006,0.10233393177737886,5.2835911844092713,1.5117641095455587]
[null,null,null,0.35311803835427985,0.11500000000000006,0.10313901345291486,5.3448508088813274,1.5352958189316508]
[null,null,null,0.36163279173189428,{"$f":"E68+0.001","v":0.11600000000000006},0.10394265232974916,5.4055255986880004,1.5587620333271297]
[null,null,null,0.37022614186920982,0.11700000000000006,0.10474485228290069,5.4656256907814944,1.5821629994410669]
[null,null,null,0.37889775588789076,0.11800000000000006,0.1055456171735242,5.5251609630345238,1.605498965626655]
[null,null,null,0.38764730324649732,0.11900000000000006,0.10634495084897236,5.5841410429868006,1.6287701817079712]
[null,null,null,0.39647445571599021,0.12000000000000006,0.10714285714285719,5.6425753162255248,1.651976898816625]
[null,null,null,0.40537888735553135,0.12100000000000007,0.10793933987511156,5.7004729344181326,1.675119369237732]
[null,null,null,0.41436027448857787,0.12200000000000007,0.10873440285204997,5.7578428230144478,1.6981978462646625]
[null,null,null,0.42341829567927303,0.12300000000000007,0.10952804986642926,5.8146936886344687,1.7212125840620844]
[null,null,null,0.43255263170912683,0.12400000000000007,0.11032028469750894,5.8710340261570177,1.7441638375368007]
[null,null,null,0.44176296555398892,0.12500000000000006,0.11111111111111116,5.9268721255236994,1.7670518622159548]
[null,null,null,0.45104898236131308,0.12600000000000006,0.11190053285968032,5.9822160782717839,1.789876914132194]
[null,null,null,0.46041036942770758,0.12700000000000006,0.11268855368234255,6.037073783808852,1.8126392497153834]
[null,null,null,0.46984681617677054,0.12800000000000006,0.11347517730496458,6.0914529554413539,1.8353391256905092]
[null,null,null,0.47935801413721252,0.12900000000000006,0.11426040744021262,6.1453611261686074,1.8579767989814431]
[null,null,null,0.48894365692125547,0.13000000000000006,0.11504424778761066,6.1988056542530519,1.8805525266202126]
[null,null,null,0.49860344020331532,0.13100000000000006,0.11582670203359864,6.251793728577109,1.903066565661508]
[null,null,null,0.50833706169895509,0.13200000000000006,0.11660777385159014,6.3043323737962957,1.9255191731021017]
[null,null,null,0.51814422114411707,0.13300000000000006,0.11738746690203006,6.35642845529794,1.9479106058049505]
[null,null,null,0.52802462027461972,0.13400000000000006,0.11816578483245155,6.4080886839741042,1.9702411204276846]
[null,null,null,0.53797796280592636,0.13500000000000006,0.11894273127753309,6.4593196208171104,1.9925109733552817]
[null,null,null,0.54800395441317484,0.13600000000000007,0.11971830985915498,6.5101276813454589,2.0147204206366713]
[null,null,null,0.55810230271147321,0.13700000000000007,0.12049252418645565,6.560519139867643,2.0368697179250836]
[null,null,null,0.56827271723644646,0.13800000000000007,0.12126537785588756,6.6105001335908611,2.0589591204219064]
[null,null,null,0.57851490942504624,0.13900000000000007,0.12203687445127311,6.6600766665814524,2.0809888828239065]
[null,null,null,0.5888285925966068,0.14000000000000007,0.1228070175438597,6.7092546135833242,2.1029592592735948]
[null,null,null,0.59921348193415247,0.14100000000000007,0.12357581069237517,6.7580397237005201,2.1248705033125965]
[null,null,null,0.60966929446594964,0.14200000000000007,0.12434325744308236,6.8064376239496358,2.1467228678378496]
[null,null,null,0.62019574904730124,0.14300000000000007,0.12510936132983383,6.8544538226875886,2.1685166050604927]
[null,null,null,0.63079256634257985,0.14400000000000007,0.12587412587412591,6.9020937129199424,2.1902519664672901]
[null,null,null,0.64145946880749871,0.14500000000000007,0.12663755458515291,6.9493625754947734,2.2119292027844772]
[null,null,null,0.65219618067161111,0.14600000000000007,0.12739965095986044,6.9962655821867337,2.2335485639438724]
[null,null,null,0.66300242792104414,0.14700000000000008,0.12816041848299919,7.0428077986758986,2.2551102990511693]
[null,null,null,0.67387793828145459,0.14800000000000008,0.12891986062717775,7.0889941874255946,2.2766146563562644]
[null,null,null,0.68482244120120994,0.14900000000000008,0.12967798085291565,7.1348296104633473,2.2980618832255355]
[null,null,null,0.69583566783478834,0.15000000000000008,{"$f":"$B$2*E103/(2*E103+$B$2)","v":0.1304347826086957},{"$f":"18*LOG10(6*F103/($B$8/2))","v":7.1803188320687985},{"$f":"G103*(F103*$B$6)^0.5","v":2.3194522261159598}]
[null,null,null,0.70691735102639597,0.15100000000000008,0.13119026933101657,7.2254665213723444,2.3407859305509788]
[null,null,null,0.71806722529379674,0.15200000000000008,0.1319444444444445,7.2702772548679739,2.3620632410980145]
[null,null,null,0.72928502681235319,0.15300000000000008,0.13269731136166529,7.3147555188437439,2.383284401347558]
[null,null,null,0.74057049339927417,0.15400000000000008,0.1334488734835356,7.3589057117330539,2.4044496538937459]
[null,null,null,0.75192336449806774,0.15500000000000008,0.13419913419913426,7.402732146389857,2.4255592403163462]
[null,null,null,0.76334338116319411,0.15600000000000008,0.13494809688581322,7.4462390522906707,2.4466134011640825]
[null,null,null,{"$f":"H110*$B$2*E110","v":0.77483028604491722},0.15700000000000008,0.13569576490924812,7.489430577666262,2.4676123759392254]
[null,null,null,0.78638382337435175,0.15800000000000008,0.13644214162348883,7.5323107915656413,2.4885564030833902]
[null,null,null,0.79800373894870247,0.15900000000000009,0.13718723037100955,7.574883685854946,2.509445719964472]
[null,null,null,0.80968978011669268,0.16000000000000009,0.13793103448275867,7.6171531771536598,2.5302805628646632]
[null,null,null,0.82144169576418014,0.16100000000000009,0.13867355727820851,7.6591231087105127,2.551061166969502]
[null,null,null,0.83325923629995469,0.16200000000000009,0.13941480206540455,7.700797252221288,2.5717877663578834]
[null,null,null,0.84514215364172041,0.16300000000000009,0.14015477214101468,7.7421793095907159,2.5924605939930059]
[null,null,null,0.85709020120225154,0.16400000000000009,0.14089347079037806,7.7832729146404533,2.6130798817141803]
[null,null,null,0.86910313387572879,0.16500000000000009,0.14163090128755373,7.8240816347651805,2.6336458602294797]
[null,null,null,0.88118070802424298,0.16600000000000009,0.14236706689536885,7.8646089725386243,2.6541587591091642]
[null,null,null,0.89332268146447491,0.16700000000000009,0.14310197086546708,7.9048583672713839,2.6746188067798635]
[null,null,null,0.90552881345453817,0.16800000000000009,0.14383561643835624,7.944833196522227,2.6950262305194572]
[null,null,null,0.9177988646809887,0.16900000000000009,0.14456800684345603,7.984536777564549,2.7153812564526278]
[null,null,null,0.93013259724599828,0.1700000000000001,0.14529914529914537,8.0239723688095701,2.7356841095470523]
[null,null,null,0.94252977465468502,0.1710000000000001,0.14602903501280964,8.0631431711877806,2.7559350136101886]
[null,null,null,0.95499016180260443,0.1720000000000001,0.14675767918088745,8.1020523294901352,2.7761341912866393]
[null,null,null,0.96751352496339382,0.1730000000000001,0.14748508098891738,8.1407029336703385,2.7962818640560498]
[null,null,null,0.98009963177657011,0.1740000000000001,0.14821124361158439,8.1790980201096186,2.8163782522315217]
[null,null,null,0.99274825123547961,0.1750000000000001,0.14893617021276603,8.217240572845256,2.8364235749585114]
[null,null,null,1.0054591536753918,0.1760000000000001,0.14965986394557829,8.2551335247640889,2.8564180502141796]
[null,null,null,1.0182321107617454,0.1770000000000001,0.15038232795242149,8.2927797587622418,2.8763618948071885]
[null,null,null,1.0310668954785311,0.1780000000000001,0.15110356536502553,8.3301821088721457,2.8962553243778948]
[null,null,null,1.0439632821168232,0.1790000000000001,0.15182357930449542,8.3673433613580208,2.9160985533989456]
[null,null,null,1.0569210462634422,{"$f":"E132+0.001","v":0.1800000000000001},0.152542372881356,8.404266255780799,2.9358917951762264]
[null,null,null,1.0699399647897645,0.18100000000000011,0.15325994919559704,8.4409534860336031,2.9556352618501762]
[null,null,null,1.0830198158406568,0.18200000000000011,0.15397631133671749,8.4774077013486338,2.9753291643974071]
[null,null,null,1.0961603788235543,0.18300000000000011,0.15469146238377016,8.5136315072765303,2.9949737126326603]
[null,null,null,1.1093614343976597,0.18400000000000011,0.15540540540540548,8.5496274666389862,3.0145691152110299]
[null,null,null,1.1226227644632791,0.18500000000000011,0.1561181434599157,8.5853981004555866,3.0341155796304822]
[null,null,null,1.1359441521512814,0.18600000000000011,0.15682967959527833,8.620945888845652,3.0536133122346256]
[null,null,null,1.1493253818126838,0.18700000000000011,0.15754001684919974,8.6562732719058868,3.0730625182157305]
[null,null,null,1.1627662390083615,0.18800000000000011,0.15824915824915833,8.6913826505646394,3.0924634016179811]
[null,null,null,1.1762665104988761,0.18900000000000011,0.15895710681244751,8.7262763874134919,3.1118161653409402]
[null,null,null,1.1898259842344283,0.19000000000000011,0.15966386554621856,8.760956807516914,3.1311210111432306]
[null,null,null,1.2034444493449246,0.19100000000000011,0.16036943744752319,8.7954261992006479,3.1503781396463975]
[null,null,null,1.2171216961301605,0.19200000000000012,0.16107382550335578,8.8296868148195227,3.1695877503389576]
[null,null,null,1.2308575160501216,0.19300000000000012,0.16177703269069582,8.863740871505323,3.188750041580624]
[null,null,null,1.2446517017153917,0.19400000000000012,0.16247906197654949,8.8975905518953091,3.2078652106066778]
[null,null,null,1.2585040468776802,0.19500000000000012,0.16317991631799172,8.9312380048420543,3.2269334535325114]
[null,null,null,1.2724143464204483,0.19600000000000012,0.16387959866220744,8.9646853461050586,3.2459549653582846]
[null,null,null,1.2863823963496519,0.19700000000000012,0.1645781119465331,8.9979346590248284,3.2649299399737339]
[null,null,null,1.3004079937845865,0.19800000000000012,0.16527545909849758,9.0309879951798422,3.2838585701630953]
[null,null,null,1.314490936948838,0.19900000000000012,0.16597164303586331,9.0638473750269917,3.3027410476101435]
[null,null,null,1.3286310251613356,0.20000000000000012,0.16666666666666674,9.0965147885259601,3.3215775629033368]
[null,null,null,1.3428280588275086,0.20100000000000012,0.16736053288925903,9.1289921957480367,3.3403683055410642]
[null,null,null,1.3570818394305393,0.20200000000000012,0.16805324459234616,9.1612815274698018,3.3591134639369762]
[null,null,null,1.3713921695227183,0.20300000000000012,0.1687448046550292,9.1933846857521768,3.3778132254254123]
[null,null,null,1.3857588527168936,0.20400000000000013,0.16943521594684394,9.2253035445052198,3.3964677762668938]
[null,null,null,1.4001816936780234,0.20500000000000013,0.17012448132780092,9.2570399500391556,3.4150773016537133]
[null,null,null,1.4146604981148088,0.20600000000000013,0.17081260364842463,9.2885957216019222,3.4336419857155529]
[null,null,null,1.4291950727714358,0.20700000000000013,0.17149958574979296,9.3199726519037807,3.4521620115252052]
[null,null,null,1.4437852254193959,0.20800000000000013,0.17218543046357623,9.3511725076292187,3.470637561104315]
[null,null,null,1.4584307648494075,0.20900000000000013,0.1728701406120762,9.3821970299366271,3.4890688154292024]
[null,null,null,1.4731315008634156,0.21000000000000013,0.17355371900826455,9.4130479349459932,3.5074559544367014]
[null,null,null,1.4878872442666913,0.21100000000000013,0.17423616845582174,9.4437269142150733,3.5257991570300717]
[null,null,null,1.5026978068600088,0.21200000000000013,0.17491749174917501,9.4742356352042592,3.544098601084924]
[null,null,null,1.5175630014319101,0.21300000000000013,0.17559769167353678,9.5045757417305126,3.5623544634551858]
[null,null,null,1.532482641751056,0.21400000000000013,{"$f":"$B$2*E167/(2*E167+$B$2)","v":0.17627677100494243},{"$f":"18*LOG10(6*F167/($B$8/2))","v":9.5347488544106849},{"$f":"G167*(F167*$B$6)^0.5","v":3.5805669199791006}]
[null,null,null,1.5474565425586586,0.21500000000000014,0.17695473251028818,9.5647565710944846,3.5987361454852502]
[null,null,null,1.5624845195609947,0.21600000000000014,0.1776315789473685,9.5946004672874139,3.6168623137985962]
[null,null,null,1.5775663894220009,0.21700000000000014,0.17830731306491382,9.6242820965639098,3.6349455977465435]
[null,null,null,1.5927019697559484,0.21800000000000014,0.17898193760262734,9.6538029909710161,3.6529861691650169]
[null,null,null,1.607891079120197,0.21900000000000014,0.17965545529122243,9.6831646614228042,3.6709841989045571]
[null,null,null,1.6231335370080215,0.22000000000000014,0.18032786885245911,9.7123685980857903,3.6889398568364102]
[null,null,null,{"$f":"H174*$B$2*E174","v":1.6384291638415234},0.22100000000000014,0.18099918099918111,9.7414162707556553,3.706853311858648]
[null,null,null,1.6537777809646068,0.22200000000000014,0.18166939443535196,9.7703091292254047,3.7247247319022652]
[null,null,null,1.6691792106360397,0.22300000000000014,0.18233851185609168,9.7990486036453035,3.7425542839373063]
[null,null,null,1.6846332760225764,0.22400000000000014,0.18300653594771252,9.8276361048747134,3.7603421339789627]
[null,null,null,1.7001398011921658,0.22500000000000014,0.18367346938775519,9.8560730248261486,3.7780884470936993]
[null,null,null,1.7156986111072181,0.22600000000000015,0.18433931484502455,9.8843607368016322,3.7957933874053476]
[null,null,null,1.7313095316179481,0.22700000000000015,0.1850040749796252,9.9125005958216814,3.8134571181012049]
[null,null,null,1.7469723894557874,0.22800000000000015,0.18566775244299683,9.9404939389470357,3.8310798014381278]
[null,null,null,1.7626870122268654,0.22900000000000015,0.18633034987794966,9.9683420855933598,3.8486615987486119]
[null,null,null,1.7784532284055514,0.23000000000000015,0.18699186991869929,9.9960463378390561,3.8662026704468486]
[null,null,null,1.7942708673280756,0.23100000000000015,0.18765231519090181,10.023607980726451,3.8837031760347931]
[null,null,null,1.8101397591862005,0.23200000000000015,0.1883116883116884,10.051028282556421,3.9011632741081881]
[null,null,null,1.8260597350209704,0.23300000000000015,0.18896999188970004,10.078308495176721,3.9185831223625951]
[null,null,null,1.8420306267165141,0.23400000000000015,0.18962722852512165,10.105449854264107,3.9359628775993865]
[null,null,null,1.8580522669939199,0.23500000000000015,0.1902834008097167,10.13245357960048,3.9533026957317419]
[null,null,null,1.8741244894051639,0.23600000000000015,0.19093851132686093,10.15932087534312,3.9706027317905987]
[null,null,null,1.890247128327107,0.23700000000000015,0.19159256265157651,10.186052930289245,3.9878631399306026]
[null,null,null,1.9064200189555471,0.23800000000000016,0.19224555735056553,10.21265091813498,4.0050840734360209]
[null,null,null,1.9226429972993333,0.23900000000000016,0.19289749798224384,10.239115997728881,4.0222656847266363]
[null,null,null,1.9389159001745417,0.24000000000000016,0.1935483870967743,10.265449313320223,4.039408125363626]
[null,null,null,1.9552385651987008,0.24100000000000016,0.19419822723610003,10.291651994802042,4.0565115460553933]
[null,null,null,1.9716108307850835,0.24200000000000016,0.19484702093397754,10.317725157949205,4.0735760966633929]
[null,null,null,1.9880325361370523,0.24300000000000016,0.19549477071600976,10.343669904651563,4.0906019262079241]
[null,null,null,2.0045035212424578,{"$f":"E196+0.001","v":0.24400000000000016},0.19614147909967855,10.36948732314228,4.1075891828738857]
[null,null,null,2.0210236268680966,0.24500000000000016,0.19678714859437763,10.395178488221539,4.1245380140165206]
[null,null,null,2.0375926945542213,0.24600000000000016,0.19743178170144471,10.420744461475657,4.1414485661671137]
[null,null,null,2.0542105666091048,0.24700000000000016,0.19807538091419419,10.446186291491765,4.1583209850386709]
[null,null,null,2.0708770861036538,0.24800000000000016,0.19871794871794882,10.471505014068146,4.1751554155315578]
[null,null,null,2.0875920968660857,0.24900000000000017,0.19935948759007216,10.496701652420361,4.191952001739125]
[null,null,null,2.1043554434766438,0.25000000000000017,0.20000000000000009,10.521777217383208,4.208710886953285]
[null,null,null,2.1211669712623702,0.25100000000000017,0.2006394884092727,10.546732707608674,4.2254322136700573]
[null,null,null,2.1380265262919318,0.25200000000000017,0.20127795527156558,10.571569109759944,4.2421161235950997]
[null,null,null,2.1549339553704909,0.25300000000000017,0.2019154030327216,10.596287398701572,4.2587627576491887]
[null,null,null,2.1718891060346235,0.25400000000000017,0.20255183413078159,10.620888537685873,4.2753722559736653]
[null,null,null,2.1888918265472963,0.25500000000000017,0.20318725099601606,10.645373478535715,4.2919447579358723]
[null,null,null,2.2059419658928783,0.25600000000000017,0.20382165605095551,10.669743161823646,4.3084804021345251]
[null,null,null,2.2230393737722109,0.25700000000000017,0.20445505171042175,10.693998517047611,4.3249793264050771]
[null,null,null,2.240183900597716,0.25800000000000017,0.20508744038155813,10.718140462803186,4.3414416678250278]
[null,null,null,2.2573753974885582,0.25900000000000017,0.20571882446386033,10.742169906952554,4.3578675627192212]
[null,null,null,2.2746137162658417,0.26000000000000018,0.20634920634920645,10.766087746790136,4.3742571466650775]
[null,null,null,2.2918987094478713,0.26100000000000018,0.20697858842188752,10.789894869205137,4.3906105544978349]
[null,null,null,2.3092302302454306,0.26200000000000018,0.20760697305863718,10.813592150840886,4.4069279203157041]
[null,null,null,2.3266081325571326,0.26300000000000018,0.20823436262866205,10.837180458251236,4.4232093774850396]
[null,null,null,2.3440322709647887,0.26400000000000018,0.208860759493671,10.860660648053914,4.4394550586454304]
[null,null,null,2.3615025007288439,0.26500000000000018,0.20948616600790526,10.88403356708103,4.4556650957147967]
[null,null,null,2.3790186777838285,0.26600000000000018,0.21011058451816755,10.907300052526699,4.4718396198944115]
[null,null,null,2.3965806587338818,0.26700000000000018,0.21073401736385175,10.930460932091957,4.4879787616739328]
[null,null,null,2.4141883008482852,0.26800000000000018,0.21135646687697171,10.953517024126896,4.5040826508363496]
[null,null,null,2.4318414620570632,0.26900000000000018,0.21197793538219081,10.976469137770206,4.5201514164629399]
[null,null,null,2.4495400009466066,0.27000000000000018,0.21259842519685049,10.999318073086096,4.5361851869381571]
[null,null,null,2.467283776755345,0.27100000000000019,0.21321793863099933,11.022064621198703,4.5521840899545083]
[null,null,null,2.4850726493694566,0.27200000000000019,0.2138364779874215,11.044709564424013,4.5681482525173802]
[null,null,null,2.502906479318614,0.27300000000000019,0.21445404556166547,11.067253676399359,4.5840778009498395]
[null,null,null,2.5207851277717714,0.27400000000000019,0.21507064364207232,11.089697722210559,4.59997286089739]
[null,null,null,2.5387084565329907,0.27500000000000019,0.21568627450980404,11.112042458516743,4.6158335573327074]
[null,null,null,2.5566763280372986,0.27600000000000019,0.21630094043887158,11.134288633672881,4.6316600145603202]
[null,null,null,2.5746886053465925,0.27700000000000019,0.21691464369616301,11.156436987850148,4.6474523562212831]
[null,null,null,2.5927451521455684,0.27800000000000019,{"$f":"$B$2*E231/(2*E231+$B$2)","v":0.21752738654147116},{"$f":"18*LOG10(6*F231/($B$8/2))","v":11.178488253154056},{"$f":"G231*(F231*$B$6)^0.5","v":4.6632107052977814}]
[null,null,null,2.6108458327376991,0.27900000000000019,0.21813917122752163,11.200443153740533,4.6789351841177371]
[null,null,null,2.6289905120412378,0.28000000000000019,0.21875000000000011,11.222302405929861,4.6946259143593503]
[null,null,null,2.6471790555852652,0.28100000000000019,0.21935987509758015,11.244066718318633,4.7102830170556285]
[null,null,null,2.6654113295057598,0.28200000000000019,0.21996879875195019,11.265736791889672,4.7259066125988616]
[null,null,null,2.6836872005417183,0.2830000000000002,0.22057677318784114,11.287313320120058,4.7414968207450823]
[null,null,null,2.7020065360312988,0.2840000000000002,0.22118380062305307,11.308796989087202,4.7570537606184802]
[null,null,null,{"$f":"H238*$B$2*E238","v":2.7203692039080019},0.2850000000000002,0.22178988326848262,11.330188477573092,4.7725775507157895]
[null,null,null,2.73877507269688,0.2860000000000002,0.22239502332814942,11.351488457166662,4.788068308910626]
[null,null,null,2.7572240115107935,0.2870000000000002,0.22299922299922312,11.37269759236445,4.8035261524578248]
[null,null,null,2.7757158900466807,0.2880000000000002,0.22360248447204981,11.393816540669423,4.8189511979977064]
[null,null,null,2.7942505785818743,0.2890000000000002,0.22420480993017855,11.414845952688156,4.834343561560333]
[null,null,null,2.8128279479704439,0.2900000000000002,0.22480620155038772,11.435786472226274,4.8497033585697276]
[null,null,null,2.8314478696395717,0.2910000000000002,0.22540666150271121,11.456638736382313,4.865030703848058]
[null,null,null,2.8501102155859552,0.2920000000000002,0.22600619195046451,11.4774033756399,4.8803257116197827]
[null,null,null,2.8688148583722497,0.2930000000000002,0.22660479505027081,11.498081013958426,4.8955884955157813]
[null,null,null,2.8875616711235299,0.29400000000000021,0.22720247295208668,11.51867226886211,4.9108191685774285]
[null,null,null,2.9063505275237942,0.29500000000000021,0.22779922779922793,11.53917775152761,4.9260178432606647]
[null,null,null,2.9251813018124833,0.29600000000000021,0.22839506172839519,11.5595980668701,4.9411846314400023]
[null,null,null,2.9440538687810451,0.29700000000000021,0.22898997686969944,11.579933813627928,4.9563196444125301]
[null,null,null,2.9629681037695148,0.29800000000000021,0.22958397534668731,11.600185584445834,4.971422992901867]
[null,null,null,2.981923882663136,0.29900000000000021,0.23017705927636656,11.620353965956779,4.9864947870620968]
[null,null,null,3.0009210818889951,0.30000000000000021,0.23076923076923089,11.64043953886241,5.0015351364816549]
[null,null,null,3.0199595784126991,0.30100000000000021,0.23136049192928529,11.660442878012173,5.0165441501872046]
[null,null,null,3.0390392497350764,0.30200000000000021,0.23195084485407078,11.680364552481141,5.0315219366474739]
[null,null,null,3.058159973888896,0.30300000000000021,0.23254029163468931,11.700205125646512,5.0464686037770523]
[null,null,null,3.0773216294356285,0.30400000000000021,0.23312883435582835,11.719965155262891,5.0613842589401745]
[null,null,null,3.0965240954622217,0.30500000000000022,0.23371647509578558,11.739645193536298,5.0762690089544584]
[null,null,null,3.1157672515779136,0.30600000000000022,0.23430321592649322,11.759245787196994,5.0911229600946264]
[null,null,null,3.1350509779110647,0.30700000000000022,0.23488905891354261,11.778767477571106,5.105946218096193]
[null,null,null,3.1543751551060151,{"$f":"E260+0.001","v":0.30800000000000022},0.23547400611620806,11.798210800651072,5.1207388881591118]
[null,null,null,3.173739664319974,0.30900000000000022,0.2360580595874715,11.817576287164968,5.1355010749514109]
[null,null,null,3.1931443872199274,0.31000000000000022,0.23664122137404592,11.8368644626447,5.1502328826127828]
[null,null,null,3.2125892059795818,0.31100000000000022,0.23722349351639985,11.856075847493106,5.1649344147581662]
[null,null,null,3.2320740032763173,0.31200000000000022,0.23780487804878062,11.875210957049971,5.1796057744812742]
[null,null,null,3.2515986622881816,0.31300000000000022,0.23838537699923854,11.894270301656993,5.1942470643581142]
[null,null,null,3.2711630666908942,0.31400000000000022,0.23896499238965005,11.9132543867217,5.2088583864504647]
[null,null,null,3.2907671006548873,0.31500000000000022,0.23954372623574158,11.932163712780376,5.2234398423093413]
[null,null,null,3.3104106488423621,0.31600000000000023,0.24012158054711258,11.950998775559954,5.237991532978417]
[null,null,null,3.3300935964043719,0.31700000000000023,0.24069855732725906,11.969760066038965,5.2525135589974283]
[null,null,null,3.3498158289779263,0.31800000000000023,0.24127465857359648,11.988448070507495,5.2670060204055407]
[null,null,null,3.3695772326831261,0.31900000000000023,0.24184988627748308,12.007063270626231,5.2814690167447083]
[null,null,null,3.3893776941203106,0.32000000000000023,0.24242424242424254,12.025606143484556,5.2959026470629817]
[null,null,null,3.409217100367234,0.32100000000000023,0.24299772899318711,12.044077161657755,5.310307009917806]
[null,null,null,3.4290953389762633,0.32200000000000023,0.24357034795764007,12.062476793263318,5.3246822033792869]
[null,null,null,3.4490122979715978,0.32300000000000023,0.24414210128495856,12.080805502016382,5.3390283250334294]
[null,null,null,3.4689678658465124,0.32400000000000023,0.24471299093655602,12.099063747284305,5.3533454719853548]
[null,null,null,3.4889619315606213,0.32500000000000023,0.24528301886792467,12.117251984140406,5.3676337408624901]
[null,null,null,3.5089943845371576,0.32600000000000023,0.24585218702865774,12.13537066341687,5.3818932278177227]
[null,null,null,3.5290651146602889,0.32700000000000023,0.24642049736247187,12.153420231756858,5.3961240285325482]
[null,null,null,3.5491740122724358,0.32800000000000024,0.24698795180722904,12.171401131665792,5.4103262382201729]
[null,null,null,3.5693209681716311,0.32900000000000024,0.24755455229495876,12.18931380156191,5.424499951628615]
[null,null,null,3.589505873608875,0.33000000000000024,0.24812030075187982,12.207158675825976,5.4386452630437461]
[null,null,null,3.6097286202855399,0.33100000000000024,0.24868519909842238,12.224936184850332,5.4527622662923525]
[null,null,null,3.6299891003507692,0.33200000000000024,0.24924924924924938,12.242646755087121,5.4668510547451303]
[null,null,null,3.6502872063989122,0.33300000000000024,0.24981245311327846,12.260290809095839,5.4809117213196838]
[null,null,null,3.6706228314669738,0.33400000000000024,0.25037481259370326,12.277868765590163,5.4949443584834894]
[null,null,null,3.6909958690320845,0.33500000000000024,0.25093632958801515,12.29538103948407,5.5089490582568388]
[null,null,null,3.7114062130089862,0.33600000000000024,0.2514970059880241,12.312828041937257,5.522925912215749]
[null,null,null,3.7318537577475457,0.33700000000000024,0.25205684367988046,12.330210180399924,5.536875011494871]
[null,null,null,3.7523383980302785,0.33800000000000024,0.2526158445440958,12.347527858656855,5.5507964467903488]
[null,null,null,3.7728600290698955,0.33900000000000025,0.25317401045556398,12.364781476870865,5.5646903083626738]
[null,null,null,3.793418546506869,0.34000000000000025,0.25373134328358221,12.381971431625601,5.5785566860395095]
[null,null,null,3.8140138464070197,0.34100000000000025,0.25428784489187189,12.399098115967726,5.5923956692185]
[null,null,null,3.8346458252591074,0.34200000000000025,{"$f":"$B$2*E295/(2*E295+$B$2)","v":0.25484351713859921},{"$f":"18*LOG10(6*F295/($B$8/2))","v":12.416161919448458},{"$f":"G295*(F295*$B$6)^0.5","v":5.6062073468700362}]
[null,null,null,3.8553143799724676,0.34300000000000025,0.25539836187639625,12.433163228164538,5.6199918075400364]
[null,null,null,3.8760194078746348,0.34400000000000025,0.2559523809523811,12.450102424798573,5.6337491393526626]
[null,null,null,3.8967608067090058,0.34500000000000025,0.2565055762081786,12.4669798886588,5.647479430013048]
[null,null,null,3.9175384746325115,0.34600000000000025,0.25705794947994071,12.483795995718282,5.6611827668099837]
[null,null,null,3.9383523102133093,0.34700000000000025,0.2576095025983669,12.500551118653535,5.6748592366185973]
[null,null,null,3.9592022124284885,0.34800000000000025,0.25816023738872418,12.517245626882586,5.6885089259029966]
[null,null,null,{"$f":"H302*$B$2*E302","v":3.9800880806617989},0.34900000000000025,0.25871015567086747,12.533879886602508,5.7021319207189052]
[null,null,null,4.0010098147013906,0.35000000000000026,0.25925925925925941,12.550454260826401,5.7157283067162679]
[null,null,null,4.0219673147375739,0.35100000000000026,0.25980754996299055,12.566969109419832,5.7292981691418383]
[null,null,null,4.0429604813605931,0.35200000000000026,0.26035502958579892,12.583424789136796,5.7428415928417476]
[null,null,null,4.0639892155584274,0.35300000000000026,0.2609016999260903,12.599821653655141,5.7563586622640575]
[null,null,null,4.0850534187145859,0.35400000000000026,0.2614475627769573,12.616160053611468,5.7698494614612752]
[null,null,null,4.106152992605943,0.35500000000000026,0.26199261992619943,12.6324403366356,5.783314074092873]
[null,null,null,4.1272878394005703,0.35600000000000026,0.26253687315634233,12.648662847384498,5.7967525834277636]
[null,null,null,4.148457861655606,0.35700000000000026,0.26308032424465749,12.664827927575757,5.8101650723467824]
[null,null,null,4.1696629623151118,0.35800000000000026,0.26362297496318127,12.680935916020593,5.8235516233451241]
[null,null,null,4.1909030447079729,0.35900000000000026,0.26416482707873451,12.696987148656394,5.8369123185347771]
[null,null,null,4.2121780125457917,0.36000000000000026,0.26470588235294129,12.712981958578801,5.8502472396469285]
[null,null,null,4.2334877699208153,0.36100000000000027,0.26524614254224849,12.728920676073365,5.8635564680343659]
[null,null,null,4.254832221303861,0.36200000000000027,0.26578560939794432,12.744803628646736,5.8768400846738365]
[null,null,null,4.2762112715422687,0.36300000000000027,0.26632428466617769,12.760631141057447,5.8900981701684092]
[null,null,null,4.2976248258578646,0.36400000000000027,0.26686217008797669,12.776403535346274,5.9033308047498103]
[null,null,null,4.3190727898449399,0.36500000000000027,0.26739926739926756,12.792121130866146,5.9165380682807358]
[null,null,null,4.3405550694682367,0.36600000000000027,0.26793557833089326,12.807784244311691,5.9297200402571493]
[null,null,null,4.3620715710609659,0.36700000000000027,0.26847110460863222,12.823393189748355,5.942876799810576]
[null,null,null,4.383622201322817,0.36800000000000027,0.26900584795321653,12.838948278641112,5.9560084257103449]
[null,null,null,4.4052068673180029,0.36900000000000027,0.26953981008035077,12.854449819882815,5.9691149963658532]
[null,null,null,4.4268254764733026,0.37000000000000027,0.27007299270073004,12.869898119822134,5.9821965898287832]
[null,null,null,4.4484779365761327,0.37100000000000027,0.27060539752005852,12.885293482291145,5.9952532837953232]
[null,null,null,4.4701641557726122,{"$f":"E324+0.001","v":0.37200000000000027},0.27113702623906721,12.900636208632511,6.0082851556083448]
[null,null,null,4.4918840425656636,0.37300000000000028,0.27166788055353258,12.915926597726331,6.0212922822595978]
[null,null,null,4.5136375058131106,0.37400000000000028,0.27219796215429415,12.931164946016619,6.0342747403918544]
[null,null,null,4.5354244547258062,0.37500000000000028,0.27272727272727287,12.94635154753742,6.04723260630107]
[null,null,null,4.5572447988657467,0.37600000000000028,0.27325581395348852,12.961486693938582,6.0601659559384888]
[null,null,null,4.5790984481442312,0.37700000000000028,0.27378358750907789,12.976570674511192,6.073074864912769]
[null,null,null,4.6009853128200096,0.37800000000000028,0.27431059506531219,12.991603776212678,6.0859594084920712]
[null,null,null,4.6229053034974559,0.37900000000000028,0.2748368382886151,13.006586283691554,6.0988196616061376]
[null,null,null,4.6448583311247509,0.38000000000000028,0.27536231884057982,13.021518479311872,6.1116556988483524]
[null,null,null,4.6668443069920782,0.38100000000000028,0.27588703837798711,13.036400643177332,6.1244675944777889]
[null,null,null,4.6888631427298293,0.38200000000000028,0.27641099855282214,13.05123305315507,6.1372554224212381]
[null,null,null,4.710914750306828,0.38300000000000028,0.27693420101229227,13.066015984899167,6.1500192562752281]
[null,null,null,4.7329990420285561,0.38400000000000029,0.27745664739884407,13.0807497118738,6.1627591693080115]
[null,null,null,4.7551159305354096,0.38500000000000029,0.27797833935018068,13.095434505376147,6.1754752344615662]
[null,null,null,4.7772653288009437,0.38600000000000029,0.27849927849927864,13.110070634558953,6.1881675243535499]
[null,null,null,4.7994471501301534,0.38700000000000029,0.27901946647440534,13.124658366452824,6.2008361112792629]
[null,null,null,4.8216613081577444,0.38800000000000029,0.27953890489913558,13.139197965988227,6.213481067213583]
[null,null,null,4.8439077168464317,0.38900000000000029,0.2800575953923688,13.153689696017207,6.2261024638128895]
[null,null,null,4.8661862904852411,0.39000000000000029,0.28057553956834547,13.168133817334823,6.2387003724169716]
[null,null,null,4.8884969436878301,0.39100000000000029,0.28109273903666443,13.182530588700313,6.251274864050929]
[null,null,null,4.9108395913908112,0.39200000000000029,0.28160919540229901,13.196880266857999,6.2638260094270501]
[null,null,null,4.9332141488520902,0.39300000000000029,0.28212491026561393,13.211183106557886,6.2763538789466748]
[null,null,null,4.9556205316492186,0.39400000000000029,0.28263988522238176,13.225439360576051,6.2888585427020498]
[null,null,null,4.9780586556777582,0.3950000000000003,0.28315412186379946,13.239649279734738,6.3013400704781706]
[null,null,null,5.0005284371496437,0.3960000000000003,0.28366762177650445,13.253813112922208,6.3137985317545962]
[null,null,null,5.0230297925915783,0.3970000000000003,0.28418038654259142,13.267931107112345,6.3262339957072733]
[null,null,null,5.0455626388434194,0.3980000000000003,0.28469241773962817,13.282003507383999,6.3386465312103208]
[null,null,null,5.0681268930565917,0.3990000000000003,0.28520371694067209,13.296030556940119,6.3510362068378292]
[null,null,null,5.0907224726924882,0.4000000000000003,0.28571428571428586,13.310012497126586,6.3634030908656056]
[null,null,null,5.1133492955209183,0.4010000000000003,0.28622412562455407,13.323949567450885,6.3757472512729603]
[null,null,null,5.1360072796185268,0.4020000000000003,0.28673323823109859,13.337842005600493,6.3880687557444311]
[null,null,null,5.1586963433672484,0.4030000000000003,0.28724162508909495,13.351690047461039,6.4003676716715194]
[null,null,null,5.1814164054527705,0.4040000000000003,0.28774928774928787,13.365493927134279,6.4126440661544146]
[null,null,null,5.204167384862993,0.4050000000000003,0.2882562277580073,13.379253876955806,6.4248980060036898]
[null,null,null,5.2269492008865051,0.40600000000000031,{"$f":"$B$2*E359/(2*E359+$B$2)","v":0.28876244665718365},{"$f":"18*LOG10(6*F359/($B$8/2))","v":13.392970127512548},{"$f":"G359*(F359*$B$6)^0.5","v":6.4371295577419962}]
[null,null,null,5.2497617731110875,0.40700000000000031,0.28926794598436406,13.406642907660085,6.449338787605754]
[null,null,null,5.2726050214221951,0.40800000000000031,0.2897727272727274,13.420272444539703,6.4615257615468034]
[null,null,null,5.2954788660014787,0.40900000000000031,0.29027679205110024,13.433858963595284,6.4736905452340769]
[null,null,null,5.3183832273252865,0.41000000000000031,0.29078014184397177,13.447402688589948,6.485833204055222]
[null,null,null,5.3413180261632105,0.41100000000000031,0.29128277817150972,13.460903841622532,6.4979538031182562]
[null,null,null,5.3642831835766129,0.41200000000000031,0.29178470254957523,13.47436264314384,6.5100524072531663]
[null,null,null,{"$f":"H366*$B$2*E366","v":5.3872786209171766},0.41300000000000031,0.29228591648973834,13.487779311972711,6.5221290810135262]
[null,null,null,5.4103042598254589,0.41400000000000031,0.2927864214992929,13.501154065311876,6.5341838886780854]
[null,null,null,5.4333600222294649,0.41500000000000031,0.29328621908127223,13.514487118763654,6.5462168942523622]
[null,null,null,5.4564458303432088,0.41600000000000031,0.2937853107344634,13.52777868634541,6.5582281614701978]
[null,null,null,5.4795616066653192,0.41700000000000031,0.29428369795342291,13.541028980504894,6.5702177537953421]
[null,null,null,5.5027072739776148,0.41800000000000032,0.29478138222849098,13.554238212135321,6.5821857344229793]
[null,null,null,5.525882755343714,0.41900000000000032,0.29527836504580707,13.56740659059033,6.5941321662812769]
[null,null,null,5.5490879741076489,0.42000000000000032,0.2957746478873241,13.580534323698739,6.6060571120329099]
[null,null,null,5.5723228538924863,0.42100000000000032,0.29627023223082355,13.593621617779123,6.6179606340765815]
[null,null,null,5.5955873185989491,0.42200000000000032,0.29676511954992985,13.606668677654223,6.6298427945485132]
[null,null,null,5.618881292404069,0.42300000000000032,0.29725931131412525,13.619675706665191,6.6417036553239539]
[null,null,null,5.6422046997598256,0.42400000000000032,0.29775280898876422,13.632642906685657,6.653543278018657]
[null,null,null,5.6655574653918013,0.42500000000000032,0.29824561403508787,13.645570478135634,6.6653617239903493]
[null,null,null,5.6889395142978465,0.42600000000000032,0.29873772791023856,13.658458619995246,6.6771590543401906]
[null,null,null,5.7123507717467632,0.42700000000000032,0.29922915206727418,13.671307529818332,6.6889353299142371]
[null,null,null,5.7357911632769669,0.42800000000000032,0.29971988795518223,13.684117403745844,6.7006906113048625]
[null,null,null,5.7592606146951972,0.42900000000000033,0.30020993701889448,13.696888436519121,6.712424958852206]
[null,null,null,5.7827590520752015,0.43000000000000033,0.30069930069930084,13.709620821492992,6.724138432645578]
[null,null,null,5.8062864017564539,0.43100000000000033,0.30118798043326361,13.722314750648742,6.735831092524883]
[null,null,null,5.8298425903428557,0.43200000000000033,0.30167597765363141,13.734970414606902,6.7475029980820036]
[null,null,null,5.8534275447014732,0.43300000000000033,0.3021632937892535,13.747588002639924,6.7591542086622036]
[null,null,null,5.8770411919612551,0.43400000000000033,0.30264993026499315,13.760167702684676,6.7707847833654959]
[null,null,null,5.9006834595117885,0.43500000000000033,0.30313588850174233,13.77270970135482,6.7823947810480272]
[null,null,null,5.9243542750020222,{"$f":"E388+0.001","v":0.43600000000000033},0.30362116991643467,13.785214183953029,6.7939842603234144]
[null,null,null,5.9480535663390457,0.43700000000000033,0.30410577592206001,13.797681334483078,6.80555327956412]
[null,null,null,5.9717812616868402,0.43800000000000033,0.30458970792767748,13.810111335661791,6.8171018969027806]
[null,null,null,5.9955372894650463,0.43900000000000033,0.30507296733842965,13.82250436893084,6.8286301702335326]
[null,null,null,6.0193215783477463,0.44000000000000034,0.30555555555555569,13.834860614468425,6.8401381572133424]
[null,null,null,6.0431340572622547,0.44100000000000034,0.30603747397640546,13.847180251200834,6.8516259152633223]
[null,null,null,6.0669746553878996,0.44200000000000034,0.30651872399445229,13.859463456813817,6.8630935015700167]
[null,null,null,6.0908433021548349,0.44300000000000034,0.30699930699930716,13.871710407763903,6.8745409730867157]
[null,null,null,6.1147399272428427,0.44400000000000034,0.30747922437673147,13.88392127928954,6.885968386534727]
[null,null,null,6.1386644605801477,0.44500000000000034,0.30795847750865069,13.896096245422116,6.8973757984046546]
[null,null,null,6.1626168323422448,0.44600000000000034,0.30843706777316748,13.908235478996884,6.9087632649576687]
[null,null,null,6.1865969729507286,0.44700000000000034,0.30891499654457516,13.920339151663729,6.9201308422267607]
[null,null,null,6.2106048130721252,0.44800000000000034,0.30939226519337032,13.932407433897835,6.9314785860179917]
[null,null,null,6.2346402836167432,0.44900000000000034,0.30986887508626659,13.944440495010223,6.942806551911735]
[null,null,null,6.2587033157375194,0.45000000000000034,0.31034482758620707,13.956438503158186,6.9541147952639051]
[null,null,null,6.2827938408288864,0.45100000000000035,0.31082012405237786,13.968401625355591,6.9654033712071861]
[null,null,null,6.3069117905256284,0.45200000000000035,0.31129476584022053,13.980330027483078,6.9766723346522381]
[null,null,null,6.3310570967017599,0.45300000000000035,0.31176875430144546,13.992223874298134,6.9879217402889129]
[null,null,null,6.3552296914694013,0.45400000000000035,0.31224209078404419,14.004083329445077,6.9991516425874414]
[null,null,null,6.379429507177667,0.45500000000000035,0.31271477663230257,14.0159085554649,7.0103620957996284]
[null,null,null,6.4036564764115651,0.45600000000000035,0.31318681318681335,14.027699713805045,7.0215531539600438]
[null,null,null,6.4279105319908814,0.45700000000000035,0.31365820178448883,14.039456964829029,7.032724870887173]
[null,null,null,6.4521916069690999,0.45800000000000035,0.31412894375857353,14.051180467825988,7.0438773001846018]
[null,null,null,6.4764996346323134,0.45900000000000035,0.31459904043865677,14.062870381020121,7.0550104952421657]
[null,null,null,6.5008345484981351,0.46000000000000035,0.31506849315068508,14.074526861580013,7.0661245092370981]
[null,null,null,6.525196282314635,0.46100000000000035,0.31553730321697487,14.086150065627873,7.0772193951351738]
[null,null,null,6.5495847700592655,0.46200000000000035,0.31600547195622453,14.097740148248656,7.08829520569184]
[null,null,null,6.5739999459378025,0.46300000000000036,0.31647300068352718,14.109297263499109,7.0993519934533449]
[null,null,null,6.5984417443832939,0.46400000000000036,0.31693989071038264,14.120821564416687,7.1103898107578543]
[null,null,null,6.6229101000550079,0.46500000000000036,0.31740614334471007,14.13231320302841,7.1214087097365626]
[null,null,null,6.6474049478373871,0.46600000000000036,0.31787175989085964,14.143772330359585,7.1324087423147873]
[null,null,null,6.6719262228390228,0.46700000000000036,0.31833674164962528,14.155199096442479,7.1433899602130815]
[null,null,null,6.6964738603916185,0.46800000000000036,0.31880108991825629,14.166593650324849,7.1543524149483044]
[null,null,null,6.7210477960489658,0.46900000000000036,0.31926480599046991,14.177956140078431,7.165296157834713]
[null,null,null,6.7456479655859249,0.47000000000000036,{"$f":"$B$2*E423/(2*E423+$B$2)","v":0.31972789115646272},{"$f":"18*LOG10(6*F423/($B$8/2))","v":14.189286712807291},{"$f":"G423*(F423*$B$6)^0.5","v":7.1762212399850211}]
[null,null,null,6.7702743049974297,0.47100000000000036,0.32019034670292335,14.200585514656137,7.1871277123114909]
[null,null,null,6.7949267504974546,0.47200000000000036,0.32065217391304363,14.211852690818485,7.1980156255269589]
[null,null,null,6.8196052385180419,0.47300000000000036,0.32111337406653107,14.223088385544798,7.2088850301459164]
[null,null,null,6.84430970570829,0.47400000000000037,0.32157394843962023,14.234292742150489,7.2197359764855324]
[null,null,null,6.8690400889333771,0.47500000000000037,0.32203389830508494,14.245465903023874,7.2305685146667074]
[null,null,null,6.8937963252735699,0.47600000000000037,0.32249322493224947,14.256608009634014,7.2413826946150888]
[null,null,null,{"$f":"H430*$B$2*E430","v":6.9185783520232516},0.47700000000000037,0.32295192958700086,14.267719202538506,7.2521785660621028]
[null,null,null,6.9433861066899567,0.47800000000000037,0.32341001353179988,14.278799621391162,7.2629561785459744]
[null,null,null,6.9682195269934022,0.47900000000000037,0.32386747802569321,14.289849404949621,7.2737155814127314]
[null,null,null,6.9930785508645217,0.48000000000000037,0.32432432432432451,14.300868691082885,7.2844568238172043]
[null,null,null,7.0179631164445215,0.48100000000000037,0.32478055367994618,14.311857616778767,7.2951799547240288]
[null,null,null,7.0428731620839296,0.48200000000000037,0.32523616734143068,14.32281631815127,7.305885022908635]
[null,null,null,7.0678086263416553,0.48300000000000037,0.32569116655428204,14.333744930447889,7.3165720769582299]
[null,null,null,7.0927694479840451,0.48400000000000037,0.32614555256064703,14.344643588056822,7.3272411652727678]
[null,null,null,7.1177555659839618,0.48500000000000038,0.32659932659932678,14.355512424514133,7.3378923360659343]
[null,null,null,7.1427669195198487,0.48600000000000038,0.3270524899057875,14.36635157251081,7.3485256373660937]
[null,null,null,7.1678034479748147,0.48700000000000038,0.32750504371217232,14.377161163899789,7.3591411170172583]
[null,null,null,7.1928650909357223,0.48800000000000038,0.32795698924731198,14.38794132970286,7.3697388226800378]
[null,null,null,7.2179517881922619,0.48900000000000038,0.32840832773673623,14.398692200117541,7.3803188018325727]
[null,null,null,7.2430634797360653,0.49000000000000038,0.3288590604026847,14.409413904523861,7.3908811017714893]
[null,null,null,7.2682001057597985,0.49100000000000038,0.32930918846411822,14.420106571491077,7.4014257696128238]
[null,null,null,7.293361606656263,0.49200000000000038,0.32975871313672939,14.430770328784332,7.4119528522929441]
[null,null,null,7.3185479230175163,0.49300000000000038,0.33020763563295397,14.44140530337123,7.4224623965694834]
[null,null,null,7.3437589956339782,0.49400000000000038,0.33065595716198143,14.452011621428353,7.4329544490222395]
[null,null,null,7.3689947654935528,0.49500000000000038,0.33110367892976605,14.462589408347712,7.4434290560540877]
[null,null,null,7.3942551737807607,0.49600000000000039,0.33155080213903759,14.473138788743134,7.4538862638918904]
[null,null,null,7.4195401618758687,0.49700000000000039,0.33199732798931214,14.483659886456582,7.4643261185873877]
[null,null,null,7.4448496713540182,0.49800000000000039,0.33244325767690269,14.494152824564404,7.4747486660180851]
[null,null,null,7.4701836439843703,0.49900000000000039,0.33288859239493013,14.504617725383536,7.4851539518881411]
[null,null,null,7.4955420217292534,{"$f":"E452+0.001","v":0.50000000000000033},0.33333333333333348,14.515054710477623,7.4955420217292481]
[null,null,null,7.5209247467433125,0.50100000000000033,0.33377748167888088,14.525463900663102,7.5059129209015047]
[null,null,null,7.546331761372663,0.50200000000000033,0.33422103861517993,14.535845416015203,7.5162666945942807]
[null,null,null,7.5717630081540488,0.50300000000000034,0.33466400532268809,14.546199375873893,7.5266033878270813]
[null,null,null,7.59721842981401,0.50400000000000034,0.33510638297872353,14.556525898849779,7.5369230454504015]
[null,null,null,7.6226979692680592,0.50500000000000034,0.33554817275747523,14.566825102829933,7.547225712146588]
[null,null,null,7.6482015696198395,0.50600000000000034,0.33598937583001348,14.577097104983661,7.5575114324306663]
[null,null,null,7.6737291741603126,0.50700000000000034,0.33642999336430007,14.587342021768222,7.5677802506511904]
[null,null,null,7.6992807263669425,0.50800000000000034,0.33687002652519904,14.597559968934496,7.57803221099108]
[null,null,null,7.7248561699028917,0.50900000000000034,0.33730947647448656,14.607751061532587,7.588267357468454]
[null,null,null,7.7504554486161892,0.51000000000000034,0.3377483443708611,14.617915413917352,7.5984857339374354]
[null,null,null,7.7760785065389504,0.51100000000000034,0.33818663136995381,14.628053139753918,7.608687384088987]
[null,null,null,7.8017252878865708,0.51200000000000034,0.33862433862433877,14.63816435202312,7.6188723514517243]
[null,null,null,7.8273957370569338,0.51300000000000034,0.33906146728354281,14.648249163026879,7.6290406793927179]
[null,null,null,7.853089798629612,0.51400000000000035,0.33949801849405564,14.658307684393538,7.6391924111182945]
[null,null,null,7.8788074173650946,0.51500000000000035,0.33993399339934011,14.668340027083156,7.6493275896748436]
[null,null,null,7.9045485382039979,0.51600000000000035,0.34036939313984182,14.678346301392725,7.6594462579496057]
[null,null,null,7.9303131062662988,0.51700000000000035,0.3408042188529995,14.688326616961362,7.6695484586714633]
[null,null,null,7.9561010668505423,0.51800000000000035,0.34123847167325444,14.698281082775434,7.679634234411715]
[null,null,null,7.9819123654330921,0.51900000000000035,0.3416721527320607,14.708209807173633,7.689703627584862]
[null,null,null,8.0077469476673695,0.52000000000000035,0.34210526315789486,14.718112897852025,7.6997566804493882]
[null,null,null,8.0336047593830742,0.52100000000000035,0.34253780407626577,14.727990461869016,7.7097934351085113]
[null,null,null,8.059485746585441,0.52200000000000035,0.34296977660972422,14.737842605650293,7.7198139335109532]
[null,null,null,8.0853898554544941,0.52300000000000035,0.34340118187787277,14.747669434993716,7.7298182174517098]
[null,null,null,8.1113170323442851,0.52400000000000035,0.34383202099737548,14.757471055074154,7.7398063285727856]
[null,null,null,8.1372672237821639,0.52500000000000036,0.34426229508196737,14.767247570448287,7.7497783083639611]
[null,null,null,8.1632403764680355,0.52600000000000036,0.34469200524246413,14.776999085059341,7.7597341981635264]
[null,null,null,8.1892364372736104,0.52700000000000036,0.34512115258677162,14.786725702241805,7.7696740391590184]
[null,null,null,8.2152553532416999,0.52800000000000036,0.34554973821989543,14.796427524726086,7.7795978723879688]
[null,null,null,8.2412970715854748,0.52900000000000036,0.34597776324395046,14.806104654643129,7.7895057387386295]
[null,null,null,8.2673615396877373,0.53000000000000036,0.34640522875817009,14.81575719352897,7.7993976789506902]
[null,null,null,8.2934487051002055,0.53100000000000036,0.34683213585891587,14.82538524232929,7.8092737336160081]
[null,null,null,8.3195585155428127,0.53200000000000036,0.34725848563968681,14.83498890140388,7.8191339431793292]
[null,null,null,8.3456909189029727,0.53300000000000036,0.34768427919112865,14.844568270531095,7.8289783479389934]
[null,null,null,8.3718458632348849,0.53400000000000036,{"$f":"$B$2*E487/(2*E487+$B$2)","v":0.34810951760104319},{"$f":"18*LOG10(6*F487/($B$8/2))","v":14.854123448912244},{"$f":"G487*(F487*$B$6)^0.5","v":7.8388069880476401}]
[null,null,null,8.3980232967588311,0.53500000000000036,0.34853420195439755,14.863654535175964,7.8486199035129216]
[null,null,null,8.4242231678604771,0.53600000000000037,0.34895833333333348,14.87316162738253,7.8584171341982003]
[null,null,null,8.4504454250901642,0.53700000000000037,0.34938191281717645,14.882644823028134,7.8681987198232379]
[null,null,null,8.4766900171622357,0.53800000000000037,0.3498049414824449,14.892104219049131,7.8779646999648971]
[null,null,null,8.5029568929543302,0.53900000000000037,0.35022742040285915,14.901539911826227,7.8877151140578148]
[null,null,null,8.52924600150671,0.54000000000000037,0.35064935064935077,14.910951997188645,7.8974500013950957]
[null,null,null,{"$f":"H494*$B$2*E494","v":8.5555572920215699},0.54100000000000037,0.35107073329007155,14.920340570418249,7.9071694011289866]
[null,null,null,8.5818907138623661,0.54200000000000037,0.35149156939040227,14.929705726253625,7.9168733522715504]
[null,null,null,8.608246216553141,0.54300000000000037,0.35191186001296193,14.939047558894121,7.9265618936953368]
[null,null,null,8.6346237497778553,0.54400000000000037,0.35233160621761672,14.948366162003872,7.9362350641340536]
[null,null,null,8.6610232633797093,0.54500000000000037,0.35275080906148881,14.957661628715748,7.9458929021832141]
[null,null,null,8.6874447073604948,0.54600000000000037,0.35316946959896528,14.966934051635308,7.9555354463008143]
[null,null,null,8.7138880318799199,0.54700000000000037,0.35358758888170666,14.976183522844684,7.9651627348079659]
[null,null,null,8.7403531872549785,0.54800000000000038,0.35400516795865644,14.985410133906461,7.9747748058895729]
[null,null,null,8.7668401239592644,0.54900000000000038,0.35442220787604922,14.994613975867493,7.9843716975949528]
[null,null,null,8.793348792622341,0.55000000000000038,0.35483870967741954,15.00379513926269,7.9939534478384857]
[null,null,null,8.8198791440290947,0.55100000000000038,0.35525467440361075,15.01295371411879,8.0035200944002618]
[null,null,null,8.8464311291190896,0.55200000000000038,0.35567010309278363,15.022089789958073,8.0130716749267066]
[null,null,null,8.8730046989859321,0.55300000000000038,0.35608499678042516,15.031203455802062,8.0226082269312169]
[null,null,null,8.8995998048766243,0.55400000000000038,0.35649935649935666,15.040294800175165,8.0321297877947817]
[null,null,null,8.9262163981909417,0.55500000000000038,0.35691318327974292,15.049363911108305,8.0416363947666092]
[null,null,null,8.9528544304808104,0.55600000000000038,0.3573264781491004,15.058410876142519,8.051128084964752]
[null,null,null,8.9795138534496601,0.55700000000000038,0.3577392421323059,15.067435782332504,8.0606048953767093]
[null,null,null,9.0061946189518149,0.55800000000000038,0.35815147625160482,15.076438716250143,8.0700668628600436]
[null,null,null,9.0328966789918805,0.55900000000000039,0.35856318152661981,15.085419763988018,8.0795140241430001]
[null,null,null,9.0596199857241118,0.56000000000000039,0.35897435897435909,15.094379011162845,8.0889464158250934]
[null,null,null,9.0863644914518193,0.56100000000000039,0.35938500960922504,15.103316542918936,8.0983640743777308]
[null,null,null,9.1131301486267429,0.56200000000000039,0.35979513444302197,15.11223244393158,8.107767036144784]
[null,null,null,9.1399169098484485,0.56300000000000039,0.36020473448496498,15.121126798410414,8.1171553373431991]
[null,null,null,9.166724727863734,{"$f":"E516+0.001","v":0.56400000000000039},0.36061381074168813,15.129999690102782,8.1265290140635891]
[null,null,null,9.1935535555660177,0.56500000000000039,0.36102236421725253,15.138851202297026,8.1358881022708065]
[null,null,null,9.2204033459947592,0.56600000000000039,0.36143039591315473,15.147681417825792,8.1452326378045523]
[null,null,null,9.2472740523348254,0.56700000000000039,0.36183790682833455,15.156490419069241,8.1545626563799107]
[null,null,null,9.2741656279159574,0.56800000000000039,0.3622448979591838,15.16527828795833,8.1638781935879852]
[null,null,null,9.3010780262121386,0.56900000000000039,0.36265137029955402,15.174045105977967,8.1731792848964258]
[null,null,null,9.3280112008410203,0.5700000000000004,0.36305732484076453,15.182790954170185,8.1824659656500121]
[null,null,null,9.3549651055633483,0.5710000000000004,0.36346276257161059,15.191515913137293,8.1917382710712268]
[null,null,null,9.381939694282373,0.5720000000000004,0.36386768447837164,15.200220063044979,8.20099623626081]
[null,null,null,9.4089349210432918,0.5730000000000004,0.36427209154481899,15.208903483625402,8.2102398961983294]
[null,null,null,9.4359507400326557,0.5740000000000004,0.36467598475222385,15.217566254180246,8.2194692857427256]
[null,null,null,9.4629871055778008,0.5750000000000004,0.36507936507936523,15.226208453583748,8.2286844396328647]
[null,null,null,9.4900439721462995,0.5760000000000004,0.36548223350253822,15.234830160285705,8.237885392488101]
[null,null,null,9.5171212943453831,0.5770000000000004,0.36588459099556137,15.243431452314461,8.2470721788088177]
[null,null,null,9.5442190269213771,0.5780000000000004,0.36628643852978471,15.252012407279844,8.2562448329769644]
[null,null,null,9.5713371247591521,0.5790000000000004,0.36668777707409766,15.260573102376101,8.265403389256603]
[null,null,null,9.5984755428815607,0.5800000000000004,0.36708860759493683,15.269113614384809,8.2745478817944438]
[null,null,null,9.6256342364488994,0.58100000000000041,0.36748893105629366,15.277634019677738,8.2836783446203892]
[null,null,null,9.652813160758333,0.58200000000000041,0.36788874841972208,15.286134394219703,8.2927948116480472]
[null,null,null,9.6800122712433669,0.58300000000000041,0.36828806064434633,15.294614813571394,8.3018973166752659]
[null,null,null,9.7072315234733004,0.58400000000000041,0.36868686868686884,15.303075352892192,8.3109858933846699]
[null,null,null,9.7344708731526897,0.58500000000000041,0.36908517350157743,15.311516086942929,8.3200605753441739]
[null,null,null,9.7617302761207903,0.58600000000000041,0.36948297604035329,15.319937090088651,8.3291213960074941]
[null,null,null,9.7890096883510278,0.58700000000000041,0.36988027725267819,15.32833843630134,8.3381683887146689]
[null,null,null,9.8163090659504917,0.58800000000000041,0.37027707808564247,15.336720199162645,8.3472015866925897]
[null,null,null,9.8436283651593648,0.58900000000000041,0.37067337948395235,15.345082451866546,8.3562210230554825]
[null,null,null,9.8709675423504173,0.59000000000000041,0.3710691823899373,15.353425267222017,8.365226730805432]
[null,null,null,9.8983265540284737,0.59100000000000041,0.37146448774355767,15.361748717655676,8.3742187428328823]
[null,null,null,9.9257053568299032,0.59200000000000041,0.37185929648241217,15.370052875214398,8.3831970919171415]
[null,null,null,9.9531039075220793,0.59300000000000042,0.3722536095417453,15.378337811567908,8.3921618107268738]
[null,null,null,9.9805221630028775,0.59400000000000042,0.37264742785445437,15.386603598011348,8.4011129318205988]
[null,null,null,10.007960080300146,0.59500000000000042,0.37304075235109735,15.394850305467838,8.410050487647176]
[null,null,null,10.035417616571221,0.59600000000000042,0.3734335839598999,15.403078004491011,8.4189745105463203]
[null,null,null,10.062894729102386,0.59700000000000042,0.37382592360676287,15.411286765267498,8.4278850327490602]
[null,null,null,10.090391375308371,0.59800000000000042,{"$f":"$B$2*E551/(2*E551+$B$2)","v":0.37421777221526925},{"$f":"18*LOG10(6*F551/($B$8/2))","v":15.419476657619434},{"$f":"G551*(F551*$B$6)^0.5","v":8.4367820863782317}]
[null,null,null,10.117907512731874,0.59900000000000042,0.37460913070669183,15.427647751006926,8.4456657034489702]
[null,null,null,10.145443099043016,0.60000000000000042,0.37500000000000011,15.435800114530485,8.4545359158691742]
[null,null,null,10.172998092038885,0.60100000000000042,0.37539038101186772,15.443933816933463,8.4633927554399975]
[null,null,null,10.200572449642996,0.60200000000000042,0.37578027465667935,15.45204892660445,8.4722362538563036]
[null,null,null,10.228166129904835,0.60300000000000042,0.37616968184653793,15.460145511579665,8.4810664427071547]
[null,null,null,10.25577909099934,0.60400000000000043,0.37655860349127196,15.468223639545315,8.4898833534762694]
[null,null,null,{"$f":"H558*$B$2*E558","v":10.283411291226429},0.60500000000000043,0.37694704049844252,15.476283377839952,8.4986870175424976]
[null,null,null,10.311062689010493,0.60600000000000043,0.37733499377335011,15.48432479345678,8.5074774661802692]
[null,null,null,10.338733242899931,0.60700000000000043,0.37772246421904188,15.492347953045982,8.5162547305600693]
[null,null,null,10.366422911566652,0.60800000000000043,0.37810945273631857,15.500352922916992,8.525018841748885]
[null,null,null,10.394131653805601,0.60900000000000043,0.3784959602237416,15.50833976904077,8.5337698307106677]
[null,null,null,10.421859428534292,0.61000000000000043,0.37888198757763997,15.51630855705206,8.5425077283067914]
[null,null,null,10.449606194792301,0.61100000000000043,0.37926753569211685,15.524259352251597,8.5512325652964751]
[null,null,null,10.47737191174083,0.61200000000000043,0.37965260545905721,15.532192219608353,8.5599443723372737]
[null,null,null,10.505156538662218,0.61300000000000043,0.38003719776813411,15.54010722376171,8.5686431799854894]
[null,null,null,10.532960034959459,0.61400000000000043,0.38042131350681557,15.548004429023637,8.5773290186966218]
[null,null,null,10.560782360155764,0.61500000000000044,0.3808049535603717,15.555883899380857,8.5860019188258185]
[null,null,null,10.588623473894073,0.61600000000000044,0.3811881188118813,15.563745698496991,8.5946619106283002]
[null,null,null,10.61648333593662,0.61700000000000044,0.38157081014223887,15.571589889714677,8.6033090242598149]
[null,null,null,10.644361906164429,0.61800000000000044,0.38195302843016088,15.579416536057668,8.6119432897770398]
[null,null,null,10.672259144576907,0.61900000000000044,0.38233477455219289,15.587225700232944,8.6205647371380447]
[null,null,null,10.700175011291352,0.62000000000000044,0.38271604938271619,15.595017444632758,8.6291733962026971]
[null,null,null,10.728109466542525,0.62100000000000044,0.38309685379395453,15.60279183133672,8.6377692967331061]
[null,null,null,10.756062470682183,0.62200000000000044,0.38347718865598046,15.610548922113814,8.6463524683940314]
[null,null,null,10.784033984178624,0.62300000000000044,0.38385705483672228,15.618288778424425,8.6549229407533037]
[null,null,null,10.812023967616275,0.62400000000000044,0.38423645320197058,15.62601146142236,8.6634807432822658]
[null,null,null,10.840032381695204,0.62500000000000044,0.3846153846153848,15.633717031956822,8.6720259053561577]
[null,null,null,10.868059187230715,0.62600000000000044,0.38499384993849955,15.641405550574392,8.680558456254559]
[null,null,null,10.896104345152878,0.62700000000000045,0.3853718500307316,15.649077077520984,8.6890784251617781]
[null,null,null,10.92416781650611,{"$f":"E580+0.001","v":0.62800000000000045},0.38574938574938589,15.656731672743792,8.6975858411672782]
[null,null,null,10.95224956244874,0.62900000000000045,0.38612645794966255,15.664369395893218,8.7060807332660826]
[null,null,null,10.980349544252563,0.63000000000000045,0.38650306748466279,15.671990306324778,8.7145631303591706]
[null,null,null,11.00846772330241,0.63100000000000045,0.38687921520539564,15.679594463100999,8.7230330612538847]
[null,null,null,11.036604061095739,0.63200000000000045,0.38725490196078444,15.687181924993313,8.7314905546643438]
[null,null,null,11.064758519242178,0.63300000000000045,0.38763012859767315,15.694752750483911,8.7399356392118239]
[null,null,null,11.092931059463121,0.63400000000000045,0.38800489596083249,15.702306997767595,8.7483683434251684]
[null,null,null,11.121121643591291,0.63500000000000045,0.38837920489296651,15.709844724753619,8.756788695741168]
[null,null,null,11.149330233570332,0.63600000000000045,0.38875305623471895,15.71736598906752,8.7651967245049711]
[null,null,null,11.177556791454375,0.63700000000000045,0.38912645082467945,15.724870848052909,8.7735924579704605]
[null,null,null,11.205801279407636,0.63800000000000046,0.38949938949938967,15.732359358773275,8.7819759243006494]
[null,null,null,11.234063659703985,0.63900000000000046,0.38987187309334975,15.739831578013765,8.7903471515680565]
[null,null,null,11.262343894726547,0.64000000000000046,0.39024390243902451,15.747287562282954,8.7987061677551086]
[null,null,null,11.290641946967282,0.64100000000000046,0.39061547836684968,15.754727367814583,8.8070530007545038]
[null,null,null,11.318957779026572,0.64200000000000046,0.39098660170523769,15.762151050569312,8.8153876783695981]
[null,null,null,11.347291353612828,0.64300000000000046,0.39135727328058445,15.769558666236431,8.8237102283147895]
[null,null,null,11.375642633542066,0.64400000000000046,0.39172749391727507,15.776950270235595,8.8320206782158834]
[null,null,null,11.404011581737524,0.64500000000000046,0.39209726443769016,15.784325917718492,8.8403190556104772]
[null,null,null,11.432398161229235,0.64600000000000046,0.3924665856622116,15.791685663570542,8.848605387948318]
[null,null,null,11.460802335153652,0.64700000000000046,0.39283545840922907,15.799029562412574,8.8568797025916872]
[null,null,null,11.489224066753234,0.64800000000000046,0.39320388349514579,15.80635766860248,8.8651420268157608]
[null,null,null,11.517663319376053,0.64900000000000047,0.39357186173438463,15.813670036236854,8.8733923878089715]
[null,null,null,11.546120056475415,0.65000000000000047,0.39393939393939414,15.820966719152636,8.8816308126733894]
[null,null,null,11.574594241609429,0.65100000000000047,0.39430648092065435,15.828247770928717,8.8898573284250535]
[null,null,null,11.603085838440654,0.65200000000000047,0.39467312348668293,15.835513244887567,8.8980719619943596]
[null,null,null,11.631594810735717,0.65300000000000047,0.39503932244404133,15.842763194096824,8.9062747402264222]
[null,null,null,11.660121122364869,0.65400000000000047,0.39540507859733998,15.849997671370856,8.914465689881391]
[null,null,null,11.688664737301668,0.65500000000000047,0.39577039274924486,15.857216729272364,8.9226448376348539]
[null,null,null,11.71722561962255,0.65600000000000047,0.39613526570048324,15.864420420113927,8.9308122100781571]
[null,null,null,11.74580373350647,0.65700000000000047,0.39649969824984932,15.87160879595954,8.9389678337187686]
[null,null,null,11.774399043234514,0.65800000000000047,0.39686369119421011,15.878781908626161,8.9471117349806271]
[null,null,null,11.803011513189507,0.65900000000000047,0.39722724532851134,15.885939809685231,8.9552439402044755]
[null,null,null,11.831641107855676,0.66000000000000048,0.3975903614457833,15.893082550464191,8.9633644756482322]
[null,null,null,11.860287791818232,0.66100000000000048,0.39795304033714646,15.900210182047969,8.9714733674873095]
[null,null,null,11.888951529763029,0.66200000000000048,{"$f":"$B$2*E615/(2*E615+$B$2)","v":0.39831528279181727},{"$f":"18*LOG10(6*F615/($B$8/2))","v":15.907322755280486},{"$f":"G615*(F615*$B$6)^0.5","v":8.9795706418149699}]
[null,null,null,11.91763228647617,0.66300000000000048,0.39867708959711384,15.914420320766116,8.9876563246426553]
[null,null,null,11.946330026843654,0.66400000000000048,0.39903846153846168,15.921502928871169,8.995730441900335]
[null,null,null,11.975044715851,0.66500000000000048,0.39939939939939956,15.928570629725332,9.0037930194368361]
[null,null,null,12.003776318582885,0.66600000000000048,0.39975990396158484,15.935623473223128,9.0118440830201774]
[null,null,null,12.032524800222774,0.66700000000000048,0.4001199760047992,15.942661509025331,9.0198836583379052]
[null,null,null,12.061290126052564,0.66800000000000048,0.40047961630695456,15.949684786560409,9.0279117709974219]
[null,null,null,{"$f":"H622*$B$2*E622","v":12.090072261452228},0.66900000000000048,0.40083882564409845,15.956693355025923,9.0359284465263219]
[null,null,null,12.118871171899434,0.67000000000000048,0.40119760479041938,15.963687263389925,9.0439337103727055]
[null,null,null,12.147686822969204,0.67100000000000048,0.40155595451825271,15.970666560392358,9.0519275879055101]
[null,null,null,12.176519180333575,0.67200000000000049,0.40191387559808628,15.977631294546445,9.0599101044148558]
[null,null,null,12.205368209761199,0.67300000000000049,0.40227136879856562,15.984581514140027,9.0678812851123247]
[null,null,null,12.23423387711704,0.67400000000000049,0.40262843488649963,15.991517267236963,9.0758411551313287]
[null,null,null,12.263116148361979,0.67500000000000049,0.40298507462686584,15.998438601678442,9.0837897395273846]
[null,null,null,12.292014989552497,0.67600000000000049,0.40334128878281639,16.005345565084355,9.0917270632784675]
[null,null,null,12.320930366840319,0.67700000000000049,0.40369707811568295,16.012238204854601,9.0996531512853096]
[null,null,null,12.349862246472057,0.67800000000000049,0.40405244338498231,16.019116568170421,9.1075680283717162]
[null,null,null,12.378810594788868,0.67900000000000049,0.40440738534842186,16.025980701995699,9.1154717192848747]
[null,null,null,12.407775378226129,0.68000000000000049,0.40476190476190493,16.032830653078271,9.1233642486956761]
[null,null,null,12.436756563313068,0.68100000000000049,0.40511600237953616,16.0396664679512,9.1312456411990155]
[null,null,null,12.465754116672452,0.68200000000000049,0.40546967895362684,16.046488192934088,9.139115921314108]
[null,null,null,12.494768005020214,0.6830000000000005,0.40582293523470009,16.053295874134303,9.1469751134847765]
[null,null,null,12.523798195165156,0.6840000000000005,0.40617577197149657,16.060089557448283,9.1548232420797859]
[null,null,null,12.552844654008583,0.6850000000000005,0.40652818991097939,16.066869288562771,9.1626603313931199]
[null,null,null,12.581907348543993,0.6860000000000005,0.40688018979833945,16.073635112956055,9.1704864056443025]
[null,null,null,12.610986245856703,0.6870000000000005,0.40723177237700076,16.0803870758992,9.1783014889786703]
[null,null,null,12.640081313123572,0.6880000000000005,0.40758293838862575,16.087125222457296,9.1861056054677057]
[null,null,null,12.669192517612645,0.6890000000000005,0.40793368857312035,16.093849597490653,9.1938987791093147]
[null,null,null,12.698319826682816,0.6900000000000005,0.40828402366863925,16.10056024565602,9.2016810338281214]
[null,null,null,12.727463207783511,0.6910000000000005,0.40863394441159095,16.107257211407767,9.2094523934757611]
[null,null,null,12.75662262845437,{"$f":"E644+0.001","v":0.6920000000000005},0.40898345153664317,16.113940538999099,9.2172128818311858]
[null,null,null,12.785798056324925,0.6930000000000005,0.4093325457767279,16.120610272483233,9.2249625226009488]
[null,null,null,12.814989459114248,0.69400000000000051,0.40968122786304623,16.127266455714548,9.2327013394194797]
[null,null,null,12.844196804630672,0.69500000000000051,0.41002949852507392,16.133909132349778,9.2404293558493968]
[null,null,null,12.873420060771442,0.69600000000000051,0.41037735849056617,16.140538345849155,9.2481465953817761]
[null,null,null,12.902659195522412,0.69700000000000051,0.41072480848556292,16.14715413947755,9.2558530814364435]
[null,null,null,12.931914176957726,0.69800000000000051,0.4110718492343936,16.153756556305634,9.2635488373622614]
[null,null,null,12.961184973239501,0.69900000000000051,0.41141848145968235,16.160345639210991,9.271233886437404]
[null,null,null,12.990471552617501,0.70000000000000051,0.41176470588235309,16.166921430879238,9.2789082518696375]
[null,null,null,13.01977388342886,0.70100000000000051,0.41211052322163449,16.173483973805158,9.2865719567966121]
[null,null,null,13.04909193409773,0.70200000000000051,0.41245593419506482,16.180033310293798,9.294225024286126]
[null,null,null,13.078425673134994,0.70300000000000051,0.41280093951849695,16.186569482461557,9.3018674773364047]
[null,null,null,13.107775069137968,0.70400000000000051,0.41314553990610342,16.193092532237301,9.3094993388763907]
[null,null,null,13.137140090790066,0.70500000000000052,0.41348973607038142,16.199602501363426,9.3171206317659969]
[null,null,null,13.166520706860505,0.70600000000000052,0.41383352872215728,16.206099431396936,9.3247313787963844]
[null,null,null,13.195916886204028,0.70700000000000052,0.41417691857059186,16.212583363710532,9.3323316026902532]
[null,null,null,13.225328597760557,0.70800000000000052,0.41451990632318514,16.219054339493635,9.3399213261020808]
[null,null,null,13.254755810554929,0.70900000000000052,0.41486249268578135,16.22551239975348,9.3475005716184203]
[null,null,null,13.284198493696577,0.71000000000000052,0.4152046783625733,16.231957585316135,9.3550693617581455]
[null,null,null,13.313656616379225,0.71100000000000052,0.41554646405610773,16.238389936827534,9.3626277189727247]
[null,null,null,13.343130147880613,0.71200000000000052,0.41588785046728988,16.244809494754541,9.3701756656464905]
[null,null,null,13.372619057562186,0.71300000000000052,0.41622883829538837,16.251216299385938,9.3777132240968974]
[null,null,null,13.402123314868803,0.71400000000000052,0.41656942823803988,16.257610390833456,9.3852404165747849]
[null,null,null,13.43164288932844,0.71500000000000052,0.41690962099125384,16.263991809032788,9.3927572652646365]
[null,null,null,13.461177750551904,0.71600000000000052,0.41724941724941739,16.270360593744584,9.4002637922848429]
[null,null,null,13.490727868232547,0.71700000000000053,0.4175888177053001,16.27671678455545,9.4077600196879612]
[null,null,null,13.520293212145951,0.71800000000000053,0.41792782305005843,16.283060420878932,9.4152459694609618]
[null,null,null,13.549873752149667,0.71900000000000053,0.41826643397324043,16.289391541956491,9.4227216635254916]
[null,null,null,13.579469458182921,0.72000000000000053,0.41860465116279083,16.2957101868585,9.4301871237381327]
[null,null,null,13.60908030026633,0.72100000000000053,0.41894247530505541,16.302016394485186,9.4376423718906519]
[null,null,null,13.638706248501597,0.72200000000000053,0.41927990708478535,16.308310203567604,9.4450874297102398]
[null,null,null,13.668347273071257,0.72300000000000053,0.41961694718514236,16.314591652668589,9.4525223188597831]
[null,null,null,13.69800334423838,0.72400000000000053,0.41995359628770318,16.320860780183697,9.4599470609381004]
[null,null,null,13.727674432346298,0.72500000000000053,0.42028985507246397,16.327117624342161,9.4673616774801985]
[null,null,null,13.757360507818305,0.72600000000000053,{"$f":"$B$2*E679/(2*E679+$B$2)","v":0.42062572421784494},{"$f":"18*LOG10(6*F679/($B$8/2))","v":16.3333622232078},{"$f":"G679*(F679*$B$6)^0.5","v":9.4747661899575029}]
[null,null,null,13.787061541157401,0.72700000000000053,0.42096120440069501,16.339594614679971,9.4821606197781225]
[null,null,null,13.816777502946008,0.72800000000000054,0.42129629629629645,16.345814836494473,9.4895449882870864]
[null,null,null,13.8465083638457,0.72900000000000054,0.42163100057836916,16.352022926224485,9.4969193167665917]
[null,null,null,13.876254094596911,0.73000000000000054,0.42196531791907538,16.358218921281434,9.5042836264362336]
[null,null,null,13.906014666018674,0.73100000000000054,0.42229924898902388,16.364402858915945,9.5116379384532586]
[null,null,null,13.935790049008348,0.73200000000000054,0.42263279445727497,16.370574776218696,9.5189822739127994]
[null,null,null,{"$f":"H686*$B$2*E686","v":13.965580214541355},0.73300000000000054,0.42296595499134465,16.376734710121344,9.5263166538481201]
[null,null,null,13.995385133670881,0.73400000000000054,0.42329873125720896,16.38288269739737,9.533641099230838]
[null,null,null,14.025204777527637,0.73500000000000054,0.42363112391930852,16.38901877466299,9.5409556309711743]
[null,null,null,14.055039117319584,0.73600000000000054,0.42396313364055316,16.395142978378011,9.5482602699181882]
[null,null,null,14.084888124331661,0.73700000000000054,0.42429476108232606,16.401255344846696,9.5555550368600066]
[null,null,null,14.114751769925517,0.73800000000000054,0.42462600690448815,16.407355910218637,9.5628399525240564]
[null,null,null,14.144630025539255,0.73900000000000055,0.4249568717653826,16.413444710489586,9.5701150375772972]
[null,null,null,14.174522862687173,0.74000000000000055,0.42528735632183923,16.419521781502322,9.5773803126264614]
[null,null,null,14.204430252959479,0.74100000000000055,0.42561746122917882,16.425587158947494,9.5846357982182653]
[null,null,null,14.234352168022058,0.74200000000000055,0.42594718714121721,16.431640878364433,9.5918815148396543]
[null,null,null,14.264288579616196,0.74300000000000055,0.42627653471026983,16.437682975142025,9.5991174829180252]
[null,null,null,14.29423945955832,0.74400000000000055,0.42660550458715613,16.443713484519488,9.6063437228214443]
[null,null,null,14.324204779739761,0.74500000000000055,0.42693409742120364,16.449732441587241,9.6135602548588928]
[null,null,null,14.354184512126457,0.74600000000000055,0.42726231386025221,16.455739881287666,9.6207670992804601]
[null,null,null,14.38417862875875,0.74700000000000055,0.42759015455065846,16.461735838415969,9.6279642762776039]
[null,null,null,14.414187101751084,0.74800000000000055,0.42791762013729995,16.467720347620933,9.6351518059833374]
[null,null,null,14.444209903291782,0.74900000000000055,0.42824471126357938,16.473693443405764,9.6423297084724773]
[null,null,null,14.474247005642789,0.75000000000000056,0.42857142857142877,16.47965516012885,9.6494980037618525]
[null,null,null,14.504298381139398,0.75100000000000056,0.42889777270131374,16.485605532004548,9.6566567118105109]
[null,null,null,14.534364002190031,0.75200000000000056,0.42922374429223759,16.491544593103992,9.6638058525199604]
[null,null,null,14.564443841275983,0.75300000000000056,0.42954934398174577,16.497472377355848,9.6709454457343771]
[null,null,null,14.594537870951159,0.75400000000000056,0.42987457240592952,16.503388918547088,9.6780755112408148]
[null,null,null,14.624646063841835,0.75500000000000056,0.43019943019943035,16.509294250323762,9.6851960687694199]
[null,null,null,14.654768392646421,{"$f":"E708+0.001","v":0.75600000000000056},0.43052391799544437,16.515188406191758,9.692307137993657]
[null,null,null,14.684904830135197,0.75700000000000056,0.43084803642572583,16.521071419517543,9.6994087385305061]
[null,null,null,14.715055349150111,0.75800000000000056,0.43117178612059182,16.526943323528958,9.706500889940699]
[null,null,null,14.745219922604457,0.75900000000000056,0.43149516770892571,16.53280415131589,9.7135836117288843]
[null,null,null,14.77539852348273,0.76000000000000056,0.43181818181818199,16.538653935831093,9.7206569233438938]
[null,null,null,14.805591124840317,0.76100000000000056,0.43214082907438972,16.544492709890871,9.7277208441789131]
[null,null,null,14.835797699803274,0.76200000000000057,0.43246311010215682,16.550320506175829,9.7347753935716952]
[null,null,null,14.866018221568114,0.76300000000000057,0.43278502552467402,16.556137357231599,9.7418205908047852]
[null,null,null,14.896252663401514,0.76400000000000057,0.43310657596371899,16.561943295469547,9.7488564551056953]
[null,null,null,14.926500998640147,0.76500000000000057,0.43342776203966021,16.56773835316752,9.7558830056471475]
[null,null,null,14.956763200690389,0.76600000000000057,0.43374858437146113,16.573522562470522,9.7629002615472444]
[null,null,null,14.987039243028107,0.76700000000000057,0.4340690435766838,16.579295955391448,9.7699082418696843]
[null,null,null,15.01732909919844,0.76800000000000057,0.43438914027149339,16.585058563811785,9.7769069656239775]
[null,null,null,15.047632742815535,0.76900000000000057,0.43470887507066158,16.590810419482288,9.7838964517656208]
[null,null,null,15.077950147562346,0.77000000000000057,0.43502824858757083,16.596551554023701,9.7908767191963211]
[null,null,null,15.108281287190366,0.77100000000000057,0.43534726143421815,16.602281998927424,9.7978477867641729]
[null,null,null,15.138626135519452,0.77200000000000057,0.43566591422121914,16.608001785556223,9.8048096732638861]
[null,null,null,15.168984666437538,0.77300000000000058,0.43598420755781181,16.613710945144874,9.8117623974369508]
[null,null,null,15.199356853900444,0.77400000000000058,0.43630214205186041,16.619409508800878,9.818705977971856]
[null,null,null,15.229742671931639,0.77500000000000058,0.43661971830985935,16.6250975075051,9.825640433504276]
[null,null,null,15.260142094622003,0.77600000000000058,0.43693693693693708,16.630774972112455,9.8325657826172623]
[null,null,null,15.290555096129635,0.77700000000000058,0.43725379853686008,16.636441933352575,9.839482043841457]
[null,null,null,15.320981650679586,0.77800000000000058,0.4375703037120362,16.64209842183044,9.8463892356552538]
[null,null,null,15.351421732563669,0.77900000000000058,0.43788645306351903,16.647744468027057,9.8532873764850173]
[null,null,null,15.381875316140214,0.78000000000000058,0.43820224719101142,16.653380102300101,9.8601764847052582]
[null,null,null,15.412342375833871,0.78100000000000058,0.43851768669286934,16.659005354884567,9.8670565786388345]
[null,null,null,15.442822886135369,0.78200000000000058,0.43883277216610572,16.6646202558934,9.873927676557134]
[null,null,null,15.473316821601301,0.78300000000000058,0.43914750420639392,16.670224835318145,9.8807897966802614]
[null,null,null,15.503824156853907,0.78400000000000059,0.43946188340807191,16.675819123029559,9.8876429571772295]
[null,null,null,15.534344866580875,0.78500000000000059,0.43977591036414582,16.681403148778276,9.8944871761661553]
[null,null,null,15.564878925535073,0.78600000000000059,0.44008958566629358,16.686976942195393,9.9013224717144155]
[null,null,null,15.595426308534389,0.78700000000000059,0.44040290990486869,16.69254053279311,9.9081488618388676]
[null,null,null,15.625986990461495,0.78800000000000059,0.44071588366890396,16.698093949965362,9.914966364506018]
[null,null,null,15.656560946263626,0.78900000000000059,0.44102850754611533,16.703637222988398,9.9217749976322018]
[null,null,null,15.687148150952359,0.79000000000000059,{"$f":"$B$2*E743/(2*E743+$B$2)","v":0.44134078212290523},{"$f":"18*LOG10(6*F743/($B$8/2))","v":16.709170381021416},{"$f":"G743*(F743*$B$6)^0.5","v":9.928574779083764}]
[null,null,null,15.717748579603434,0.79100000000000059,0.44165270798436645,16.714693453107156,9.9353657266772579]
[null,null,null,15.748362207356507,0.79200000000000059,0.44196428571428586,16.720206468172513,9.9421478581796059]
[null,null,null,15.778989009414969,0.79300000000000059,0.44227551589514796,16.725709455029126,9.9489211913082958]
[null,null,null,15.8096289610457,0.79400000000000059,0.44258639910813846,16.731202442373959,9.9556857437315411]
[null,null,null,15.840282037578898,0.7950000000000006,0.44289693593314783,16.736685458789928,9.9624415330684819]
[null,null,null,15.870948214407857,0.7960000000000006,0.44320712694877523,16.742158532746451,9.9691885768893496]
[null,null,null,{"$f":"H750*$B$2*E750","v":15.901627466988733},0.7970000000000006,0.44351697273233187,16.747621692600042,9.9759268927156342]
[null,null,null,15.93231977084039,0.7980000000000006,0.44382647385984447,16.753074966594898,9.9826564980202868]
[null,null,null,15.963025101544149,0.7990000000000006,0.44413563090605912,16.758518382863468,9.9893774102278705]
[null,null,null,15.99374343474361,0.8000000000000006,0.44444444444444459,16.763951969427023,9.9960896467147489]
[null,null,null,16.024474746144428,0.8010000000000006,0.44475291504719616,16.769375754196226,10.002793224809249]
[null,null,null,16.055219011514126,0.8020000000000006,0.44506104328523882,16.774789764971693,10.009488161791841]
[null,null,null,16.085976206681885,0.8030000000000006,0.44536882972823089,16.780194029444569,10.016174474895314]
[null,null,null,16.116746307538349,0.8040000000000006,0.4456762749445678,16.785588575197057,10.022852181304936]
[null,null,null,16.147529290035418,0.8050000000000006,0.44598337950138522,16.790973429702998,10.029521298158638]
[null,null,null,16.178325130186046,0.8060000000000006,0.44629014396456279,16.796348620328413,10.036181842547167]
[null,null,null,16.209133804064045,0.80700000000000061,0.44659656889872734,16.801714174332041,10.042833831514271]
[null,null,null,16.239955287803895,0.80800000000000061,0.44690265486725678,16.807070118865894,10.049477282056857]
[null,null,null,16.270789557600537,0.80900000000000061,0.44720840243228321,16.812416480975799,10.05611221112517]
[null,null,null,16.30163658970918,0.81000000000000061,0.44751381215469632,16.817753287601921,10.062738635622942]
[null,null,null,16.332496360445095,0.81100000000000061,0.44781888459414709,16.823080565579303,10.069356572407573]
[null,null,null,16.363368846183437,0.81200000000000061,0.44812362030905095,16.828398341638405,10.075966038290286]
[null,null,null,16.394254023359043,0.81300000000000061,0.44842801985659148,16.833706642405616,10.082567050036305]
[null,null,null,16.425151868466244,0.81400000000000061,0.4487320837927235,16.839005494403793,10.089159624365006]
[null,null,null,16.456062358058645,0.81500000000000061,0.44903581267217652,16.844294924052761,10.095743777950082]
[null,null,null,16.48698546874898,0.81600000000000061,0.44933920704845831,16.849574957669855,10.102319527419711]
[null,null,null,16.51792117720888,0.81700000000000061,0.44964226747385821,16.854845621470407,10.108886889356713]
[null,null,null,16.548869460168703,0.81800000000000062,0.44994499449945013,16.860106941568283,10.11544588029871]
[null,null,null,16.579830294417338,0.81900000000000062,0.45024738867509639,16.865358943976375,10.121996516738294]
[null,null,null,16.610803656802023,{"$f":"E772+0.001","v":0.82000000000000062},0.45054945054945073,16.8706016546071,10.128538815123177]
[null,null,null,16.641789524228141,0.82100000000000062,0.45085118066996177,16.875835099272919,10.135072791856352]
[null,null,null,16.672787873659054,0.82200000000000062,0.45115257958287619,16.881059303686826,10.141598463296255]
[null,null,null,16.703798682115902,0.82300000000000062,0.4514536478332421,16.886274293462829,10.148115845756919]
[null,null,null,16.734821926677416,0.82400000000000062,0.45175438596491246,16.891480094116478,10.154624955508133]
[null,null,null,16.765857584479747,0.82500000000000062,0.45205479452054814,16.896676731065316,10.161125808775596]
[null,null,null,16.79690563271625,0.82600000000000062,0.45235487404162122,16.901864229629382,10.167618421741064]
[null,null,null,16.827966048637364,0.82700000000000062,0.45265462506841836,16.907042615031706,10.174102810542534]
[null,null,null,16.859038809550341,0.82800000000000062,0.45295404814004392,16.91221191239876,10.180578991274354]
[null,null,null,16.890123892819151,0.82900000000000063,0.45325314379442339,16.917372146760968,10.187046979987418]
[null,null,null,16.921221275864227,0.83000000000000063,0.45355191256830624,16.922523343053147,10.193506792689286]
[null,null,null,16.952330936162333,0.83100000000000063,0.45385035499726945,16.92766552611501,10.199958445344356]
[null,null,null,16.983452851246362,0.83200000000000063,0.45414847161572069,16.932798720691608,10.206401953874009]
[null,null,null,17.014586998705187,0.83300000000000063,0.45444626295690144,16.937922951433823,10.212837334156767]
[null,null,null,17.045733356183415,0.83400000000000063,0.45474372955289005,16.943038242898801,10.219264602028419]
[null,null,null,17.076891901381288,0.83500000000000063,0.45504087193460507,16.948144619550437,10.225683773282201]
[null,null,null,17.108062612054457,0.83600000000000063,0.45533769063180846,16.953242105759816,10.232094863668927]
[null,null,null,17.139245466013815,0.83700000000000063,0.45563418617310852,16.958330725805677,10.238497888897134]
[null,null,null,17.170440441125326,0.83800000000000063,0.45593035908596324,16.963410503874861,10.244892864633242]
[null,null,null,17.201647515309851,0.83900000000000063,0.45622620989668317,16.968481464062755,10.251279806501692]
[null,null,null,17.232866666542975,0.84000000000000064,0.45652173913043492,16.973543630373758,10.257658730085097]
[null,null,null,17.264097872854837,0.84100000000000064,0.45681694731124406,16.978597026721701,10.264029650924391]
[null,null,null,17.295341112329915,0.84200000000000064,0.45711183496199803,16.983641676930294,10.270392584518945]
[null,null,null,17.326596363106926,0.84300000000000064,0.45740640260444948,16.988677604733581,10.276747546326758]
[null,null,null,17.35786360337859,0.84400000000000064,0.45770065075921923,16.993704833776349,10.28309455176456]
[null,null,null,17.389142811391501,0.84500000000000064,0.45799457994579967,16.998723387614582,10.289433616207981]
[null,null,null,17.420433965445941,0.84600000000000064,0.45828819068255711,17.003733289715893,10.295764754991684]
[null,null,null,17.45173704389569,0.84700000000000064,0.45858148348673544,17.008734563459925,10.302087983409491]
[null,null,null,17.483052025147902,0.84800000000000064,0.45887445887445905,17.013727232138812,10.308403316714557]
[null,null,null,17.514378887662897,0.84900000000000064,0.45916711736073573,17.018711318957578,10.314710770119484]
[null,null,null,17.545717609954018,0.85000000000000064,0.45945945945945965,17.023686847034568,10.321010358796473]
[null,null,null,17.577068170587435,0.85100000000000064,0.45975148568341456,17.028653839401855,10.327302097877451]
[null,null,null,17.60843054818201,0.85200000000000065,0.46004319654427661,17.033612319005666,10.333586002454224]
[null,null,null,17.639804721409128,0.85300000000000065,0.46033459255261755,17.038562308706805,10.339862087578613]
[null,null,null,17.671190668992505,0.85400000000000065,{"$f":"$B$2*E807/(2*E807+$B$2)","v":0.46062567421790745},{"$f":"18*LOG10(6*F807/($B$8/2))","v":17.043503831281029},{"$f":"G807*(F807*$B$6)^0.5","v":10.346130368262584}]
[null,null,null,17.702588369708049,0.85500000000000065,0.46091644204851773,17.04843690941949,10.352390859478383]
[null,null,null,17.733997802383687,0.85600000000000065,0.46120689655172431,17.053361565729126,10.358643576158688]
[null,null,null,17.765418945899199,0.85700000000000065,0.46149703823371047,17.058277822733064,10.364888533196725]
[null,null,null,17.796851779186067,0.85800000000000065,0.46178686759956966,17.063185702871031,10.371125745446419]
[null,null,null,17.828296281227299,0.85900000000000065,0.4620763851533084,17.068085228499733,10.377355227722518]
[null,null,null,17.859752431057277,0.86000000000000065,0.46236559139784961,17.072976421893273,10.383576994800734]
[null,null,null,{"$f":"H814*$B$2*E814","v":17.891220207761585},0.86100000000000065,0.46265448683503513,17.077859305243528,10.389791061417869]
[null,null,null,17.92269959047686,0.86200000000000065,0.46294307196562856,17.082733900660546,10.395997442271954]
[null,null,null,17.95419055839065,0.86300000000000066,0.46323134728931847,17.087600230172949,10.402196152022384]
[null,null,null,17.985693090741208,0.86400000000000066,0.46351931330472118,17.092458315728301,10.408387205290042]
[null,null,null,18.017207166817368,0.86500000000000066,0.46380697050938358,17.097308179193487,10.41457061665743]
[null,null,null,18.04873276595838,0.86600000000000066,0.46409431939978585,17.102149842355125,10.420746400668802]
[null,null,null,18.080269867553756,0.86700000000000066,0.4643813604713446,17.106983326919924,10.426914571830302]
[null,null,null,18.111818451043113,0.86800000000000066,0.46466809421841559,17.111808654515059,10.433075144610081]
[null,null,null,18.143378495916004,0.86900000000000066,0.46495452113429658,17.116625846688564,10.43922813343843]
[null,null,null,18.174949981711787,0.87000000000000066,0.46524064171123014,17.121434924909696,10.445373552707915]
[null,null,null,18.206532888019442,0.87100000000000066,0.46552645644040641,17.126235910569306,10.451511416773496]
[null,null,null,18.238127194477443,0.87200000000000066,0.46581196581196599,17.131028824980202,10.457641739952654]
[null,null,null,18.269732880773581,0.87300000000000066,0.46609717031500286,17.135813689377528,10.463764536525526]
[null,null,null,18.301349926644836,0.87400000000000067,0.46638207043756691,17.14059052491913,10.469879820735024]
[null,null,null,18.332978311877206,0.87500000000000067,0.46666666666666684,17.145359352685908,10.475987606786967]
[null,null,null,18.36461801630556,0.87600000000000067,0.46695095948827309,17.150120193682177,10.482087908850197]
[null,null,null,18.396269019813491,0.87700000000000067,0.46723494938732041,17.154873068836043,10.488180741056714]
[null,null,null,18.427931302333164,0.87800000000000067,0.46751863684771056,17.159617998999735,10.494266117501793]
[null,null,null,18.459604843845153,0.87900000000000067,0.46780202235231527,17.164355004949979,10.500344052244106]
[null,null,null,18.491289624378325,0.88000000000000067,0.4680851063829789,17.169084107388343,10.506414559305858]
[null,null,null,18.522985624009642,0.88100000000000067,0.46836788942052121,17.17380532694159,10.512477652672889]
[null,null,null,18.554692822864066,0.88200000000000067,0.46865037194473985,17.178518684162015,10.518533346294815]
[null,null,null,18.58641120111437,0.88300000000000067,0.46893255443441334,17.183224199527814,10.524581654085139]
[null,null,null,18.618140738981008,{"$f":"E836+0.001","v":0.88400000000000067},0.46921443736730378,17.187921893443409,10.530622589921377]
[null,null,null,18.649881416731965,0.88500000000000068,0.46949602122015932,17.192611786239791,10.53665616764517]
[null,null,null,18.681633214682627,0.88600000000000068,0.46977730646871707,17.197293898174888,10.542682401062423]
[null,null,null,18.713396113195607,0.88700000000000068,0.47005829358770557,17.201968249433857,10.5487013039434]
[null,null,null,18.745170092680603,0.88800000000000068,0.47033898305084765,17.206634860129462,10.554712890022854]
[null,null,null,18.776955133594296,0.88900000000000068,0.47061937533086307,17.211293750302389,10.560717173000159]
[null,null,null,18.80875121644015,0.89000000000000068,0.4708994708994711,17.215944939921581,10.566714166539402]
[null,null,null,18.840558321768302,0.89100000000000068,0.47117927022739309,17.220588448884577,10.572703884269522]
[null,null,null,18.872376430175422,0.89200000000000068,0.47145877378435536,17.225224297017832,10.57868633978442]
[null,null,null,18.904205522304526,0.89300000000000068,0.47173798203909156,17.229852504077041,10.584661546643064]
[null,null,null,18.936045578844912,0.89400000000000068,0.4720168954593455,17.234473089747482,10.59062951836963]
[null,null,null,18.967896580531935,0.89500000000000068,0.47229551451187352,17.239086073644319,10.596590268453587]
[null,null,null,18.999758508146947,0.89600000000000068,0.47257383966244743,17.243691475312946,10.60254381034985]
[null,null,null,19.03163134251707,0.89700000000000069,0.47285187137585682,17.248289314229279,10.608490157478849]
[null,null,null,19.063515064515141,0.89800000000000069,0.4731296101159117,17.252879609800097,10.614429323226684]
[null,null,null,19.095409655059505,0.89900000000000069,0.47340705634544517,17.257462381363347,10.620361320945213]
[null,null,null,19.127315095113939,0.90000000000000069,0.47368421052631593,17.262037648188471,10.62628616395218]
[null,null,null,19.159231365687457,0.90100000000000069,0.47396107311941105,17.266605429476705,10.632203865531322]
[null,null,null,19.191158447834194,0.90200000000000069,0.47423764458464795,17.271165744361387,10.638114438932472]
[null,null,null,19.223096322653287,0.90300000000000069,0.47451392538097759,17.275718611908282,10.64401789737169]
[null,null,null,19.255044971288719,0.90400000000000069,0.4747899159663867,17.280264051115886,10.649914254031362]
[null,null,null,19.287004374929175,0.90500000000000069,0.47506561679790044,17.284802080915721,10.65580352206031]
[null,null,null,19.318974514807937,0.90600000000000069,0.4753410283315847,17.289332720172645,10.66168571457391]
[null,null,null,19.350955372202716,0.90700000000000069,0.47561615102254867,17.293855987685159,10.66756084465419]
[null,null,null,19.38294692843554,0.9080000000000007,0.47589098532494778,17.298371902185703,10.67342892534996]
[null,null,null,19.414949164872617,0.9090000000000007,0.4761655316919855,17.30288048234096,10.679289969676899]
[null,null,null,19.446962062924186,0.9100000000000007,0.47643979057591646,17.307381746752139,10.685143990617677]
[null,null,null,19.478985604044396,0.9110000000000007,0.47671376242804836,17.311875713955285,10.690991001122054]
[null,null,null,19.511019769731178,0.9120000000000007,0.47698744769874496,17.316362402421575,10.696831014106998]
[null,null,null,19.543064541526114,0.9130000000000007,0.47726084683742831,17.320841830557601,10.70266404245679]
[null,null,null,19.575119901014286,0.9140000000000007,0.47753396029258122,17.325314016705665,10.708490099023125]
[null,null,null,19.607185829824168,0.9150000000000007,0.47780678851174951,17.329778979144066,10.714309196625221]
[null,null,null,19.639262309627476,0.9160000000000007,0.47807933194154506,17.334236736087391,10.720121348049924]
[null,null,null,19.671349322139058,0.9170000000000007,0.47835159102764757,17.338687305686797,10.725926566051822]
[null,null,null,19.703446849116748,0.9180000000000007,{"$f":"$B$2*E871/(2*E871+$B$2)","v":0.47862356621480728},{"$f":"18*LOG10(6*F871/($B$8/2))","v":17.343130706030305},{"$f":"G871*(F871*$B$6)^0.5","v":10.731724863353341}]
[null,null,null,19.735554872361245,0.91900000000000071,0.47889525794684751,17.347566955143058,10.737516252644847]
[null,null,null,19.76767337371599,0.92000000000000071,0.47916666666666685,17.351996070987649,10.743300746584769]
[null,null,null,19.799802335067014,0.92100000000000071,0.47943779281624171,17.35641807146434,10.749078357799673]
[null,null,null,19.831941738342842,0.92200000000000071,0.47970863683662873,17.360832974411398,10.754849098884396]
[null,null,null,19.86409156551434,0.92300000000000071,0.47997919916796689,17.365240797605324,10.760612982402126]
[null,null,null,19.896251798594609,0.92400000000000071,0.48024948024948039,17.36964155876117,10.766370020884519]
[null,null,null,{"$f":"H878*$B$2*E878","v":19.928422419638846},0.92500000000000071,0.48051948051948074,17.374035275532783,10.772120226831801]
[null,null,null,19.960603410744216,0.92600000000000071,0.48078920041536888,17.378421965513084,10.777863612712851]
[null,null,null,19.992794754049736,0.92700000000000071,0.48105864037363799,17.382801646234341,10.783600190965331]
[null,null,null,20.024996431736145,0.92800000000000071,0.4813278008298757,17.387174335168449,10.789329973995759]
[null,null,null,20.057208426025781,0.92900000000000071,0.48159668221876639,17.391540049727176,10.795052974179637]
[null,null,null,20.089430719182459,0.93000000000000071,0.48186528497409348,17.395898807262451,10.800769203861529]
[null,null,null,20.121663293511343,0.93100000000000072,0.48213360952874179,17.400250625066608,10.806478675355171]
[null,null,null,20.153906131358827,0.93200000000000072,0.48240165631469994,17.40459552037267,10.812181400943569]
[null,null,null,20.186159215112408,0.93300000000000072,0.48266942576306276,17.408933510354593,10.817877392879096]
[null,null,null,20.218422527200559,0.93400000000000072,0.48293691830403329,17.413264612127534,10.823566663383589]
[null,null,null,20.250696050092635,0.93500000000000072,0.48320413436692528,17.41758884274812,10.829249224648461]
[null,null,null,20.282979766298727,0.93600000000000072,0.48347107438016546,17.421906219214694,10.834925088834781]
[null,null,null,20.315273658369524,0.93700000000000072,0.483737738771296,17.426216758467561,10.840594268073376]
[null,null,null,20.347577708896235,0.93800000000000072,0.48400412796697651,17.430520477389269,10.846256774464935]
[null,null,null,20.379891900510444,0.93900000000000072,0.48427024239298627,17.434817392804845,10.8519126200801]
[null,null,null,20.412216215883998,0.94000000000000072,0.48453608247422697,17.439107521482054,10.857561816959565]
[null,null,null,20.444550637728881,0.94100000000000072,0.48480164863472458,17.443390880131641,10.863204377114169]
[null,null,null,20.476895148797094,0.94200000000000073,0.4850669412976315,17.447667485407589,10.868840312524989]
[null,null,null,20.509249731880558,0.94300000000000073,0.48533196088522923,17.451937353907372,10.874469635143448]
[null,null,null,20.541614369810976,0.94400000000000073,0.48559670781893022,17.456200502172184,10.880092356891398]
[null,null,null,20.573989045459708,0.94500000000000073,0.4858611825192804,17.460456946687202,10.885708489661212]
[null,null,null,20.606373741737674,0.94600000000000073,0.48612538540596117,17.46470670388182,10.891318045315886]
[null,null,null,20.638768441595232,0.94700000000000073,0.48638931689779169,17.468949790129898,10.896921035689132]
[null,null,null,20.671173128022062,{"$f":"E900+0.001","v":0.94800000000000073},0.48665297741273117,17.473186221749998,10.902517472585467]
[null,null,null,20.703587784047041,0.94900000000000073,0.48691636736788113,17.477416015005627,10.908107367780309]
[null,null,null,20.736012392738154,0.95000000000000073,0.48717948717948739,17.481639186105483,10.913690733020072]
[null,null,null,20.768446937202324,0.95100000000000073,0.48744233726294228,17.485855751203673,10.919267580022243]
[null,null,null,20.800891400585364,0.95200000000000073,0.48770491803278704,17.490065726399969,10.924837920475499]
[null,null,null,20.83334576607184,0.95300000000000074,0.48796722990271396,17.494269127740044,10.930401766039783]
[null,null,null,20.865810016884915,0.95400000000000074,0.48822927328556831,17.49846597121568,10.935959128346383]
[null,null,null,20.898284136286303,0.95500000000000074,0.48849104859335057,17.502656272765041,10.941510018998056]
[null,null,null,20.9307681075761,0.95600000000000074,0.48875255623721897,17.50684004827286,10.947054449569082]
[null,null,null,20.963261914092723,0.95700000000000074,0.48901379662749123,17.511017313570708,10.952592431605385]
[null,null,null,20.995765539212766,0.95800000000000074,0.48927477017364679,17.515188084437202,10.958123976624607]
[null,null,null,21.028278966350868,0.95900000000000074,0.48953547728432895,17.519352376598238,10.963649096116189]
[null,null,null,21.060802178959641,0.96000000000000074,0.48979591836734709,17.523510205727209,10.969167801541472]
[null,null,null,21.09333516052957,0.96100000000000074,0.49005609382967891,17.527661587445248,10.974680104333794]
[null,null,null,21.125877894588854,0.96200000000000074,0.49031600407747217,17.531806537321444,10.980186015898564]
[null,null,null,21.158430364703321,0.96300000000000074,0.49057564951604704,17.535945070873058,10.985685547613347]
[null,null,null,21.19099255447632,0.96400000000000075,0.49083503054989835,17.540077203565744,10.991178710827958]
[null,null,null,21.223564447548618,0.96500000000000075,0.49109414758269737,17.544202950813794,10.99666551686456]
[null,null,null,21.256146027598273,0.96600000000000075,0.49135300101729423,17.548322327980323,11.002145977017731]
[null,null,null,21.288737278340552,0.96700000000000075,0.49161159125571957,17.552435350377518,11.007620102554569]
[null,null,null,21.321338183527782,0.96800000000000075,0.49186991869918717,17.556542033266823,11.013087904714755]
[null,null,null,21.353948726949298,0.96900000000000075,0.49212798374809569,17.560642391859194,11.018549394710671]
[null,null,null,21.386568892431278,0.97000000000000075,0.49238578680203066,17.564736441315283,11.024004583727454]
[null,null,null,21.419198663836664,0.97100000000000075,0.49264332825976681,17.568824196745656,11.029453482923094]
[null,null,null,21.451838025065086,0.97200000000000075,0.49290060851926992,17.572905673211025,11.034896103428533]
[null,null,null,21.484486960052685,0.97300000000000075,0.49315762797769913,17.576980885722438,11.040332456347723]
[null,null,null,21.517145452772077,0.97400000000000075,0.49341438703140855,17.581049849241506,11.045762552757731]
[null,null,null,21.549813487232189,0.97500000000000075,0.49367088607594956,17.585112578680587,11.051186403708806]
[null,null,null,21.582491047478218,0.97600000000000076,0.49392712550607304,17.589169088903031,11.056604020224489]
[null,null,null,21.615178117591466,0.97700000000000076,0.4941831057157311,17.593219394723359,11.062015413301662]
[null,null,null,21.647874681689263,0.97800000000000076,0.49443882709807907,17.597263510907482,11.067420593910658]
[null,null,null,21.680580723924869,0.97900000000000076,0.49469429004547771,17.601301452172894,11.072819572995328]
[null,null,null,21.713296228487359,0.98000000000000076,0.49494949494949514,17.605333233188894,11.078212361473133]
[null,null,null,21.74602117960152,0.98100000000000076,0.49520444220090881,17.60935886857677,11.08359897023522]
[null,null,null,21.778755561527763,0.98200000000000076,{"$f":"$B$2*E935/(2*E935+$B$2)","v":0.49545913218970761},{"$f":"18*LOG10(6*F935/($B$8/2))","v":17.613378372910024},{"$f":"G935*(F935*$B$6)^0.5","v":11.088979410146511}]
[null,null,null,21.811499358561989,0.98300000000000076,0.49571356530509347,17.61739176071454,11.094353692045765]
[null,null,null,21.844252555035535,0.98400000000000076,0.49596774193548404,17.621399046468817,11.099721826745689]
[null,null,null,21.877015135315016,0.98500000000000076,0.49622166246851407,17.625400244604148,11.105083825032995]
[null,null,null,21.909787083802275,0.98600000000000076,0.49647532729103749,17.629395369504824,11.110439697668488]
[null,null,null,21.942568384934248,0.98700000000000077,0.49672873678912954,17.633384435508336,11.115789455387148]
[null,null,null,21.975359023182868,0.98800000000000077,0.49698189134808868,17.637367456905551,11.121133108898205]
[null,null,null,{"$f":"H942*$B$2*E942","v":22.008158983054997},0.98900000000000077,0.49723479135243859,17.641344447940934,11.126470668885228]
[null,null,null,22.04096824909227,0.99000000000000077,0.49748743718592986,17.645315422812722,11.131802146006189]
[null,null,null,22.073786805871055,0.99100000000000077,0.49773982923154214,17.649280395673131,11.137127550893561]
[null,null,null,22.106614638002299,0.99200000000000077,0.49799196787148609,17.653239380628523,11.142446894154375]
[null,null,null,22.139451730131469,0.99300000000000077,0.4982438534872054,17.657192391739631,11.147760186370318]
[null,null,null,22.172298066938435,0.99400000000000077,0.49849548645937836,17.661139443021721,11.153067438097796]
[null,null,null,22.205153633137382,0.99500000000000077,0.49874686716791999,17.665080548444799,11.158368659868023]
[null,null,null,22.238018413476702,0.99600000000000077,0.49899799599198413,17.669015721933782,11.163663862187091]
[null,null,null,22.270892392738908,0.99700000000000077,0.49924887330996515,17.672944977368704,11.168953055536054]
[null,null,null,22.303775555740522,0.99800000000000078,0.49949949949949973,17.676868328584884,11.174236250370994]
[null,null,null,22.336667887331988,0.99900000000000078,0.49974987493746892,17.680785789373125,11.179513457123107]
[null,null,null,22.36956937239756,1.0000000000000007,0.50000000000000011,17.684697373479885,11.184784686198773]

{"sheet":"Dimensionamiento Alcantarillas","index":4,"n_rows":1006,"n_cols":166,"rows_kept":562,"cut":true,"hidden":false,"merged":[[1,6,1,8],[3,56,4,56],[3,59,4,59],[3,60,4,60],[3,61,4,61],[2,0,2,5],[3,0,4,1],[3,2,4,2],[3,3,4,3],[3,4,4,4],[3,5,4,5],[3,29,4,29],[3,40,4,40],[3,6,4,6],[3,45,4,45],[2,6,2,9],[3,7,4,7],[3,8,4,8],[3,47,4,47],[3,48,4,48],[2,29,2,48],[3,9,4,9],[3,30,3,32],[3,34,4,34],[3,162,4,162],[3,165,4,165],[2,151,2,165],[3,163,4,163],[3,164,4,164],[3,156,4,156],[3,157,4,157],[3,158,4,158],[3,159,4,159],[3,161,4,161],[3,151,4,151],[3,152,4,152],[3,153,4,153],[3,154,4,154],[3,155,4,155],[3,160,4,160],[2,147,3,150],[2,108,2,129],[3,129,4,129],[3,143,4,143],[2,130,2,143],[3,84,4,84],[2,71,2,84],[3,106,4,106],[3,104,4,104],[3,142,4,142],[2,146,4,146],[2,88,2,107],[3,107,4,107],[3,128,4,128],[3,137,4,137],[3,102,3,103],[3,78,4,78],[3,99,4,99],[3,97,4,97],[3,98,4,98],[3,64,4,64],[3,65,4,65],[3,62,4,62],[3,63,4,63],[3,17,4,17],[3,18,4,18],[2,14,2,19],[3,14,3,16],[3,19,4,19],[2,20,2,28],[3,27,4,27],[3,35,3,37],[3,69,4,69],[3,38,4,38],[3,39,4,39],[3,42,4,42],[3,43,3,44],[2,49,2,70],[3,70,4,70],[1,85,1,86],[2,85,4,86],[2,144,4,145],[1,144,1,145],[3,10,4,10],[3,11,4,11],[3,12,4,12],[3,13,4,13],[2,10,2,13],[3,121,4,121],[3,122,4,122],[3,123,4,123],[3,124,4,124],[2,87,4,87],[3,83,4,83],[3,94,3,96],[3,101,4,101],[3,89,3,91],[3,88,4,88],[3,93,4,93],[3,115,4,115],[3,118,4,118],[3,119,4,119],[3,120,4,120]],"bounds":{"rows_first":250,"rows_last":62,"rows_between":250,"halvings":3}}
["EVALUACIÓN DE ALCANTARILLAS EXISTENTES Y DIMENSIONAMIENTO DE ALCANTARILLAS PROPUESTAS.",null,null,null,null,null,null,null,null,null,null,null,null,null,null,null,null,null,null,null,null,null,null,null,null,null,null,null,null,null,null,null,null,null,null,null,null,null,null,null,null,null,null,null,null,null,null,null,null,null,null,null,null,null,null,null,null,null,null,null,null,null,null,null,null,null,null,null,null,null,null,null,null,null,null,null,null,"A tubo lleno",null,null,null,null,null,null,null,null,null,null,null,null,null,null,null,null,null,null,null,null,null,null,null,null,null,null,null,null,null,null,null,null,null,null,null,null,null,null,null,null,null,null,null,null,null,null,null,null,null,null,null,null,"conocido?",null,null,null,null,null,"a tubo lleno"]
[1,{"$f":"A2+1","v":2},{"$f":"B2+1","v":3},{"$f":"C2+1","v":4},{"$f":"D2+1","v":5},6,{"$f":"F2+1","v":7},null,null,{"$f":"G2+1","v":8},{"$f":"J2+1","v":9},{"$f":"K2+1","v":10},11,12,13,14,15,16,17,18,19,20,21,22,23,24,25,26,27,28,{"$f":"AD2+1","v":29},30,31,32,33,34,35,36,37,38,39,40,41,42,43,44,45,46,47,48,49,50,51,52,53,54,55,56,57,58,59,60,61,62,63,64,65,66,67,68,69,{"$f":"BS2+1","v":70},{"$f":"BT2+1","v":71},{"$f":"BU2+1","v":72},{"$f":"BV2+1","v":73},{"$f":"BW2+1","v":74},{"$f":"BX2+1","v":75},{"$f":"BY2+1","v":76},{"$f":"BZ2+1","v":77},{"$f":"CA2+1","v":78},{"$f":"CB2+1","v":79},{"$f":"CC2+1","v":80},{"$f":"CD2+1","v":81},{"$f":"CE2+1","v":82},{"$f":"CF2+1","v":83},{"$f":"CG2+1","v":84},null,{"$f":"CH2+1","v":85},{"$f":"CJ2+1","v":86},{"$f":"CK2+1","v":87},{"$f":"CL2+1","v":88},{"$f":"CM2+1","v":89},{"$f":"CN2+1","v":90},{"$f":"CO2+1","v":91},{"$f":"CP2+1","v":92},{"$f":"CQ2+1","v":93},{"$f":"CR2+1","v":94},{"$f":"CS2+1","v":95},{"$f":"CT2+1","v":96},{"$f":"CU2+1","v":97},{"$f":"CV2+1","v":98},{"$f":"CW2+1","v":99},{"$f":"CX2+1","v":100},{"$f":"CY2+1","v":101},{"$f":"CZ2+1","v":102},{"$f":"DA2+1","v":103},{"$f":"DB2+1","v":104},{"$f":"DC2+1","v":105},{"$f":"DD2+1","v":106},{"$f":"DE2+1","v":107},{"$f":"DF2+1","v":108},{"$f":"DG2+1","v":109},{"$f":"DH2+1","v":110},{"$f":"DI2+1","v":111},{"$f":"DJ2+1","v":112},{"$f":"DK2+1","v":113},{"$f":"DL2+1","v":114},{"$f":"DM2+1","v":115},{"$f":"DN2+1","v":116},{"$f":"DO2+1","v":117},{"$f":"DP2+1","v":118},{"$f":"DQ2+1","v":119},{"$f":"DR2+1","v":120},{"$f":"DS2+1","v":121},{"$f":"DT2+1","v":122},{"$f":"DU2+1","v":123},{"$f":"DV2+1","v":124},{"$f":"DW2+1","v":125},{"$f":"DX2+1","v":126},{"$f":"DY2+1","v":127},{"$f":"DZ2+1","v":128},{"$f":"EA2+1","v":129},{"$f":"EB2+1","v":130},{"$f":"EC2+1","v":131},{"$f":"ED2+1","v":132},{"$f":"EE2+1","v":133},{"$f":"EF2+1","v":134},{"$f":"EG2+1","v":135},{"$f":"EH2+1","v":136},{"$f":"EI2+1","v":137},{"$f":"EJ2+1","v":138},{"$f":"EK2+1","v":139},{"$f":"EL2+1","v":140},{"$f":"EM2+1","v":141},{"$f":"EN2+1","v":142},null,{"$f":"EO2+1","v":143},{"$f":"EQ2+1","v":144},null,null,null,{"$f":"ER2+1","v":145},{"$f":"EV2+1","v":146},{"$f":"EW2+1","v":147},{"$f":"EX2+1","v":148},{"$f":"EY2+1","v":149},{"$f":"EZ2+1","v":150},{"$f":"FA2+1","v":151},{"$f":"FB2+1","v":152},{"$f":"FC2+1","v":153},{"$f":"FD2+1","v":154},{"$f":"FE2+1","v":155},{"$f":"FF2+1","v":156},{"$f":"FG2+1","v":157},{"$f":"FH2+1","v":158},{"$f":"FI2+1","v":159}]
["DATOS DE LOCALIZACIÓN",null,null,null,null,null,"CAUDAL DE DISEÑO POR DUCTO",null,null,null,"DATOS DEL DESCOLE",null,null,null,"Geometría estructura de descole",null,null,null,null,null,"Parámetros hidráulicos estructura de descole",null,null,null,null,null,null,null,null,"CARACTERISTICAS OBRA EXISTENTE",null,null,null,null,null,null,null,null,null,null,null,null,null,null,null,null,null,null,null,"Control a la entrada (obra existente)",null,null,null,null,null,null,null,null,null,null,null,null,null,null,null,null,null,null,null,null,null,"Control a la salida (obra existente)",null,null,null,null,null,null,null,null,null,null,null,null,null,"Estado de funcionamiento de la obra existente para Q Diseño",null,"Recomendaciones sobre cruce y obra de arte existente","CARACTERISTICAS OBRA PROPUESTA",null,null,null,null,null,null,null,null,null,null,null,null,null,null,null,null,null,null,null,"Control a la entrada (obra propuesta)",null,null,null,null,null,null,null,null,null,null,null,null,null,null,null,null,null,null,null,null,null,"Control a la salida (obra propuesta)",null,null,null,null,null,null,null,null,null,null,null,null,null,"Recomendaciones de diseño de la obra propuesta para Q Diseño",null,"Dimensiones para obra de arte propuesta","CAJETÍN DE TEXTO PARA PLANO CAD",null,null,null,"CÁLCULO DE ESTRUCTURA ESCALONADA EN DESCOLE"]
["Nº Obra",null,"Calzada","Abscisa","ID GPS","No. de cuenca","Q25 (m3/s)","Q50 (m3/s)","Q100 (m3/s)","Q Diseño (m3/s)","¿Estructura en la salida? SI / NO","Q salida alcantarilla (m3/s)","Q adicional en descole (m3/s)","Q total         (m3/s)","Dimensiones",null,null,"Manning    n ","z                      ( zH : 1V )","S                   (m/m)","Yc","qc","Ac","Vc","Yn","qn","An","No. Froude","Vn","Ductos","Tipo de Obra  ",null,null,"Código","Material","Dimensiones",null,null,"Manning    n","z                         ( zH : 1V)","S          (m/m)","Estructura de entrada","Cota entrada clave ","Cota eje",null,"Cota salida clave","Recubrim.","H1 = 1,2 H   (m)","H2 (m)","Yc","qc","Ac","Vc","Yn","qn","An","No. Froude","Vn","Vmáx","a","b","c","d","e","f","F","Estado","Hw","Hw / D","Qlleno (m3/s)","Evaluación hidráulica","TW ","h0  ","Ph   ","Ah","Rh","V","Hf","Ke","He","Hs","Hw","Hw / D","Qlleno (m3/s)","Evaluación hidráulica",null,null,null,"Ductos","Tipo de Obra  ",null,null,"Código","Material","Dimensiones",null,null,"Manning    n","z                         ( zH : 1V )","S          (m/m)","Estructura de entrada","Cota entrada clave ","Cota eje",null,"Cota salida clave","Recubrim.","H1 = 1,2 H   (m)","H2 (m)","Yc","qc","Ac","Vc","Yn","qn","An","No. Froude","Vn","Vmáx","a","b","c","d","e","f","F","Estado","Hw","Hw / D","Qlleno (m3/s)","Evaluación hidráulica","TW ","h0  ","Ph   ","Ah","Rh","V","Hf","Ke","He","Hs","Hw","Hw / D","Qlleno (m3/s)","Evaluación hidráulica",null,null,null,null,null,null,null,"Ancho del canal escalonado o rápida                    B (m)","Altura escalón            h (m)","Longitud del escalón o paso                b (m)","Caudal          Q (m3/s)","Pendiente de la rápida o del tramo escalonado Se (m/m)","Ángulo talud - ángulo escalonada q (°)","Distancia a extremo externo del escalón                     a (m)","Distancia entre extremos externos del escalón                  L (m)","Altura de lámina de agua               y (m)","Área hidráulica                 A (m2)","Perímetro hidráulico              P (m)","Radio hidráulico            R (m)","C CHÉZY","Velocidad de flujo               V (m/s)","Altura mínima de muro              H (m)"]
[null,null,null,null,null,null,null,null,null,null,null,null,null,null,"B (m)","D o H (m)","L (m)",null,null,null,"(m)","(º)","(m2)","(m/s)","(m)","(º)","(m2)",null,"(m/s)",null,"Circular","Cajón","Puente Pontón","1,2,3,7,8,9,10",null,"B (m)","D o H (m)","L (m)",null,null,null,"1 a 16",null,"Rasante","Clave",null,"(m)",null,null,"(m)","(º)","(m2)","(m/s)","(m)","(º)","(m2)",null,"(m/s)","(m/s)",null,null,null,null,null,null,null,"de flujo","(m)","(m)",null,null,"(m)","(m)","(m)","(m2)","(m)","(m/s)","(m)",null,"(m)","(m)","(m)","(m)",null,null,null,null,null,null,"Circular","Cajón","Puente Pontón","1,2,3,7,8,9,10",null,"B (m)","D o H (m)","L (m)",null,null,null,"1 a 16",null,"Rasante","Clave",null,"(m)",null,null,"(m)","(º)","(m2)","(m/s)","(m)","(º)","(m2)",null,"(m/s)","(m/s)",null,null,null,null,null,null,null,"de flujo","(m)","(m)",null,null,"(m)","(m)","(m)","(m2)","(m)","(m/s)","(m)",null,"(m)","(m)","(m)","(m)",null,null,null,null,null,"Texto 1","Texto 2","Texto 3","Texto 4"]
["i","MDI","EJEMPLO",45130,null,null,3.11,null,null,{"$f":"G6","v":3.11},"SI",{"$f":"IF(K6=\"No\",\"\",J6)","v":3.11},null,{"$f":"IF(K6=\"No\",\"\",L6+M6)","v":3.11},2,null,null,3.5000000000000003E-2,1,0.01,{"$f":"IF(K6=\"No\",\"\",IF(O6=\"\",YcCi(P6,N6),YcTr(N6,O6,S6)))","v":0.56745254855397387},{"$f":"IF(K6=\"No\",\"\",IF(O6=\"\",Teta1(U6,P6),\"-\"))","v":"-"},{"$f":"IF(K6=\"No\",\"\",IF(O6=\"\",(1/8*(V6-SIN(V6))*P6^2),(O6+S6*U6)*U6))","v":1.456907491968348},{"$f":"IF(W6=\"\",\"\",N6/W6)","v":2.1346585264643325},{"$f":"IF(K6=\"No\",\"\",IF(O6=\"\",Ynci(P6,N6,R6,T6),YnTr(1,R6,O6,S6,T6,N6)))","v":0.67839592897063461},{"$f":"IF(K6=\"No\",\"\",IF(O6=\"\",Teta1(Y6,P6),\"-\"))","v":"-"},{"$f":"IF(K6=\"No\",\"\",IF(O6=\"\",AreaCi(P6,Y6),AreaTr(O6,S6,Y6)))","v":1.8170128943851995},{"$f":"IF(K6=\"No\",\"\",IF(O6=\"\",FrCi(AC6,9.806,Z6,P6),FrTr(AC6,9.806,O6,S6,Y6)))","v":0.74291587250171776},{"$f":"IF(K6=\"No\",\"\",N6/AA6)","v":1.7116004017419439},null,null,null,null,null,null,null,null,null,null,null,null,null,null,null,{"$f":"AQ6-AO6*AL6/2","v":0},{"$f":"AQ6-AO6*AL6","v":0},{"$f":"IF(AD6=\"\",\"\",AR6-AS6)","v":""},{"$f":"IF(AD6=\"\",\"\",1.2*AK6)","v":""},{"$f":"IF(AD6=\"\",\"\",AK6)","v":""},{"$f":"IF(AD6=\"\",\"\",IF(AE6=1,YcCi(AK6,J6),YcTr(J6,AJ6,AN6)))","v":""},{"$f":"IF(AD6=\"\",\"\",IF(AE6=1,Teta1(AX6,AK6),\"-\"))","v":""},{"$f":"IF(AD6=\"\",\"\",IF(AE6=1,AreaCi(AK6,AX6),AreaTr(AJ6,AN6,AX6)))","v":""},{"$f":"IF(AD6=\"\",\"\",J6/AZ6)","v":""},{"$f":"IF(AD6=\"\",\"\",IF(AE6=1,Ynci(AK6,J6,AM6,AO6),YnTr(1,AM6,AJ6,AN6,AO6,J6)))","v":""},{"$f":"IF(AD6=\"\",\"\",IF(AE6=1,Teta1(BB6,AK6),\"-\"))","v":""},{"$f":"IF(AD6=\"\",\"\",IF(AE6=1,AreaCi(AK6,BB6),AreaTr(AJ6,AN6,BB6)))","v":""},{"$f":"IF(AD6=\"\",\"\",IF(AE6=1,FrCi(BF6,9.806,BC6,AK6),FrTr(BF6,9.806,AJ6,AN6,BB6)))","v":""},{"$f":"IF(AD6=\"\",\"\",J6/BD6)","v":""},{"$f":"IF(AD6=\"\",\"\",IF(AE6=1,LOOKUP(AI6,'Vmáx(material) - Tab.4.3'!$L$2:$L$11,'Vmáx(material) - Tab.4.3'!$M$2:$M$11),LOOKUP(AI6,'Vmáx(material) - Tab.4.3'!$L$15,'Vmáx(material) - Tab.4.3'!$M$15)))","v":""},{"$f":"IF(AD6=\"\",\"\",VLOOKUP($AH6,'Vmáx(material) - Tab.4.3'!$R$35:$X$41,2))","v":""},{"$f":"IF(AD6=\"\",\"\",VLOOKUP($AH6,'Vmáx(material) - Tab.4.3'!$R$35:$X$41,3))","v":""},{"$f":"IF(AD6=\"\",\"\",VLOOKUP($AH6,'Vmáx(material) - Tab.4.3'!$R$35:$X$41,4))","v":""},{"$f":"IF(AD6=\"\",\"\",VLOOKUP($AH6,'Vmáx(material) - Tab.4.3'!$R$35:$X$41,5))","v":""},{"$f":"IF(AD6=\"\",\"\",VLOOKUP($AH6,'Vmáx(material) - Tab.4.3'!$R$35:$X$41,6))","v":""},{"$f":"IF(AD6=\"\",\"\",IF(AD6=\"\",\"\",VLOOKUP($AH6,'Vmáx(material) - Tab.4.3'!$R$35:$X$41,7)))","v":""},{"$f":"IF(AD6=\"\",\"\",IF(AE6=1,FCi(J6,AK6),FTr(J6,AJ6,AK6)))","v":""},{"$f":"IF(AD6=\"\",\"\",IF(BB6=\"Q > Qmax\",\"Insuficiencia hidráulica.\", IF(ABS(AX6-BB6)<=0.0001,\"Crítico\",IF(AX6>BB6,\"Supercrítico\",\"Subcrítico\"))))","v":""},{"$f":"IF(AD6=\"\",\"\",Hw(BH6,BI6,BJ6,BK6,BL6,BM6,Z,BN6,AO6,AK6))","v":""},{"$f":"IF(AD6=\"\",\"\",BP6/AK6)","v":""},{"$f":"IF(AD6=\"\",\"\",IF(AE6=1,0.438*AK6*SQRT(9.806)*AV6^1.5/AK6^0.4,2/3*0.9*AJ6*AV6*SQRT(2/3*9.806*AV6))*AD6)","v":""},{"$f":"IF(AD6=\"\",\"\",IF(BQ6<1.2,\"Cumple\",\"No Cumple\"))","v":""},{"$f":"IF(AD6=\"\",\"\",IF(K6=\"No\",0,Y6))","v":""},{"$f":"IF(AD6=\"\",\"\",ho(BT6,AK6,AX6))","v":""},{"$f":"IF(AD6=\"\",\"\",IF(AE6=1,PeriCi(AK6,BB6),PeriTr(AJ6,AN6,BB6)))","v":""},{"$f":"IF(AD6=\"\",\"\",IF(AE6=1,AreaCi(AK6,BB6),AreaTr(AJ6,AN6,BB6)))","v":""},{"$f":"IF(AD6=\"\",\"\",RhCi(BW6,BV6))","v":""},{"$f":"IF(AD6=\"\",\"\",AVERAGE(AC6,J6/BW6))","v":""},{"$f":"IF(AD6=\"\",\"\",hf(AL6,J6,AM6,BW6,BX6))","v":""},{"$f":"IF(AD6=\"\",\"\",LOOKUP(AP6,Tab.4.5!$J$6:$J$27,Tab.4.5!$L$6:$L$27))","v":""},{"$f":"IF(AD6=\"\",\"\",He(CA6,BY6))","v":""},{"$f":"IF(AD6=\"\",\"\",Hs(BY6))","v":""},{"$f":"IF(AD6=\"\",\"\",Hm(BU6,BZ6,CB6,CC6,AL6,AO6))","v":""},{"$f":"IF(AD6=\"\",\"\",CD6/AK6)","v":""},{"$f":"IF(AD6=\"\",\"\",IF(AE6=1,0.438*AK6*SQRT(9.806)*AV6^1.5/AK6^0.4,2/3*0.9*AJ6*AV6*SQRT(2/3*9.806*AV6))*AD6)","v":""},{"$f":"IF(AD6=\"\",\"\",IF(CE6<1.2,\"Cumple\",\"No Cumple\"))","v":""},{"$f":"IF(AD6=\"\",\"\",IF(BT6=\"\",\"\",IF(BO6=\"Supercrítico\",\"Funciona con control a la entrada.\",\"Funciona con control a la salida\")))","v":""},{"$f":"IF(AD6=\"\",\"\",IF(BT6=\"\",\"\",IF(BO6=\"Supercrítico\",IF(BT6>BB6,\"Se presenta resalto hidráulico cerca de la salida.\",\"\"),\"\")))","v":""},{"$f":"IF(AD6=\"\",\"\",IF(BS6=\"No Cumple\",\"Reemplazar.\",IF(B6=\"Nueva\",\"Se requiere obra nueva.\",\"Conservar y realizar labores de limpieza y mantenimiento.\")))","v":""},1,null,1,null,7,2,1.5,1.5,31,1.4E-2,0,0.14349999999999999,12,null,null,null,null,{"$f":"IF(CK6=\"\",\"\",CY6-CZ6)","v":0},{"$f":"IF(CK6=\"\",\"\",1.2*CR6)","v":1.7999999999999998},{"$f":"IF(CK6=\"\",\"\",CR6)","v":1.5},{"$f":"IF(CK6=\"\",\"\",IF(CL6=1,YcCi(CR6,J6),YcTr(J6,CQ6,CU6)))","v":0.75965554038316241},{"$f":"IF(CK6=\"\",\"\",IF(CL6=1,Teta1(DE6,CR6),\"-\"))","v":"-"},{"$f":"IF(CK6=\"\",\"\",IF(CL6=1,1/8*(DF6-SIN(DF6))*CR6^2,(CQ6+CU6*DE6)*DE6))","v":1.1394833105747435},{"$f":"IF(CK6=\"\",\"\",J6/DG6)","v":2.7293071966375253},{"$f":"IF(CK6=\"\",\"\",IF(CL6=1,Ynci(CR6,J6,CT6,CV6),YnTr(1,CT6,CQ6,CU6,CV6,J6)))","v":0.23916993583036378},{"$f":"IF(CK6=\"\",\"\",IF(CL6=1,Teta1(DI6,CR6),\"-\"))","v":"-"},{"$f":"IF(CK6=\"\",\"\",IF(CL6=1,AreaCi(CR6,J6),AreaTr(CQ6,CU6,DI6)))","v":0.35875490374554564},{"$f":"IF(CK6=\"\",\"\",IF(CL6=1,FrCi(DM6,9.806,DJ6,CR6),FrTr(DM6,9.806,CQ6,CU6,DI6)))","v":5.6606109221592922},{"$f":"IF(CK6=\"\",\"\",J6/DK6)","v":8.6688710524381616},{"$f":"IF(CK6=\"\",\"\",IF(CL6=1,LOOKUP(CP6,'Vmáx(material) - Tab.4.3'!$L$2:$L$11,'Vmáx(material) - Tab.4.3'!$M$2:$M$11),LOOKUP(CP6,'Vmáx(material) - Tab.4.3'!$L$15,'Vmáx(material) - Tab.4.3'!$M$15)))","v":15},{"$f":"IF(CK6=\"\",\"\",VLOOKUP($CO6,'Vmáx(material) - Tab.4.3'!$R$35:$X$41,2))","v":7.2493000000000002E-2},{"$f":"IF(CK6=\"\",\"\",VLOOKUP($CO6,'Vmáx(material) - Tab.4.3'!$R$35:$X$41,3))","v":0.50708699999999995},{"$f":"IF(CK6=\"\",\"\",VLOOKUP($CO6,'Vmáx(material) - Tab.4.3'!$R$35:$X$41,4))","v":-0.11747},{"$f":"IF(CK6=\"\",\"\",VLOOKUP($CO6,'Vmáx(material) - Tab.4.3'!$R$35:$X$41,5))","v":2.2169999999999999E-2},{"$f":"IF(CK6=\"\",\"\",VLOOKUP($CO6,'Vmáx(material) - Tab.4.3'!$R$35:$X$41,6))","v":-1.49E-3},{"$f":"IF(CK6=\"\",\"\",IF(CK6=\"\",\"\",VLOOKUP(CO6,'Vmáx(material) - Tab.4.3'!$R$35:$X$41,7)))","v":3.8000000000000002E-5},{"$f":"IF(CK6=\"\",\"\",IF(CL6=1,FCi(J6,CR6),FTr(J6,CQ6,CR6)))","v":1.1285797185267681},{"$f":"IF(CK6=\"\",\"\",IF(DI6=\"Q > Qmax\",\"Insuficiencia hidráulica.\",IF(ABS(DE6-DI6)<=0.0001,\"Crítico\",IF(DE6>DI6,\"Supercrítico\",\"Subcrítico\"))))","v":"Supercrítico"},{"$f":"IF(CK6=\"\",\"\",Hw(DO6,DP6,DQ6,DR6,DS6,DT6,Z,DU6,CV6,CR6))","v":1.0667588447899288},{"$f":"IF(CK6=\"\",\"\",DW6/CR6)","v":0.71117256319328581},{"$f":"IF(CK6=\"\",\"\",IF(CL6=1,0.438*CR6*SQRT(9.806)*DC6^1.5/CR6^0.4,2/3*0.9*CQ6*DC6*SQRT(2/3*9.806*DC6))*CK6)","v":5.5571431221446854},{"$f":"IF(CK6=\"\",\"\",IF(DX6<1.2,\"Cumple\",\"No Cumple\"))","v":"Cumple"},{"$f":"IF(CK6=\"\",\"\",IF(K6=\"No\",0,Y6))","v":0.67839592897063461},{"$f":"IF(CK6=\"\",\"\",MAX(EA6,(CR6+DE6)/2))","v":1.1298277701915813},{"$f":"IF(CK6=\"\",\"\",IF(CL6=1,PeriCi(CR6,DI6),PeriTr(CQ6,CU6,DI6)))","v":1.9783398716607277},{"$f":"IF(CK6=\"\",\"\",IF(CL6=1,AreaCi(CR6,DI6),AreaTr(CQ6,CU6,DI6)))","v":0.35875490374554564},{"$f":"IF(CK6=\"\",\"\",RhCi(DK6,EC6))","v":0.18134139077143857},{"$f":"IF(CK6=\"\",\"\",AVERAGE(AC6,J6/ED6))","v":5.1902357270900525},{"$f":"IF(CK6=\"\",\"\",hf(CS6,J6,CT6,DK6,EE6))","v":4.4484999999424808},{"$f":"IF(CK6=\"\",\"\",LOOKUP(CW6,Tab.4.5!$J$6:$J$27,Tab.4.5!$L$6:$L$27))","v":0.4},{"$f":"IF(CK6=\"\",\"\",He(EH6,DM6))","v":1.5327212996899926},{"$f":"IF(CK6=\"\",\"\",Hs(DM6))","v":3.8318032492249814},{"$f":"IF(CK6=\"\",\"\",Hm(EB6,EG6,EI6,EJ6,CS6,CV6))","v":6.4943523190490371},{"$f":"IF(CK6=\"\",\"\",EK6/CR6)","v":4.3295682126993578},{"$f":"IF(CK6=\"\",\"\",IF(CL6=1,0.438*CR6*SQRT(9.806)*DC6^1.5/CR6^0.4,2/3*0.9*CQ6*DC6*SQRT(2/3*9.806*DC6))*CK6)","v":5.5571431221446854},{"$f":"IF(EL6=\"\",\"\",IF(EL6<1.2,\"Cumple\",\"No Cumple\"))","v":"No Cumple"},{"$f":"IF(CK6=\"\",\"\",IF(EA6=\"\",\"\",IF(DV6=\"Supercrítico\",\"Funciona con control a la entrada.\",\"Funciona con control a la salida\")))","v":"Funciona con control a la entrada."},{"$f":"IF(CK6=\"\",\"\",IF(EA6=\"\",\"\",IF(DV6=\"Supercrítico\",IF(EA6>DI6,\"Se presenta resalto hidráulico cerca de la salida.\",\"\"),\"\")))","v":"Se presenta resalto hidráulico cerca de la salida."},{"$f":"IF(CK6=\"\",\"\",ES6)","v":{"$error":"#REF!"}},{"$f":" CONCATENATE(\"K45+\",D6-45000, \" (\",A6,\")\",\" \",B6)","v":"K45+130 (i) MDI"},{"$f":"IF(B6=\"Existe.\",IF(AE6=1,CONCATENATE(#REF!,AK6,\" m.\"),CONCATENATE(#REF!,AJ6,\" m x \",AK6,\" m.\")),IF(CL6=1,CONCATENATE(#REF!,CR6,\" m.\"),CONCATENATE(#REF!,CQ6,\" m x \",CR6,\" m.\")))","v":{"$error":"#REF!"}},{"$f":"IF(AI6=2,CONCATENATE(\"Concreto, L = \",AL6,\" m, S = \",AO6*100,\" %.\"),CONCATENATE(\"Concreto, L = \",CS6,\" m, S = \",CV6*100,\" %.\"))","v":"Concreto, L = 31 m, S = 14,35 %."},{"$f":"IF(B6=\"Existe.\",\"\",CONCATENATE(\"Cota clave eje= \",CZ6,\" msnm.\"))","v":"Cota clave eje=  msnm."},null,null,null,{"$f":"IF(EV6=\"\",\"\",N6)","v":""},{"$f":"IF(EV6=\"\",\"\",EW6/EX6)","v":""},{"$f":"IF(EV6=\"\",\"\",ATAN(EZ6)*(180/PI()))","v":""},{"$f":"IF(EV6=\"\",\"\",EX6*(SIN(FA6*PI()/180)))","v":""},{"$f":"IF(EV6=\"\",\"\",(EW6^2+EX6^2)^0.5)","v":""},{"$f":"IF(EV6=\"\",\"\",VLOOKUP(EY6,'Estructura escalonada'!$D$3:$H$953,2))","v":""},{"$f":"IF(EV6=\"\",\"\",EV6*FD6)","v":""},{"$f":"IF(EV6=\"\",\"\",(2*FD6+EV6))","v":""},{"$f":"IF(EV6=\"\",\"\",FE6/FF6)","v":""},{"$f":"IF(EV6=\"\",\"\",18*LOG10(6*FG6/(FB6/2)))","v":""},{"$f":"IF(EV6=\"\",\"\",FH6*(FG6*EZ6)^0.5)","v":""},{"$f":"IF(EV6=\"\",\"\",IF(FD6+0.15<0.5,0.5,IF(FD6+0.15<1,1,\"Amplíe el ancho B\")))","v":""}]
["III","MDI","EJEMPLO",45130,null,null,3.11,null,null,3.11,"SI",3.11,null,3.11,2,null,null,3.5000000000000003E-2,1,0.01,{"$f":"IF(K7=\"No\",\"\",IF(O7=\"\",YcCi(P7,N7),YcTr(N7,O7,S7)))","v":0.56745254855397387},{"$f":"IF(K7=\"No\",\"\",IF(O7=\"\",Teta1(U7,P7),\"-\"))","v":"-"},1.456907491968348,2.1346585264643325,{"$f":"IF(K7=\"No\",\"\",IF(O7=\"\",Ynci(P7,N7,R7,T7),YnTr(1,R7,O7,S7,T7,N7)))","v":0.67839592897063461},{"$f":"IF(K7=\"No\",\"\",IF(O7=\"\",Teta1(Y7,P7),\"-\"))","v":"-"},{"$f":"IF(K7=\"No\",\"\",IF(O7=\"\",AreaCi(P7,Y7),AreaTr(O7,S7,Y7)))","v":1.8170128943851995},{"$f":"IF(K7=\"No\",\"\",IF(O7=\"\",FrCi(AC7,9.806,Z7,P7),FrTr(AC7,9.806,O7,S7,Y7)))","v":0.74291587250171776},1.7116004017419439,null,null,null,null,null,null,null,null,null,null,null,null,null,null,null,0,0,"","","",{"$f":"IF(AD7=\"\",\"\",IF(AE7=1,YcCi(AK7,J7),YcTr(J7,AJ7,AN7)))","v":""},{"$f":"IF(AD7=\"\",\"\",IF(AE7=1,Teta1(AX7,AK7),\"-\"))","v":""},{"$f":"IF(AD7=\"\",\"\",IF(AE7=1,AreaCi(AK7,AX7),AreaTr(AJ7,AN7,AX7)))","v":""},"",{"$f":"IF(AD7=\"\",\"\",IF(AE7=1,Ynci(AK7,J7,AM7,AO7),YnTr(1,AM7,AJ7,AN7,AO7,J7)))","v":""},{"$f":"IF(AD7=\"\",\"\",IF(AE7=1,Teta1(BB7,AK7),\"-\"))","v":""},{"$f":"IF(AD7=\"\",\"\",IF(AE7=1,AreaCi(AK7,BB7),AreaTr(AJ7,AN7,BB7)))","v":""},{"$f":"IF(AD7=\"\",\"\",IF(AE7=1,FrCi(BF7,9.806,BC7,AK7),FrTr(BF7,9.806,AJ7,AN7,BB7)))","v":""},"",{"$f":"IF(AD7=\"\",\"\",IF(AE7=1,LOOKUP(AI7,'Vmáx(material) - Tab.4.3'!$L$2:$L$11,'Vmáx(material) - Tab.4.3'!$M$2:$M$11),LOOKUP(AI7,'Vmáx(material) - Tab.4.3'!$L$15,'Vmáx(material) - Tab.4.3'!$M$15)))","v":""},{"$f":"IF(AD7=\"\",\"\",VLOOKUP($AH7,'Vmáx(material) - Tab.4.3'!$R$35:$X$41,2))","v":""},{"$f":"IF(AD7=\"\",\"\",VLOOKUP($AH7,'Vmáx(material) - Tab.4.3'!$R$35:$X$41,3))","v":""},{"$f":"IF(AD7=\"\",\"\",VLOOKUP($AH7,'Vmáx(material) - Tab.4.3'!$R$35:$X$41,4))","v":""},{"$f":"IF(AD7=\"\",\"\",VLOOKUP($AH7,'Vmáx(material) - Tab.4.3'!$R$35:$X$41,5))","v":""},{"$f":"IF(AD7=\"\",\"\",VLOOKUP($AH7,'Vmáx(material) - Tab.4.3'!$R$35:$X$41,6))","v":""},{"$f":"IF(AD7=\"\",\"\",IF(AD7=\"\",\"\",VLOOKUP($AH7,'Vmáx(material) - Tab.4.3'!$R$35:$X$41,7)))","v":""},{"$f":"IF(AD7=\"\",\"\",IF(AE7=1,FCi(J7,AK7),FTr(J7,AJ7,AK7)))","v":""},"",{"$f":"IF(AD7=\"\",\"\",Hw(BH7,BI7,BJ7,BK7,BL7,BM7,Z,BN7,AO7,AK7))","v":""},"",{"$f":"IF(AD7=\"\",\"\",IF(AE7=1,0.438*AK7*SQRT(9.806)*AV7^1.5/AK7^0.4,2/3*0.9*AJ7*AV7*SQRT(2/3*9.806*AV7))*AD7)","v":""},"","",{"$f":"IF(AD7=\"\",\"\",ho(BT7,AK7,AX7))","v":""},{"$f":"IF(AD7=\"\",\"\",IF(AE7=1,PeriCi(AK7,BB7),PeriTr(AJ7,AN7,BB7)))","v":""},{"$f":"IF(AD7=\"\",\"\",IF(AE7=1,AreaCi(AK7,BB7),AreaTr(AJ7,AN7,BB7)))","v":""},{"$f":"IF(AD7=\"\",\"\",RhCi(BW7,BV7))","v":""},{"$f":"IF(AD7=\"\",\"\",AVERAGE(AC7,J7/BW7))","v":""},{"$f":"IF(AD7=\"\",\"\",hf(AL7,J7,AM7,BW7,BX7))","v":""},{"$f":"IF(AD7=\"\",\"\",LOOKUP(AP7,Tab.4.5!$J$6:$J$27,Tab.4.5!$L$6:$L$27))","v":""},{"$f":"IF(AD7=\"\",\"\",He(CA7,BY7))","v":""},{"$f":"IF(AD7=\"\",\"\",Hs(BY7))","v":""},{"$f":"IF(AD7=\"\",\"\",Hm(BU7,BZ7,CB7,CC7,AL7,AO7))","v":""},"","","","","","",1,null,1,null,7,2,1,1,23.14,1.4E-2,0,0.13911109972345662,12,null,null,null,null,null,{"$f":"1.2*CR7","v":1.2},{"$f":"CR7","v":1},{"$f":"IF(CK7=\"\",\"\",IF(CL7=1,YcCi(CR7,J7),YcTr(J7,CQ7,CU7)))","v":0.99543020552403683},{"$f":"IF(CK7=\"\",\"\",IF(CL7=1,Teta1(DE7,CR7),\"-\"))","v":"-"},0.99543020552403683,3.1242773051705455,{"$f":"IF(CK7=\"\",\"\",IF(CL7=1,Ynci(CR7,J7,CT7,CV7),YnTr(1,CT7,CQ7,CU7,CV7,J7)))","v":0.33903873834736198},{"$f":"IF(CK7=\"\",\"\",IF(CL7=1,Teta1(DI7,CR7),\"-\"))","v":"-"},{"$f":"IF(CK7=\"\",\"\",IF(CL7=1,AreaCi(CR7,J7),AreaTr(CQ7,CU7,DI7)))","v":0.33903873834736198},{"$f":"IF(CK7=\"\",\"\",IF(CL7=1,FrCi(DM7,9.806,DJ7,CR7),FrTr(DM7,9.806,CQ7,CU7,DI7)))","v":5.0308394716332279},9.1729930778991129,{"$f":"IF(CK7=\"\",\"\",IF(CL7=1,LOOKUP(CP7,'Vmáx(material) - Tab.4.3'!$L$2:$L$11,'Vmáx(material) - Tab.4.3'!$M$2:$M$11),LOOKUP(CP7,'Vmáx(material) - Tab.4.3'!$L$15,'Vmáx(material) - Tab.4.3'!$M$15)))","v":15},{"$f":"IF(CK7=\"\",\"\",VLOOKUP($CO7,'Vmáx(material) - Tab.4.3'!$R$35:$X$41,2))","v":7.2493000000000002E-2},{"$f":"IF(CK7=\"\",\"\",VLOOKUP($CO7,'Vmáx(material) - Tab.4.3'!$R$35:$X$41,3))","v":0.50708699999999995},{"$f":"IF(CK7=\"\",\"\",VLOOKUP($CO7,'Vmáx(material) - Tab.4.3'!$R$35:$X$41,4))","v":-0.11747},{"$f":"IF(CK7=\"\",\"\",VLOOKUP($CO7,'Vmáx(material) - Tab.4.3'!$R$35:$X$41,5))","v":2.2169999999999999E-2},{"$f":"IF(CK7=\"\",\"\",VLOOKUP($CO7,'Vmáx(material) - Tab.4.3'!$R$35:$X$41,6))","v":-1.49E-3},{"$f":"IF(CK7=\"\",\"\",IF(CK7=\"\",\"\",VLOOKUP(CO7,'Vmáx(material) - Tab.4.3'!$R$35:$X$41,7)))","v":3.8000000000000002E-5},{"$f":"IF(CK7=\"\",\"\",IF(CL7=1,FCi(J7,CR7),FTr(J7,CQ7,CR7)))","v":3.11},"Supercrítico",{"$f":"IF(CK7=\"\",\"\",Hw(DO7,DP7,DQ7,DR7,DS7,DT7,Z,DU7,CV7,CR7))","v":1.81},1.81,2.0166170484254065,"No Cumple",0.67839592897063461,0.99771510276201836,{"$f":"IF(CK7=\"\",\"\",IF(CL7=1,PeriCi(CR7,DI7),PeriTr(CQ7,CU7,DI7)))","v":1.678077476694724},{"$f":"IF(CK7=\"\",\"\",IF(CL7=1,AreaCi(CR7,DI7),AreaTr(CQ7,CU7,DI7)))","v":0.33903873834736198},{"$f":"IF(CK7=\"\",\"\",RhCi(DK7,EC7))","v":0.20203997911655419},5.4422967398205282,{"$f":"IF(CK7=\"\",\"\",hf(CS7,J7,CT7,DK7,EE7))","v":3.2190308409448147},{"$f":"IF(CK7=\"\",\"\",LOOKUP(CW7,Tab.4.5!$J$6:$J$27,Tab.4.5!$L$6:$L$27))","v":0.4},{"$f":"IF(CK7=\"\",\"\",He(EH7,DM7))","v":1.7161697329631869},{"$f":"IF(CK7=\"\",\"\",Hs(DM7))","v":4.2904243324079667},{"$f":"IF(CK7=\"\",\"\",Hm(EB7,EG7,EI7,EJ7,CS7,CV7))","v":7.0043091614772006},7.0043091614772006,2.0166170484254065,"No Cumple","Funciona con control a la entrada.","Se presenta resalto hidráulico cerca de la salida.",{"$error":"#REF!"},"K45+130 (III) MDI",{"$f":"IF(B7=\"Existe.\",IF(AE7=1,CONCATENATE(#REF!,AK7,\" m.\"),CONCATENATE(#REF!,AJ7,\" m x \",AK7,\" m.\")),IF(CL7=1,CONCATENATE(#REF!,CR7,\" m.\"),CONCATENATE(#REF!,CQ7,\" m x \",CR7,\" m.\")))","v":{"$error":"#REF!"}},"Concreto, L = 23,14 m, S = 13,9111099723457 %.","Cota clave eje=  msnm.",null,null,null,"","","","","",{"$f":"IF(EV7=\"\",\"\",VLOOKUP(EY7,'Estructura escalonada'!$D$3:$H$953,2))","v":""},"","","","","",""]
["iii","MDI","EJEMPLO",45130,null,null,3.11,null,null,3.11,"SI",3.11,null,3.11,2,null,null,3.5000000000000003E-2,1,0.01,{"$f":"IF(K8=\"No\",\"\",IF(O8=\"\",YcCi(P8,N8),YcTr(N8,O8,S8)))","v":0.56745254855397387},{"$f":"IF(K8=\"No\",\"\",IF(O8=\"\",Teta1(U8,P8),\"-\"))","v":"-"},1.456907491968348,2.1346585264643325,{"$f":"IF(K8=\"No\",\"\",IF(O8=\"\",Ynci(P8,N8,R8,T8),YnTr(1,R8,O8,S8,T8,N8)))","v":0.67839592897063461},{"$f":"IF(K8=\"No\",\"\",IF(O8=\"\",Teta1(Y8,P8),\"-\"))","v":"-"},{"$f":"IF(K8=\"No\",\"\",IF(O8=\"\",AreaCi(P8,Y8),AreaTr(O8,S8,Y8)))","v":1.8170128943851995},{"$f":"IF(K8=\"No\",\"\",IF(O8=\"\",FrCi(AC8,9.806,Z8,P8),FrTr(AC8,9.806,O8,S8,Y8)))","v":0.74291587250171776},1.7116004017419439,null,null,null,null,null,null,null,null,null,null,null,null,null,null,null,0,0,"","","",{"$f":"IF(AD8=\"\",\"\",IF(AE8=1,YcCi(AK8,J8),YcTr(J8,AJ8,AN8)))","v":""},{"$f":"IF(AD8=\"\",\"\",IF(AE8=1,Teta1(AX8,AK8),\"-\"))","v":""},{"$f":"IF(AD8=\"\",\"\",IF(AE8=1,AreaCi(AK8,AX8),AreaTr(AJ8,AN8,AX8)))","v":""},"",{"$f":"IF(AD8=\"\",\"\",IF(AE8=1,Ynci(AK8,J8,AM8,AO8),YnTr(1,AM8,AJ8,AN8,AO8,J8)))","v":""},{"$f":"IF(AD8=\"\",\"\",IF(AE8=1,Teta1(BB8,AK8),\"-\"))","v":""},{"$f":"IF(AD8=\"\",\"\",IF(AE8=1,AreaCi(AK8,BB8),AreaTr(AJ8,AN8,BB8)))","v":""},{"$f":"IF(AD8=\"\",\"\",IF(AE8=1,FrCi(BF8,9.806,BC8,AK8),FrTr(BF8,9.806,AJ8,AN8,BB8)))","v":""},"",{"$f":"IF(AD8=\"\",\"\",IF(AE8=1,LOOKUP(AI8,'Vmáx(material) - Tab.4.3'!$L$2:$L$11,'Vmáx(material) - Tab.4.3'!$M$2:$M$11),LOOKUP(AI8,'Vmáx(material) - Tab.4.3'!$L$15,'Vmáx(material) - Tab.4.3'!$M$15)))","v":""},{"$f":"IF(AD8=\"\",\"\",VLOOKUP($AH8,'Vmáx(material) - Tab.4.3'!$R$35:$X$41,2))","v":""},{"$f":"IF(AD8=\"\",\"\",VLOOKUP($AH8,'Vmáx(material) - Tab.4.3'!$R$35:$X$41,3))","v":""},{"$f":"IF(AD8=\"\",\"\",VLOOKUP($AH8,'Vmáx(material) - Tab.4.3'!$R$35:$X$41,4))","v":""},{"$f":"IF(AD8=\"\",\"\",VLOOKUP($AH8,'Vmáx(material) - Tab.4.3'!$R$35:$X$41,5))","v":""},{"$f":"IF(AD8=\"\",\"\",VLOOKUP($AH8,'Vmáx(material) - Tab.4.3'!$R$35:$X$41,6))","v":""},{"$f":"IF(AD8=\"\",\"\",IF(AD8=\"\",\"\",VLOOKUP($AH8,'Vmáx(material) - Tab.4.3'!$R$35:$X$41,7)))","v":""},{"$f":"IF(AD8=\"\",\"\",IF(AE8=1,FCi(J8,AK8),FTr(J8,AJ8,AK8)))","v":""},"",{"$f":"IF(AD8=\"\",\"\",Hw(BH8,BI8,BJ8,BK8,BL8,BM8,Z,BN8,AO8,AK8))","v":""},"","","","",{"$f":"IF(AD8=\"\",\"\",ho(BT8,AK8,AX8))","v":""},{"$f":"IF(AD8=\"\",\"\",IF(AE8=1,PeriCi(AK8,BB8),PeriTr(AJ8,AN8,BB8)))","v":""},{"$f":"IF(AD8=\"\",\"\",IF(AE8=1,AreaCi(AK8,BB8),AreaTr(AJ8,AN8,BB8)))","v":""},{"$f":"IF(AD8=\"\",\"\",RhCi(BW8,BV8))","v":""},"",{"$f":"IF(AD8=\"\",\"\",hf(AL8,J8,AM8,BW8,BX8))","v":""},{"$f":"IF(AD8=\"\",\"\",LOOKUP(AP8,Tab.4.5!$J$6:$J$27,Tab.4.5!$L$6:$L$27))","v":""},{"$f":"IF(AD8=\"\",\"\",He(CA8,BY8))","v":""},{"$f":"IF(AD8=\"\",\"\",Hs(BY8))","v":""},{"$f":"IF(AD8=\"\",\"\",Hm(BU8,BZ8,CB8,CC8,AL8,AO8))","v":""},"","","","","","",1,null,1,null,7,2,2,2,23.14,1.4E-2,0,5.0500000000000003E-2,12,null,null,null,null,null,{"$f":"1.2*CR8","v":2.4},{"$f":"CR8","v":2},{"$f":"IF(CK8=\"\",\"\",IF(CL8=1,YcCi(CR8,J8),YcTr(J8,CQ8,CU8)))","v":0.62708195284593737},{"$f":"IF(CK8=\"\",\"\",IF(CL8=1,Teta1(DE8,CR8),\"-\"))","v":"-"},1.2541639056918747,2.4797396782714225,{"$f":"IF(CK8=\"\",\"\",IF(CL8=1,Ynci(CR8,J8,CT8,CV8),YnTr(1,CT8,CQ8,CU8,CV8,J8)))","v":0.2712843388201176},{"$f":"IF(CK8=\"\",\"\",IF(CL8=1,Teta1(DI8,CR8),\"-\"))","v":"-"},{"$f":"IF(CK8=\"\",\"\",IF(CL8=1,AreaCi(CR8,J8),AreaTr(CQ8,CU8,DI8)))","v":0.5425686776402352},{"$f":"IF(CK8=\"\",\"\",IF(CL8=1,FrCi(DM8,9.806,DJ8,CR8),FrTr(DM8,9.806,CQ8,CU8,DI8)))","v":3.5143690433832773},5.7319932538792244,{"$f":"IF(CK8=\"\",\"\",IF(CL8=1,LOOKUP(CP8,'Vmáx(material) - Tab.4.3'!$L$2:$L$11,'Vmáx(material) - Tab.4.3'!$M$2:$M$11),LOOKUP(CP8,'Vmáx(material) - Tab.4.3'!$L$15,'Vmáx(material) - Tab.4.3'!$M$15)))","v":15},{"$f":"IF(CK8=\"\",\"\",VLOOKUP($CO8,'Vmáx(material) - Tab.4.3'!$R$35:$X$41,2))","v":7.2493000000000002E-2},{"$f":"IF(CK8=\"\",\"\",VLOOKUP($CO8,'Vmáx(material) - Tab.4.3'!$R$35:$X$41,3))","v":0.50708699999999995},{"$f":"IF(CK8=\"\",\"\",VLOOKUP($CO8,'Vmáx(material) - Tab.4.3'!$R$35:$X$41,4))","v":-0.11747},{"$f":"IF(CK8=\"\",\"\",VLOOKUP($CO8,'Vmáx(material) - Tab.4.3'!$R$35:$X$41,5))","v":2.2169999999999999E-2},{"$f":"IF(CK8=\"\",\"\",VLOOKUP($CO8,'Vmáx(material) - Tab.4.3'!$R$35:$X$41,6))","v":-1.49E-3},{"$f":"IF(CK8=\"\",\"\",IF(CK8=\"\",\"\",VLOOKUP(CO8,'Vmáx(material) - Tab.4.3'!$R$35:$X$41,7)))","v":3.8000000000000002E-5},{"$f":"IF(CK8=\"\",\"\",IF(CL8=1,FCi(J8,CR8),FTr(J8,CQ8,CR8)))","v":0.54977552237254068},"Supercrítico",{"$f":"IF(CK8=\"\",\"\",Hw(DO8,DP8,DQ8,DR8,DS8,DT8,Z,DU8,CV8,CR8))","v":0.91236650908851646},0.45618325454425823,11.407708719984043,"Cumple",0.67839592897063461,1.3135409764229686,{"$f":"IF(CK8=\"\",\"\",IF(CL8=1,PeriCi(CR8,DI8),PeriTr(CQ8,CU8,DI8)))","v":2.5425686776402352},{"$f":"IF(CK8=\"\",\"\",IF(CL8=1,AreaCi(CR8,DI8),AreaTr(CQ8,CU8,DI8)))","v":0.5425686776402352},{"$f":"IF(CK8=\"\",\"\",RhCi(DK8,EC8))","v":0.21339391238933794},3.721796827810584,{"$f":"IF(CK8=\"\",\"\",hf(CS8,J8,CT8,DK8,EE8))","v":1.1685699997209162},{"$f":"IF(CK8=\"\",\"\",LOOKUP(CW8,Tab.4.5!$J$6:$J$27,Tab.4.5!$L$6:$L$27))","v":0.4},{"$f":"IF(CK8=\"\",\"\",He(EH8,DM8))","v":0.67011516749983568},{"$f":"IF(CK8=\"\",\"\",Hs(DM8))","v":1.675287918749589},{"$f":"IF(CK8=\"\",\"\",Hm(EB8,EG8,EI8,EJ8,CS8,CV8))","v":3.65894406239331},1.829472031196655,11.407708719984043,"No Cumple","Funciona con control a la entrada.","Se presenta resalto hidráulico cerca de la salida.",{"$error":"#REF!"},"K45+130 (iii) MDI",{"$f":"IF(B8=\"Existe.\",IF(AE8=1,CONCATENATE(#REF!,AK8,\" m.\"),CONCATENATE(#REF!,AJ8,\" m x \",AK8,\" m.\")),IF(CL8=1,CONCATENATE(#REF!,CR8,\" m.\"),CONCATENATE(#REF!,CQ8,\" m x \",CR8,\" m.\")))","v":{"$error":"#REF!"}},"Concreto, L = 23,14 m, S = 5,05 %.","Cota clave eje=  msnm.",2,0.8,1,3.11,{"$f":"IF(EV8=\"\",\"\",EW8/EX8)","v":0.8},{"$f":"IF(EV8=\"\",\"\",ATAN(EZ8)*(180/PI()))","v":38.659808254090095},{"$f":"IF(EV8=\"\",\"\",EX8*(SIN(FA8*PI()/180)))","v":0.62469504755442429},{"$f":"IF(EV8=\"\",\"\",(EW8^2+EX8^2)^0.5)","v":1.2806248474865698},{"$f":"IF(EV8=\"\",\"\",VLOOKUP(EY8,'Estructura escalonada'!$D$3:$H$953,2))","v":0.30500000000000022},{"$f":"IF(EV8=\"\",\"\",EV8*FD8)","v":0.61000000000000043},{"$f":"IF(EV8=\"\",\"\",(2*FD8+EV8))","v":2.6100000000000003},{"$f":"IF(EV8=\"\",\"\",FE8/FF8)","v":0.23371647509578558},{"$f":"IF(EV8=\"\",\"\",18*LOG10(6*FG8/(FB8/2)))","v":11.739645193536298},{"$f":"IF(EV8=\"\",\"\",FH8*(FG8*EZ8)^0.5)","v":5.0762690089544584},{"$f":"IF(EV8=\"\",\"\",IF(FD8+0.15<0.5,0.5,IF(FD8+0.15<1,1,\"Amplíe el ancho B\")))","v":0.5}]
["iv",null,"Control Entrada Caso A",45130,null,null,11.601995891609878,null,null,11.601995891609878,"SI",11.601995891609878,null,{"$f":"IF(K9=\"No\",\"\",L9+M9)","v":11.601995891609878},2,null,null,3.5000000000000003E-2,1,0.5,{"$f":"IF(K9=\"No\",\"\",IF(O9=\"\",YcCi(P9,N9),YcTr(N9,O9,S9)))","v":1.2218219351331188},{"$f":"IF(K9=\"No\",\"\",IF(O9=\"\",Teta1(U9,P9),\"-\"))","v":"-"},3.9364927114386767,2.9472926135228832,{"$f":"IF(K9=\"No\",\"\",IF(O9=\"\",Ynci(P9,N9,R9,T9),YnTr(1,R9,O9,S9,T9,N9)))","v":0.46960004712100856},{"$f":"IF(K9=\"No\",\"\",IF(O9=\"\",Teta1(Y9,P9),\"-\"))","v":"-"},{"$f":"IF(K9=\"No\",\"\",IF(O9=\"\",AreaCi(P9,Y9),AreaTr(O9,S9,Y9)))","v":1.1597242984980707},{"$f":"IF(K9=\"No\",\"\",IF(O9=\"\",FrCi(AC9,9.806,Z9,P9),FrTr(AC9,9.806,O9,S9,Y9)))","v":5.0859162513018781},10.00409830736092,1,null,1,null,7,2,2,2,23.14,1.4E-2,0,5.0500000000000003E-2,12,1891.89,1894.9,1891.3057150000002,1890.7214300000001,3.5942849999998998,2.4,2,{"$f":"IF(AD9=\"\",\"\",IF(AE9=1,YcCi(AK9,J9),YcTr(J9,AJ9,AN9)))","v":1.5083624709568186},{"$f":"IF(AD9=\"\",\"\",IF(AE9=1,Teta1(AX9,AK9),\"-\"))","v":"-"},{"$f":"IF(AD9=\"\",\"\",IF(AE9=1,AreaCi(AK9,AX9),AreaTr(AJ9,AN9,AX9)))","v":3.0167249419136373},3.8458911949228747,{"$f":"IF(AD9=\"\",\"\",IF(AE9=1,Ynci(AK9,J9,AM9,AO9),YnTr(1,AM9,AJ9,AN9,AO9,J9)))","v":0.66597591413454604},{"$f":"IF(AD9=\"\",\"\",IF(AE9=1,Teta1(BB9,AK9),\"-\"))","v":"-"},{"$f":"IF(AD9=\"\",\"\",IF(AE9=1,AreaCi(AK9,BB9),AreaTr(AJ9,AN9,BB9)))","v":1.3319518282690921},{"$f":"IF(AD9=\"\",\"\",IF(AE9=1,FrCi(BF9,9.806,BC9,AK9),FrTr(BF9,9.806,AJ9,AN9,BB9)))","v":3.4085446176470833},8.7105221415454572,{"$f":"IF(AD9=\"\",\"\",IF(AE9=1,LOOKUP(AI9,'Vmáx(material) - Tab.4.3'!$L$2:$L$11,'Vmáx(material) - Tab.4.3'!$M$2:$M$11),LOOKUP(AI9,'Vmáx(material) - Tab.4.3'!$L$15,'Vmáx(material) - Tab.4.3'!$M$15)))","v":15},{"$f":"IF(AD9=\"\",\"\",VLOOKUP($AH9,'Vmáx(material) - Tab.4.3'!$R$35:$X$41,2))","v":7.2493000000000002E-2},{"$f":"IF(AD9=\"\",\"\",VLOOKUP($AH9,'Vmáx(material) - Tab.4.3'!$R$35:$X$41,3))","v":0.50708699999999995},{"$f":"IF(AD9=\"\",\"\",VLOOKUP($AH9,'Vmáx(material) - Tab.4.3'!$R$35:$X$41,4))","v":-0.11747},{"$f":"IF(AD9=\"\",\"\",VLOOKUP($AH9,'Vmáx(material) - Tab.4.3'!$R$35:$X$41,5))","v":2.2169999999999999E-2},{"$f":"IF(AD9=\"\",\"\",VLOOKUP($AH9,'Vmáx(material) - Tab.4.3'!$R$35:$X$41,6))","v":-1.49E-3},{"$f":"IF(AD9=\"\",\"\",IF(AD9=\"\",\"\",VLOOKUP($AH9,'Vmáx(material) - Tab.4.3'!$R$35:$X$41,7)))","v":3.8000000000000002E-5},{"$f":"IF(AD9=\"\",\"\",IF(AE9=1,FCi(J9,AK9),FTr(J9,AJ9,AK9)))","v":2.050962492563952},"Supercrítico",{"$f":"IF(AD9=\"\",\"\",Hw(BH9,BI9,BJ9,BK9,BL9,BM9,Z,BN9,AO9,AK9))","v":2.3791880725051713},1.1895940362525856,11.407708719984043,"Cumple",{"$f":"IF(AD9=\"\",\"\",IF(K9=\"No\",0,Y9))","v":0.46960004712100856},{"$f":"IF(AD9=\"\",\"\",ho(BT9,AK9,AX9))","v":1.7541812354784092},{"$f":"IF(AD9=\"\",\"\",IF(AE9=1,PeriCi(AK9,BB9),PeriTr(AJ9,AN9,BB9)))","v":3.3319518282690921},{"$f":"IF(AD9=\"\",\"\",IF(AE9=1,AreaCi(AK9,BB9),AreaTr(AJ9,AN9,BB9)))","v":1.3319518282690921},{"$f":"IF(AD9=\"\",\"\",RhCi(BW9,BV9))","v":0.39975122598366752},{"$f":"IF(AD9=\"\",\"\",AVERAGE(AC9,J9/BW9))","v":9.3573102244531885},{"$f":"IF(AD9=\"\",\"\",hf(AL9,J9,AM9,BW9,BX9))","v":1.1685699969156509},{"$f":"IF(AD9=\"\",\"\",LOOKUP(AP9,Tab.4.5!$J$6:$J$27,Tab.4.5!$L$6:$L$27))","v":0.4},{"$f":"IF(AD9=\"\",\"\",He(CA9,BY9))","v":1.7858301985856859},{"$f":"IF(AD9=\"\",\"\",Hs(BY9))","v":4.4645754964642146},{"$f":"IF(AD9=\"\",\"\",Hm(BU9,BZ9,CB9,CC9,AL9,AO9))","v":8.0045869274439614},{"$f":"IF(AD9=\"\",\"\",CD9/AK9)","v":4.0022934637219807},{"$f":"IF(AD9=\"\",\"\",IF(AE9=1,0.438*AK9*SQRT(9.806)*AV9^1.5/AK9^0.4,2/3*0.9*AJ9*AV9*SQRT(2/3*9.806*AV9))*AD9)","v":11.407708719984043},{"$f":"IF(AD9=\"\",\"\",IF(CE9<1.2,\"Cumple\",\"No Cumple\"))","v":"No Cumple"},"Funciona con control a la entrada.","","Conservar y realizar labores de limpieza y mantenimiento.",null,null,null,null,null,null,null,null,null,null,null,null,null,null,null,{"$f":"CX9-CV9*CS9/2","v":0},{"$f":"CX9-CV9*CS9","v":0},{"$f":"CY9-CZ9","v":0},{"$f":"1.2*CR9","v":0},{"$f":"CR9","v":0},{"$f":"IF(CK9=\"\",\"\",IF(CL9=1,YcCi(CR9,J9),YcTr(J9,CQ9,CU9)))","v":""},{"$f":"IF(CK9=\"\",\"\",IF(CL9=1,Teta1(DE9,CR9),\"-\"))","v":""},{"$f":"IF(CK9=\"\",\"\",IF(CL9=1,1/8*(DF9-SIN(DF9))*CR9^2,(CQ9+CU9*DE9)*DE9))","v":""},"",{"$f":"IF(CK9=\"\",\"\",IF(CL9=1,Ynci(CR9,J9,CT9,CV9),YnTr(1,CT9,CQ9,CU9,CV9,J9)))","v":""},{"$f":"IF(CK9=\"\",\"\",IF(CL9=1,Teta1(DI9,CR9),\"-\"))","v":""},{"$f":"IF(CK9=\"\",\"\",IF(CL9=1,AreaCi(CR9,J9),AreaTr(CQ9,CU9,DI9)))","v":""},{"$f":"IF(CK9=\"\",\"\",IF(CL9=1,FrCi(DM9,9.806,DJ9,CR9),FrTr(DM9,9.806,CQ9,CU9,DI9)))","v":""},"",{"$f":"IF(CK9=\"\",\"\",IF(CL9=1,LOOKUP(CP9,'Vmáx(material) - Tab.4.3'!$L$2:$L$11,'Vmáx(material) - Tab.4.3'!$M$2:$M$11),LOOKUP(CP9,'Vmáx(material) - Tab.4.3'!$L$15,'Vmáx(material) - Tab.4.3'!$M$15)))","v":""},{"$f":"IF(CK9=\"\",\"\",VLOOKUP($CO9,'Vmáx(material) - Tab.4.3'!$R$35:$X$41,2))","v":""},{"$f":"IF(CK9=\"\",\"\",VLOOKUP($CO9,'Vmáx(material) - Tab.4.3'!$R$35:$X$41,3))","v":""},{"$f":"IF(CK9=\"\",\"\",VLOOKUP($CO9,'Vmáx(material) - Tab.4.3'!$R$35:$X$41,4))","v":""},{"$f":"IF(CK9=\"\",\"\",VLOOKUP($CO9,'Vmáx(material) - Tab.4.3'!$R$35:$X$41,5))","v":""},{"$f":"IF(CK9=\"\",\"\",VLOOKUP($CO9,'Vmáx(material) - Tab.4.3'!$R$35:$X$41,6))","v":""},{"$f":"IF(CK9=\"\",\"\",IF(CK9=\"\",\"\",VLOOKUP(CO9,'Vmáx(material) - Tab.4.3'!$R$35:$X$41,7)))","v":""},{"$f":"IF(CK9=\"\",\"\",IF(CL9=1,FCi(J9,CR9),FTr(J9,CQ9,CR9)))","v":""},{"$f":"IF(CK9=\"\",\"\",IF(DI9=\"Q > Qmax\",\"Insuficiencia hidráulica.\",IF(ABS(DE9-DI9)<=0.0001,\"Crítico\",IF(DE9>DI9,\"Supercrítico\",\"Subcrítico\"))))","v":""},{"$f":"IF(CK9=\"\",\"\",Hw(DO9,DP9,DQ9,DR9,DS9,DT9,Z,DU9,CV9,CR9))","v":""},{"$f":"IF(CK9=\"\",\"\",DW9/CR9)","v":""},"",{"$f":"IF(CK9=\"\",\"\",IF(DX9<1.2,\"Cumple\",\"No Cumple\"))","v":""},"",{"$f":"IF(CK9=\"\",\"\",MAX(EA9,(CR9+DE9)/2))","v":""},{"$f":"IF(CK9=\"\",\"\",IF(CL9=1,PeriCi(CR9,DI9),PeriTr(CQ9,CU9,DI9)))","v":""},{"$f":"IF(CK9=\"\",\"\",IF(CL9=1,AreaCi(CR9,DI9),AreaTr(CQ9,CU9,DI9)))","v":""},{"$f":"IF(CK9=\"\",\"\",RhCi(DK9,EC9))","v":""},"",{"$f":"IF(CK9=\"\",\"\",hf(CS9,J9,CT9,DK9,EE9))","v":""},{"$f":"IF(CK9=\"\",\"\",LOOKUP(CW9,Tab.4.5!$J$6:$J$27,Tab.4.5!$L$6:$L$27))","v":""},{"$f":"IF(CK9=\"\",\"\",He(EH9,DM9))","v":""},{"$f":"IF(CK9=\"\",\"\",Hs(DM9))","v":""},{"$f":"IF(CK9=\"\",\"\",Hm(EB9,EG9,EI9,EJ9,CS9,CV9))","v":""},{"$f":"IF(CK9=\"\",\"\",EK9/CR9)","v":""},{"$f":"IF(CK9=\"\",\"\",IF(CL9=1,0.438*CR9*SQRT(9.806)*DC9^1.5/CR9^0.4,2/3*0.9*CQ9*DC9*SQRT(2/3*9.806*DC9))*CK9)","v":""},{"$f":"IF(EL9=\"\",\"\",IF(EL9<1.2,\"Cumple\",\"No Cumple\"))","v":""},"","","","K45+130 (iv) ",{"$f":"IF(B9=\"Existe.\",IF(AE9=1,CONCATENATE(#REF!,AK9,\" m.\"),CONCATENATE(#REF!,AJ9,\" m x \",AK9,\" m.\")),IF(CL9=1,CONCATENATE(#REF!,CR9,\" m.\"),CONCATENATE(#REF!,CQ9,\" m x \",CR9,\" m.\")))","v":{"$error":"#REF!"}},"Concreto, L = 23,14 m, S = 5,05 %.","Cota clave eje= 0 msnm.",null,null,null,"",{"$f":"IF(EV9=\"\",\"\",EW9/EX9)","v":""},{"$f":"IF(EV9=\"\",\"\",ATAN(EZ9)*(180/PI()))","v":""},{"$f":"IF(EV9=\"\",\"\",EX9*(SIN(FA9*PI()/180)))","v":""},{"$f":"IF(EV9=\"\",\"\",(EW9^2+EX9^2)^0.5)","v":""},{"$f":"IF(EV9=\"\",\"\",VLOOKUP(EY9,'Estructura escalonada'!$D$3:$H$953,2))","v":""},{"$f":"IF(EV9=\"\",\"\",EV9*FD9)","v":""},{"$f":"IF(EV9=\"\",\"\",(2*FD9+EV9))","v":""},{"$f":"IF(EV9=\"\",\"\",FE9/FF9)","v":""},{"$f":"IF(EV9=\"\",\"\",18*LOG10(6*FG9/(FB9/2)))","v":""},{"$f":"IF(EV9=\"\",\"\",FH9*(FG9*EZ9)^0.5)","v":""},{"$f":"IF(EV9=\"\",\"\",IF(FD9+0.15<0.5,0.5,IF(FD9+0.15<1,1,\"Amplíe el ancho B\")))","v":""}]
["v",null,"Control Entrada Caso B",45130,null,null,8,null,null,8,"SI",8,null,8,2,null,null,3.5000000000000003E-2,1,1E-3,{"$f":"IF(K10=\"No\",\"\",IF(O10=\"\",YcCi(P10,N10),YcTr(N10,O10,S10)))","v":0.99043030059664883},{"$f":"IF(K10=\"No\",\"\",IF(O10=\"\",Teta1(U10,P10),\"-\"))","v":"-"},{"$f":"IF(K10=\"No\",\"\",IF(O10=\"\",(1/8*(V10-SIN(V10))*P10^2),(O10+S10*U10)*U10))","v":2.9618127815332658},{"$f":"IF(W10=\"\",\"\",N10/W10)","v":2.701048509844898},{"$f":"IF(K10=\"No\",\"\",IF(O10=\"\",Ynci(P10,N10,R10,T10),YnTr(1,R10,O10,S10,T10,N10)))","v":2.0730934205233176},{"$f":"IF(K10=\"No\",\"\",IF(O10=\"\",Teta1(Y10,P10),\"-\"))","v":"-"},{"$f":"IF(K10=\"No\",\"\",IF(O10=\"\",AreaCi(P10,Y10),AreaTr(O10,S10,Y10)))","v":8.4439031712637043},{"$f":"IF(K10=\"No\",\"\",IF(O10=\"\",FrCi(AC10,9.806,Z10,P10),FrTr(AC10,9.806,O10,S10,Y10)))","v":0.25812618041779795},{"$f":"IF(K10=\"No\",\"\",N10/AA10)","v":0.94742914949872992},1,null,1,null,7,2,2,2,23.14,1.4E-2,0,5.0500000000000003E-2,12,1891.89,1894.9,1891.3057150000002,1890.7214300000001,3.5942849999998998,2.4,2,{"$f":"IF(AD10=\"\",\"\",IF(AE10=1,YcCi(AK10,J10),YcTr(J10,AJ10,AN10)))","v":1.177273061571203},{"$f":"IF(AD10=\"\",\"\",IF(AE10=1,Teta1(AX10,AK10),\"-\"))","v":"-"},{"$f":"IF(AD10=\"\",\"\",IF(AE10=1,AreaCi(AK10,AX10),AreaTr(AJ10,AN10,AX10)))","v":2.3545461231424061},3.3976824328771706,{"$f":"IF(AD10=\"\",\"\",IF(AE10=1,Ynci(AK10,J10,AM10,AO10),YnTr(1,AM10,AJ10,AN10,AO10,J10)))","v":0.51264975658569778},{"$f":"IF(AD10=\"\",\"\",IF(AE10=1,Teta1(BB10,AK10),\"-\"))","v":"-"},{"$f":"IF(AD10=\"\",\"\",IF(AE10=1,AreaCi(AK10,BB10),AreaTr(AJ10,AN10,BB10)))","v":1.0252995131713956},{"$f":"IF(AD10=\"\",\"\",IF(AE10=1,FrCi(BF10,9.806,BC10,AK10),FrTr(BF10,9.806,AJ10,AN10,BB10)))","v":3.480029405225904},7.8025980674221476,{"$f":"IF(AD10=\"\",\"\",IF(AE10=1,LOOKUP(AI10,'Vmáx(material) - Tab.4.3'!$L$2:$L$11,'Vmáx(material) - Tab.4.3'!$M$2:$M$11),LOOKUP(AI10,'Vmáx(material) - Tab.4.3'!$L$15,'Vmáx(material) - Tab.4.3'!$M$15)))","v":15},{"$f":"IF(AD10=\"\",\"\",VLOOKUP($AH10,'Vmáx(material) - Tab.4.3'!$R$35:$X$41,2))","v":7.2493000000000002E-2},{"$f":"IF(AD10=\"\",\"\",VLOOKUP($AH10,'Vmáx(material) - Tab.4.3'!$R$35:$X$41,3))","v":0.50708699999999995},{"$f":"IF(AD10=\"\",\"\",VLOOKUP($AH10,'Vmáx(material) - Tab.4.3'!$R$35:$X$41,4))","v":-0.11747},{"$f":"IF(AD10=\"\",\"\",VLOOKUP($AH10,'Vmáx(material) - Tab.4.3'!$R$35:$X$41,5))","v":2.2169999999999999E-2},{"$f":"IF(AD10=\"\",\"\",VLOOKUP($AH10,'Vmáx(material) - Tab.4.3'!$R$35:$X$41,6))","v":-1.49E-3},{"$f":"IF(AD10=\"\",\"\",IF(AD10=\"\",\"\",VLOOKUP($AH10,'Vmáx(material) - Tab.4.3'!$R$35:$X$41,7)))","v":3.8000000000000002E-5},{"$f":"IF(AD10=\"\",\"\",IF(AE10=1,FCi(J10,AK10),FTr(J10,AJ10,AK10)))","v":1.4142135623730949},"Supercrítico",{"$f":"IF(AD10=\"\",\"\",Hw(BH10,BI10,BJ10,BK10,BL10,BM10,Z,BN10,AO10,AK10))","v":1.7761244962997613},0.88806224814988066,11.407708719984043,"Cumple",{"$f":"IF(AD10=\"\",\"\",IF(K10=\"No\",0,Y10))","v":2.0730934205233176},{"$f":"IF(AD10=\"\",\"\",ho(BT10,AK10,AX10))","v":2.0730934205233176},{"$f":"IF(AD10=\"\",\"\",IF(AE10=1,PeriCi(AK10,BB10),PeriTr(AJ10,AN10,BB10)))","v":3.0252995131713956},{"$f":"IF(AD10=\"\",\"\",IF(AE10=1,AreaCi(AK10,BB10),AreaTr(AJ10,AN10,BB10)))","v":1.0252995131713956},{"$f":"IF(AD10=\"\",\"\",RhCi(BW10,BV10))","v":0.33890843161396039},{"$f":"IF(AD10=\"\",\"\",AVERAGE(AC10,J10/BW10))","v":4.3750136084604385},{"$f":"IF(AD10=\"\",\"\",hf(AL10,J10,AM10,BW10,BX10))","v":1.1685700000000001},{"$f":"IF(AD10=\"\",\"\",LOOKUP(AP10,Tab.4.5!$J$6:$J$27,Tab.4.5!$L$6:$L$27))","v":0.4},{"$f":"IF(AD10=\"\",\"\",He(CA10,BY10))","v":0.390388416769611},{"$f":"IF(AD10=\"\",\"\",Hs(BY10))","v":0.9759710419240275},{"$f":"IF(AD10=\"\",\"\",Hm(BU10,BZ10,CB10,CC10,AL10,AO10))","v":3.4394528792169563},1.7197264396084782,11.407708719984043,"No Cumple","Funciona con control a la entrada.","Se presenta resalto hidráulico cerca de la salida.","Conservar y realizar labores de limpieza y mantenimiento.",null,null,null,null,null,null,null,null,null,null,null,null,null,null,null,{"$f":"CX10-CV10*CS10/2","v":0},{"$f":"CX10-CV10*CS10","v":0},{"$f":"CY10-CZ10","v":0},{"$f":"1.2*CR10","v":0},{"$f":"CR10","v":0},{"$f":"IF(CK10=\"\",\"\",IF(CL10=1,YcCi(CR10,J10),YcTr(J10,CQ10,CU10)))","v":""},{"$f":"IF(CK10=\"\",\"\",IF(CL10=1,Teta1(DE10,CR10),\"-\"))","v":""},{"$f":"IF(CK10=\"\",\"\",IF(CL10=1,1/8*(DF10-SIN(DF10))*CR10^2,(CQ10+CU10*DE10)*DE10))","v":""},"",{"$f":"IF(CK10=\"\",\"\",IF(CL10=1,Ynci(CR10,J10,CT10,CV10),YnTr(1,CT10,CQ10,CU10,CV10,J10)))","v":""},{"$f":"IF(CK10=\"\",\"\",IF(CL10=1,Teta1(DI10,CR10),\"-\"))","v":""},{"$f":"IF(CK10=\"\",\"\",IF(CL10=1,AreaCi(CR10,J10),AreaTr(CQ10,CU10,DI10)))","v":""},{"$f":"IF(CK10=\"\",\"\",IF(CL10=1,FrCi(DM10,9.806,DJ10,CR10),FrTr(DM10,9.806,CQ10,CU10,DI10)))","v":""},"",{"$f":"IF(CK10=\"\",\"\",IF(CL10=1,LOOKUP(CP10,'Vmáx(material) - Tab.4.3'!$L$2:$L$11,'Vmáx(material) - Tab.4.3'!$M$2:$M$11),LOOKUP(CP10,'Vmáx(material) - Tab.4.3'!$L$15,'Vmáx(material) - Tab.4.3'!$M$15)))","v":""},{"$f":"IF(CK10=\"\",\"\",VLOOKUP($CO10,'Vmáx(material) - Tab.4.3'!$R$35:$X$41,2))","v":""},{"$f":"IF(CK10=\"\",\"\",VLOOKUP($CO10,'Vmáx(material) - Tab.4.3'!$R$35:$X$41,3))","v":""},{"$f":"IF(CK10=\"\",\"\",VLOOKUP($CO10,'Vmáx(material) - Tab.4.3'!$R$35:$X$41,4))","v":""},{"$f":"IF(CK10=\"\",\"\",VLOOKUP($CO10,'Vmáx(material) - Tab.4.3'!$R$35:$X$41,5))","v":""},{"$f":"IF(CK10=\"\",\"\",VLOOKUP($CO10,'Vmáx(material) - Tab.4.3'!$R$35:$X$41,6))","v":""},{"$f":"IF(CK10=\"\",\"\",IF(CK10=\"\",\"\",VLOOKUP(CO10,'Vmáx(material) - Tab.4.3'!$R$35:$X$41,7)))","v":""},{"$f":"IF(CK10=\"\",\"\",IF(CL10=1,FCi(J10,CR10),FTr(J10,CQ10,CR10)))","v":""},{"$f":"IF(CK10=\"\",\"\",IF(DI10=\"Q > Qmax\",\"Insuficiencia hidráulica.\",IF(ABS(DE10-DI10)<=0.0001,\"Crítico\",IF(DE10>DI10,\"Supercrítico\",\"Subcrítico\"))))","v":""},{"$f":"IF(CK10=\"\",\"\",Hw(DO10,DP10,DQ10,DR10,DS10,DT10,Z,DU10,CV10,CR10))","v":""},{"$f":"IF(CK10=\"\",\"\",DW10/CR10)","v":""},"",{"$f":"IF(CK10=\"\",\"\",IF(DX10<1.2,\"Cumple\",\"No Cumple\"))","v":""},"",{"$f":"IF(CK10=\"\",\"\",MAX(EA10,(CR10+DE10)/2))","v":""},{"$f":"IF(CK10=\"\",\"\",IF(CL10=1,PeriCi(CR10,DI10),PeriTr(CQ10,CU10,DI10)))","v":""},{"$f":"IF(CK10=\"\",\"\",IF(CL10=1,AreaCi(CR10,DI10),AreaTr(CQ10,CU10,DI10)))","v":""},{"$f":"IF(CK10=\"\",\"\",RhCi(DK10,EC10))","v":""},"",{"$f":"IF(CK10=\"\",\"\",hf(CS10,J10,CT10,DK10,EE10))","v":""},{"$f":"IF(CK10=\"\",\"\",LOOKUP(CW10,Tab.4.5!$J$6:$J$27,Tab.4.5!$L$6:$L$27))","v":""},{"$f":"IF(CK10=\"\",\"\",He(EH10,DM10))","v":""},{"$f":"IF(CK10=\"\",\"\",Hs(DM10))","v":""},{"$f":"IF(CK10=\"\",\"\",Hm(EB10,EG10,EI10,EJ10,CS10,CV10))","v":""},{"$f":"IF(CK10=\"\",\"\",EK10/CR10)","v":""},{"$f":"IF(CK10=\"\",\"\",IF(CL10=1,0.438*CR10*SQRT(9.806)*DC10^1.5/CR10^0.4,2/3*0.9*CQ10*DC10*SQRT(2/3*9.806*DC10))*CK10)","v":""},{"$f":"IF(EL10=\"\",\"\",IF(EL10<1.2,\"Cumple\",\"No Cumple\"))","v":""},"","","","K45+130 (v) ",{"$f":"IF(B10=\"Existe.\",IF(AE10=1,CONCATENATE(#REF!,AK10,\" m.\"),CONCATENATE(#REF!,AJ10,\" m x \",AK10,\" m.\")),IF(CL10=1,CONCATENATE(#REF!,CR10,\" m.\"),CONCATENATE(#REF!,CQ10,\" m x \",CR10,\" m.\")))","v":{"$error":"#REF!"}},"Concreto, L = 23,14 m, S = 5,05 %.","Cota clave eje= 0 msnm.",null,null,null,"","","","","",{"$f":"IF(EV10=\"\",\"\",VLOOKUP(EY10,'Estructura escalonada'!$D$3:$H$953,2))","v":""},"","","","","",""]
["vi",null,"Control Entrada Caso C",45130,null,null,21.288603905376252,null,null,21.288603905376252,"SI",21.288603905376252,null,21.288603905376252,2,null,null,3.5000000000000003E-2,1,0.5,{"$f":"IF(K11=\"No\",\"\",IF(O11=\"\",YcCi(P11,N11),YcTr(N11,O11,S11)))","v":1.7013018049995283},{"$f":"IF(K11=\"No\",\"\",IF(O11=\"\",Teta1(U11,P11),\"-\"))","v":"-"},{"$f":"IF(K11=\"No\",\"\",IF(O11=\"\",(1/8*(V11-SIN(V11))*P11^2),(O11+S11*U11)*U11))","v":6.2970314416937097},{"$f":"IF(W11=\"\",\"\",N11/W11)","v":3.3807364791639452},{"$f":"IF(K11=\"No\",\"\",IF(O11=\"\",Ynci(P11,N11,R11,T11),YnTr(1,R11,O11,S11,T11,N11)))","v":0.66600505780669117},{"$f":"IF(K11=\"No\",\"\",IF(O11=\"\",Teta1(Y11,P11),\"-\"))","v":"-"},{"$f":"IF(K11=\"No\",\"\",IF(O11=\"\",AreaCi(P11,Y11),AreaTr(O11,S11,Y11)))","v":1.7755728526374763},{"$f":"IF(K11=\"No\",\"\",IF(O11=\"\",FrCi(AC11,9.806,Z11,P11),FrTr(AC11,9.806,O11,S11,Y11)))","v":5.2450139577306905},{"$f":"IF(K11=\"No\",\"\",N11/AA11)","v":11.989710179311244},1,null,1,null,7,2,2,2,23.14,1.4E-2,0,5.0500000000000003E-2,12,1891.89,1894.9,1891.3057150000002,1890.7214300000001,3.5942849999998998,2.4,2,{"$f":"IF(AD11=\"\",\"\",IF(AE11=1,YcCi(AK11,J11),YcTr(J11,AJ11,AN11)))","v":2.2607310973585655},{"$f":"IF(AD11=\"\",\"\",IF(AE11=1,Teta1(AX11,AK11),\"-\"))","v":"-"},{"$f":"IF(AD11=\"\",\"\",IF(AE11=1,AreaCi(AK11,AX11),AreaTr(AJ11,AN11,AX11)))","v":4.521462194717131},4.7083449973881946,{"$f":"IF(AD11=\"\",\"\",IF(AE11=1,Ynci(AK11,J11,AM11,AO11),YnTr(1,AM11,AJ11,AN11,AO11,J11)))","v":1.0393337859158294},{"$f":"IF(AD11=\"\",\"\",IF(AE11=1,Teta1(BB11,AK11),\"-\"))","v":"-"},{"$f":"IF(AD11=\"\",\"\",IF(AE11=1,AreaCi(AK11,BB11),AreaTr(AJ11,AN11,BB11)))","v":2.0786675718316587},{"$f":"IF(AD11=\"\",\"\",IF(AE11=1,FrCi(BF11,9.806,BC11,AK11),FrTr(BF11,9.806,AJ11,AN11,BB11)))","v":3.2080318662120568},10.241466309409629,{"$f":"IF(AD11=\"\",\"\",IF(AE11=1,LOOKUP(AI11,'Vmáx(material) - Tab.4.3'!$L$2:$L$11,'Vmáx(material) - Tab.4.3'!$M$2:$M$11),LOOKUP(AI11,'Vmáx(material) - Tab.4.3'!$L$15,'Vmáx(material) - Tab.4.3'!$M$15)))","v":15},{"$f":"IF(AD11=\"\",\"\",VLOOKUP($AH11,'Vmáx(material) - Tab.4.3'!$R$35:$X$41,2))","v":7.2493000000000002E-2},{"$f":"IF(AD11=\"\",\"\",VLOOKUP($AH11,'Vmáx(material) - Tab.4.3'!$R$35:$X$41,3))","v":0.50708699999999995},{"$f":"IF(AD11=\"\",\"\",VLOOKUP($AH11,'Vmáx(material) - Tab.4.3'!$R$35:$X$41,4))","v":-0.11747},{"$f":"IF(AD11=\"\",\"\",VLOOKUP($AH11,'Vmáx(material) - Tab.4.3'!$R$35:$X$41,5))","v":2.2169999999999999E-2},{"$f":"IF(AD11=\"\",\"\",VLOOKUP($AH11,'Vmáx(material) - Tab.4.3'!$R$35:$X$41,6))","v":-1.49E-3},{"$f":"IF(AD11=\"\",\"\",IF(AD11=\"\",\"\",VLOOKUP($AH11,'Vmáx(material) - Tab.4.3'!$R$35:$X$41,7)))","v":3.8000000000000002E-5},{"$f":"IF(AD11=\"\",\"\",IF(AE11=1,FCi(J11,AK11),FTr(J11,AJ11,AK11)))","v":3.7633290458714916},"Supercrítico",{"$f":"IF(AD11=\"\",\"\",Hw(BH11,BI11,BJ11,BK11,BL11,BM11,Z,BN11,AO11,AK11))","v":4.8196393729199363},2.4098196864599681,11.407708719984043,"No Cumple",0.66600505780669117,{"$f":"IF(AD11=\"\",\"\",ho(BT11,AK11,AX11))","v":2.1303655486792827},{"$f":"IF(AD11=\"\",\"\",IF(AE11=1,PeriCi(AK11,BB11),PeriTr(AJ11,AN11,BB11)))","v":4.0786675718316587},{"$f":"IF(AD11=\"\",\"\",IF(AE11=1,AreaCi(AK11,BB11),AreaTr(AJ11,AN11,BB11)))","v":2.0786675718316587},{"$f":"IF(AD11=\"\",\"\",RhCi(BW11,BV11))","v":0.50964378322653181},11.115588244360437,{"$f":"IF(AD11=\"\",\"\",hf(AL11,J11,AM11,BW11,BX11))","v":1.1685699999969732},{"$f":"IF(AD11=\"\",\"\",LOOKUP(AP11,Tab.4.5!$J$6:$J$27,Tab.4.5!$L$6:$L$27))","v":0.4},{"$f":"IF(AD11=\"\",\"\",He(CA11,BY11))","v":2.5200143181351002},{"$f":"IF(AD11=\"\",\"\",Hs(BY11))","v":6.3000357953377497},{"$f":"IF(AD11=\"\",\"\",Hm(BU11,BZ11,CB11,CC11,AL11,AO11))","v":10.950415662149105},5.4752078310745524,11.407708719984043,"No Cumple","Funciona con control a la entrada.","","Reemplazar.",null,null,null,null,null,null,null,null,null,null,null,null,null,null,null,0,0,0,0,0,{"$f":"IF(CK11=\"\",\"\",IF(CL11=1,YcCi(CR11,J11),YcTr(J11,CQ11,CU11)))","v":""},{"$f":"IF(CK11=\"\",\"\",IF(CL11=1,Teta1(DE11,CR11),\"-\"))","v":""},"","",{"$f":"IF(CK11=\"\",\"\",IF(CL11=1,Ynci(CR11,J11,CT11,CV11),YnTr(1,CT11,CQ11,CU11,CV11,J11)))","v":""},{"$f":"IF(CK11=\"\",\"\",IF(CL11=1,Teta1(DI11,CR11),\"-\"))","v":""},{"$f":"IF(CK11=\"\",\"\",IF(CL11=1,AreaCi(CR11,J11),AreaTr(CQ11,CU11,DI11)))","v":""},{"$f":"IF(CK11=\"\",\"\",IF(CL11=1,FrCi(DM11,9.806,DJ11,CR11),FrTr(DM11,9.806,CQ11,CU11,DI11)))","v":""},"",{"$f":"IF(CK11=\"\",\"\",IF(CL11=1,LOOKUP(CP11,'Vmáx(material) - Tab.4.3'!$L$2:$L$11,'Vmáx(material) - Tab.4.3'!$M$2:$M$11),LOOKUP(CP11,'Vmáx(material) - Tab.4.3'!$L$15,'Vmáx(material) - Tab.4.3'!$M$15)))","v":""},{"$f":"IF(CK11=\"\",\"\",VLOOKUP($CO11,'Vmáx(material) - Tab.4.3'!$R$35:$X$41,2))","v":""},{"$f":"IF(CK11=\"\",\"\",VLOOKUP($CO11,'Vmáx(material) - Tab.4.3'!$R$35:$X$41,3))","v":""},{"$f":"IF(CK11=\"\",\"\",VLOOKUP($CO11,'Vmáx(material) - Tab.4.3'!$R$35:$X$41,4))","v":""},{"$f":"IF(CK11=\"\",\"\",VLOOKUP($CO11,'Vmáx(material) - Tab.4.3'!$R$35:$X$41,5))","v":""},{"$f":"IF(CK11=\"\",\"\",VLOOKUP($CO11,'Vmáx(material) - Tab.4.3'!$R$35:$X$41,6))","v":""},{"$f":"IF(CK11=\"\",\"\",IF(CK11=\"\",\"\",VLOOKUP(CO11,'Vmáx(material) - Tab.4.3'!$R$35:$X$41,7)))","v":""},{"$f":"IF(CK11=\"\",\"\",IF(CL11=1,FCi(J11,CR11),FTr(J11,CQ11,CR11)))","v":""},"",{"$f":"IF(CK11=\"\",\"\",Hw(DO11,DP11,DQ11,DR11,DS11,DT11,Z,DU11,CV11,CR11))","v":""},"","","","","",{"$f":"IF(CK11=\"\",\"\",IF(CL11=1,PeriCi(CR11,DI11),PeriTr(CQ11,CU11,DI11)))","v":""},{"$f":"IF(CK11=\"\",\"\",IF(CL11=1,AreaCi(CR11,DI11),AreaTr(CQ11,CU11,DI11)))","v":""},{"$f":"IF(CK11=\"\",\"\",RhCi(DK11,EC11))","v":""},"",{"$f":"IF(CK11=\"\",\"\",hf(CS11,J11,CT11,DK11,EE11))","v":""},{"$f":"IF(CK11=\"\",\"\",LOOKUP(CW11,Tab.4.5!$J$6:$J$27,Tab.4.5!$L$6:$L$27))","v":""},{"$f":"IF(CK11=\"\",\"\",He(EH11,DM11))","v":""},{"$f":"IF(CK11=\"\",\"\",Hs(DM11))","v":""},{"$f":"IF(CK11=\"\",\"\",Hm(EB11,EG11,EI11,EJ11,CS11,CV11))","v":""},"","","","","","","K45+130 (vi) ",{"$f":"IF(B11=\"Existe.\",IF(AE11=1,CONCATENATE(#REF!,AK11,\" m.\"),CONCATENATE(#REF!,AJ11,\" m x \",AK11,\" m.\")),IF(CL11=1,CONCATENATE(#REF!,CR11,\" m.\"),CONCATENATE(#REF!,CQ11,\" m x \",CR11,\" m.\")))","v":{"$error":"#REF!"}},"Concreto, L = 23,14 m, S = 5,05 %.","Cota clave eje= 0 msnm.",null,null,null,"","","","","",{"$f":"IF(EV11=\"\",\"\",VLOOKUP(EY11,'Estructura escalonada'!$D$3:$H$953,2))","v":""},"","","","","",""]
["vii",null,"Control Entrada Caso D",45130,null,null,21.29,null,null,21.29,"SI",21.29,null,21.29,2,null,null,3.5000000000000003E-2,1,2.7000000000000001E-3,{"$f":"IF(K12=\"No\",\"\",IF(O12=\"\",YcCi(P12,N12),YcTr(N12,O12,S12)))","v":1.7013613221433157},{"$f":"IF(K12=\"No\",\"\",IF(O12=\"\",Teta1(U12,P12),\"-\"))","v":"-"},6.2973529927718834,3.3807855498074684,{"$f":"IF(K12=\"No\",\"\",IF(O12=\"\",Ynci(P12,N12,R12,T12),YnTr(1,R12,O12,S12,T12,N12)))","v":2.6221135579944708},{"$f":"IF(K12=\"No\",\"\",IF(O12=\"\",Teta1(Y12,P12),\"-\"))","v":"-"},{"$f":"IF(K12=\"No\",\"\",IF(O12=\"\",AreaCi(P12,Y12),AreaTr(O12,S12,Y12)))","v":12.119706627007364},{"$f":"IF(K12=\"No\",\"\",IF(O12=\"\",FrCi(AC12,9.806,Z12,P12),FrTr(AC12,9.806,O12,S12,Y12)))","v":0.43369816517441423},1.7566431808306067,1,null,1,null,7,2,2,2,23.14,1.4E-2,0,5.0500000000000003E-2,12,1891.89,1894.9,1891.3057150000002,1890.7214300000001,3.5942849999998998,2.4,2,{"$f":"IF(AD12=\"\",\"\",IF(AE12=1,YcCi(AK12,J12),YcTr(J12,AJ12,AN12)))","v":2.2608299347840415},{"$f":"IF(AD12=\"\",\"\",IF(AE12=1,Teta1(AX12,AK12),\"-\"))","v":"-"},{"$f":"IF(AD12=\"\",\"\",IF(AE12=1,AreaCi(AK12,AX12),AreaTr(AJ12,AN12,AX12)))","v":4.521659869568083},4.7084479182715837,{"$f":"IF(AD12=\"\",\"\",IF(AE12=1,Ynci(AK12,J12,AM12,AO12),YnTr(1,AM12,AJ12,AN12,AO12,J12)))","v":1.0393851525379014},{"$f":"IF(AD12=\"\",\"\",IF(AE12=1,Teta1(BB12,AK12),\"-\"))","v":"-"},{"$f":"IF(AD12=\"\",\"\",IF(AE12=1,AreaCi(AK12,BB12),AreaTr(AJ12,AN12,BB12)))","v":2.0787703050758028},{"$f":"IF(AD12=\"\",\"\",IF(AE12=1,FrCi(BF12,9.806,BC12,AK12),FrTr(BF12,9.806,AJ12,AN12,BB12)))","v":3.2080044221088131},10.241631770482527,{"$f":"IF(AD12=\"\",\"\",IF(AE12=1,LOOKUP(AI12,'Vmáx(material) - Tab.4.3'!$L$2:$L$11,'Vmáx(material) - Tab.4.3'!$M$2:$M$11),LOOKUP(AI12,'Vmáx(material) - Tab.4.3'!$L$15,'Vmáx(material) - Tab.4.3'!$M$15)))","v":15},{"$f":"IF(AD12=\"\",\"\",VLOOKUP($AH12,'Vmáx(material) - Tab.4.3'!$R$35:$X$41,2))","v":7.2493000000000002E-2},{"$f":"IF(AD12=\"\",\"\",VLOOKUP($AH12,'Vmáx(material) - Tab.4.3'!$R$35:$X$41,3))","v":0.50708699999999995},{"$f":"IF(AD12=\"\",\"\",VLOOKUP($AH12,'Vmáx(material) - Tab.4.3'!$R$35:$X$41,4))","v":-0.11747},{"$f":"IF(AD12=\"\",\"\",VLOOKUP($AH12,'Vmáx(material) - Tab.4.3'!$R$35:$X$41,5))","v":2.2169999999999999E-2},{"$f":"IF(AD12=\"\",\"\",VLOOKUP($AH12,'Vmáx(material) - Tab.4.3'!$R$35:$X$41,6))","v":-1.49E-3},{"$f":"IF(AD12=\"\",\"\",IF(AD12=\"\",\"\",VLOOKUP($AH12,'Vmáx(material) - Tab.4.3'!$R$35:$X$41,7)))","v":3.8000000000000002E-5},{"$f":"IF(AD12=\"\",\"\",IF(AE12=1,FCi(J12,AK12),FTr(J12,AJ12,AK12)))","v":3.7635758428653987},"Supercrítico",{"$f":"IF(AD12=\"\",\"\",Hw(BH12,BI12,BJ12,BK12,BL12,BM12,Z,BN12,AO12,AK12))","v":4.8201029565379612},2.4100514782689806,11.407708719984043,"No Cumple",2.6221135579944708,{"$f":"IF(AD12=\"\",\"\",ho(BT12,AK12,AX12))","v":2.6221135579944708},{"$f":"IF(AD12=\"\",\"\",IF(AE12=1,PeriCi(AK12,BB12),PeriTr(AJ12,AN12,BB12)))","v":4.0787703050758033},{"$f":"IF(AD12=\"\",\"\",IF(AE12=1,AreaCi(AK12,BB12),AreaTr(AJ12,AN12,BB12)))","v":2.0787703050758028},{"$f":"IF(AD12=\"\",\"\",RhCi(BW12,BV12))","v":0.50965613397961851},5.9991374756565667,{"$f":"IF(AD12=\"\",\"\",hf(AL12,J12,AM12,BW12,BX12))","v":1.1685699999969761},{"$f":"IF(AD12=\"\",\"\",LOOKUP(AP12,Tab.4.5!$J$6:$J$27,Tab.4.5!$L$6:$L$27))","v":0.4},{"$f":"IF(AD12=\"\",\"\",He(CA12,BY12))","v":0.7340332541673884},{"$f":"IF(AD12=\"\",\"\",Hs(BY12))","v":1.8350831354184709},{"$f":"IF(AD12=\"\",\"\",Hm(BU12,BZ12,CB12,CC12,AL12,AO12))","v":5.1912299475773063},2.5956149737886531,11.407708719984043,"No Cumple","Funciona con control a la entrada.","Se presenta resalto hidráulico cerca de la salida.","Reemplazar.",null,null,null,null,null,null,null,null,null,null,null,null,null,null,null,0,0,0,0,0,{"$f":"IF(CK12=\"\",\"\",IF(CL12=1,YcCi(CR12,J12),YcTr(J12,CQ12,CU12)))","v":""},{"$f":"IF(CK12=\"\",\"\",IF(CL12=1,Teta1(DE12,CR12),\"-\"))","v":""},"","",{"$f":"IF(CK12=\"\",\"\",IF(CL12=1,Ynci(CR12,J12,CT12,CV12),YnTr(1,CT12,CQ12,CU12,CV12,J12)))","v":""},{"$f":"IF(CK12=\"\",\"\",IF(CL12=1,Teta1(DI12,CR12),\"-\"))","v":""},{"$f":"IF(CK12=\"\",\"\",IF(CL12=1,AreaCi(CR12,J12),AreaTr(CQ12,CU12,DI12)))","v":""},{"$f":"IF(CK12=\"\",\"\",IF(CL12=1,FrCi(DM12,9.806,DJ12,CR12),FrTr(DM12,9.806,CQ12,CU12,DI12)))","v":""},"",{"$f":"IF(CK12=\"\",\"\",IF(CL12=1,LOOKUP(CP12,'Vmáx(material) - Tab.4.3'!$L$2:$L$11,'Vmáx(material) - Tab.4.3'!$M$2:$M$11),LOOKUP(CP12,'Vmáx(material) - Tab.4.3'!$L$15,'Vmáx(material) - Tab.4.3'!$M$15)))","v":""},{"$f":"IF(CK12=\"\",\"\",VLOOKUP($CO12,'Vmáx(material) - Tab.4.3'!$R$35:$X$41,2))","v":""},{"$f":"IF(CK12=\"\",\"\",VLOOKUP($CO12,'Vmáx(material) - Tab.4.3'!$R$35:$X$41,3))","v":""},{"$f":"IF(CK12=\"\",\"\",VLOOKUP($CO12,'Vmáx(material) - Tab.4.3'!$R$35:$X$41,4))","v":""},{"$f":"IF(CK12=\"\",\"\",VLOOKUP($CO12,'Vmáx(material) - Tab.4.3'!$R$35:$X$41,5))","v":""},{"$f":"IF(CK12=\"\",\"\",VLOOKUP($CO12,'Vmáx(material) - Tab.4.3'!$R$35:$X$41,6))","v":""},{"$f":"IF(CK12=\"\",\"\",IF(CK12=\"\",\"\",VLOOKUP(CO12,'Vmáx(material) - Tab.4.3'!$R$35:$X$41,7)))","v":""},{"$f":"IF(CK12=\"\",\"\",IF(CL12=1,FCi(J12,CR12),FTr(J12,CQ12,CR12)))","v":""},"",{"$f":"IF(CK12=\"\",\"\",Hw(DO12,DP12,DQ12,DR12,DS12,DT12,Z,DU12,CV12,CR12))","v":""},"","","","","",{"$f":"IF(CK12=\"\",\"\",IF(CL12=1,PeriCi(CR12,DI12),PeriTr(CQ12,CU12,DI12)))","v":""},{"$f":"IF(CK12=\"\",\"\",IF(CL12=1,AreaCi(CR12,DI12),AreaTr(CQ12,CU12,DI12)))","v":""},{"$f":"IF(CK12=\"\",\"\",RhCi(DK12,EC12))","v":""},"",{"$f":"IF(CK12=\"\",\"\",hf(CS12,J12,CT12,DK12,EE12))","v":""},{"$f":"IF(CK12=\"\",\"\",LOOKUP(CW12,Tab.4.5!$J$6:$J$27,Tab.4.5!$L$6:$L$27))","v":""},{"$f":"IF(CK12=\"\",\"\",He(EH12,DM12))","v":""},{"$f":"IF(CK12=\"\",\"\",Hs(DM12))","v":""},{"$f":"IF(CK12=\"\",\"\",Hm(EB12,EG12,EI12,EJ12,CS12,CV12))","v":""},"","","","","","","K45+130 (vii) ",{"$f":"IF(B12=\"Existe.\",IF(AE12=1,CONCATENATE(#REF!,AK12,\" m.\"),CONCATENATE(#REF!,AJ12,\" m x \",AK12,\" m.\")),IF(CL12=1,CONCATENATE(#REF!,CR12,\" m.\"),CONCATENATE(#REF!,CQ12,\" m x \",CR12,\" m.\")))","v":{"$error":"#REF!"}},"Concreto, L = 23,14 m, S = 5,05 %.","Cota clave eje= 0 msnm.",null,null,null,"","","","","",{"$f":"IF(EV12=\"\",\"\",VLOOKUP(EY12,'Estructura escalonada'!$D$3:$H$953,2))","v":""},"","","","","",""]
["viii",null,"Control Salida Caso A",45130,null,null,7,null,null,7,"SI",7,null,7,6,null,null,3.5000000000000003E-2,0.2,1E-4,{"$f":"IF(K13=\"No\",\"\",IF(O13=\"\",YcCi(P13,N13),YcTr(N13,O13,S13)))","v":0.51483265199910033},{"$f":"IF(K13=\"No\",\"\",IF(O13=\"\",Teta1(U13,P13),\"-\"))","v":"-"},3.1420064439074875,2.2278757618633662,{"$f":"IF(K13=\"No\",\"\",IF(O13=\"\",Ynci(P13,N13,R13,T13),YnTr(1,R13,O13,S13,T13,N13)))","v":2.7774555982442948},{"$f":"IF(K13=\"No\",\"\",IF(O13=\"\",Teta1(Y13,P13),\"-\"))","v":"-"},{"$f":"IF(K13=\"No\",\"\",IF(O13=\"\",AreaCi(P13,Y13),AreaTr(O13,S13,Y13)))","v":18.207585509509482},{"$f":"IF(K13=\"No\",\"\",IF(O13=\"\",FrCi(AC13,9.806,Z13,P13),FrTr(AC13,9.806,O13,S13,Y13)))","v":7.6725257590422216E-2},0.38445514900062017,1,null,1,null,7,2,2,2,12,1.4E-2,0,4.0000000000000001E-3,12,1891.89,1893.39,1891.8660000000002,1891.8420000000001,1.5239999999998872,2.4,2,{"$f":"IF(AD13=\"\",\"\",IF(AE13=1,YcCi(AK13,J13),YcTr(J13,AJ13,AN13)))","v":1.0770005145333668},{"$f":"IF(AD13=\"\",\"\",IF(AE13=1,Teta1(AX13,AK13),\"-\"))","v":"-"},{"$f":"IF(AD13=\"\",\"\",IF(AE13=1,AreaCi(AK13,AX13),AreaTr(AJ13,AN13,AX13)))","v":2.1540010290667335},3.2497663211576544,{"$f":"IF(AD13=\"\",\"\",IF(AE13=1,Ynci(AK13,J13,AM13,AO13),YnTr(1,AM13,AJ13,AN13,AO13,J13)))","v":1.1696486187898691},{"$f":"IF(AD13=\"\",\"\",IF(AE13=1,Teta1(BB13,AK13),\"-\"))","v":"-"},{"$f":"IF(AD13=\"\",\"\",IF(AE13=1,AreaCi(AK13,BB13),AreaTr(AJ13,AN13,BB13)))","v":2.3392972375797383},{"$f":"IF(AD13=\"\",\"\",IF(AE13=1,FrCi(BF13,9.806,BC13,AK13),FrTr(BF13,9.806,AJ13,AN13,BB13)))","v":0.88356597100471568},2.9923516719244598,{"$f":"IF(AD13=\"\",\"\",IF(AE13=1,LOOKUP(AI13,'Vmáx(material) - Tab.4.3'!$L$2:$L$11,'Vmáx(material) - Tab.4.3'!$M$2:$M$11),LOOKUP(AI13,'Vmáx(material) - Tab.4.3'!$L$15,'Vmáx(material) - Tab.4.3'!$M$15)))","v":15},{"$f":"IF(AD13=\"\",\"\",VLOOKUP($AH13,'Vmáx(material) - Tab.4.3'!$R$35:$X$41,2))","v":7.2493000000000002E-2},{"$f":"IF(AD13=\"\",\"\",VLOOKUP($AH13,'Vmáx(material) - Tab.4.3'!$R$35:$X$41,3))","v":0.50708699999999995},{"$f":"IF(AD13=\"\",\"\",VLOOKUP($AH13,'Vmáx(material) - Tab.4.3'!$R$35:$X$41,4))","v":-0.11747},{"$f":"IF(AD13=\"\",\"\",VLOOKUP($AH13,'Vmáx(material) - Tab.4.3'!$R$35:$X$41,5))","v":2.2169999999999999E-2},{"$f":"IF(AD13=\"\",\"\",VLOOKUP($AH13,'Vmáx(material) - Tab.4.3'!$R$35:$X$41,6))","v":-1.49E-3},{"$f":"IF(AD13=\"\",\"\",IF(AD13=\"\",\"\",VLOOKUP($AH13,'Vmáx(material) - Tab.4.3'!$R$35:$X$41,7)))","v":3.8000000000000002E-5},{"$f":"IF(AD13=\"\",\"\",IF(AE13=1,FCi(J13,AK13),FTr(J13,AJ13,AK13)))","v":1.2374368670764582},"Subcrítico",{"$f":"IF(AD13=\"\",\"\",Hw(BH13,BI13,BJ13,BK13,BL13,BM13,Z,BN13,AO13,AK13))","v":1.6622141087426936},0.8311070543713468,11.407708719984043,"Cumple",2.7774555982442948,{"$f":"IF(AD13=\"\",\"\",ho(BT13,AK13,AX13))","v":2.7774555982442948},{"$f":"IF(AD13=\"\",\"\",IF(AE13=1,PeriCi(AK13,BB13),PeriTr(AJ13,AN13,BB13)))","v":4.3392972375797383},{"$f":"IF(AD13=\"\",\"\",IF(AE13=1,AreaCi(AK13,BB13),AreaTr(AJ13,AN13,BB13)))","v":2.3392972375797383},{"$f":"IF(AD13=\"\",\"\",RhCi(BW13,BV13))","v":0.53909587417074278},{"$f":"IF(AD13=\"\",\"\",AVERAGE(AC13,J13/BW13))","v":1.6884034104625401},{"$f":"IF(AD13=\"\",\"\",hf(AL13,J13,AM13,BW13,BX13))","v":4.7999999999984305E-2},{"$f":"IF(AD13=\"\",\"\",LOOKUP(AP13,Tab.4.5!$J$6:$J$27,Tab.4.5!$L$6:$L$27))","v":0.4},{"$f":"IF(AD13=\"\",\"\",He(CA13,BY13))","v":5.8142077839313418E-2},{"$f":"IF(AD13=\"\",\"\",Hs(BY13))","v":0.14535519459828353},{"$f":"IF(AD13=\"\",\"\",Hm(BU13,BZ13,CB13,CC13,AL13,AO13))","v":2.9809528706818762},1.4904764353409381,11.407708719984043,"No Cumple","Funciona con control a la salida","","Conservar y realizar labores de limpieza y mantenimiento.",null,null,null,null,null,null,null,null,null,null,null,null,null,null,null,0,0,0,0,0,{"$f":"IF(CK13=\"\",\"\",IF(CL13=1,YcCi(CR13,J13),YcTr(J13,CQ13,CU13)))","v":""},{"$f":"IF(CK13=\"\",\"\",IF(CL13=1,Teta1(DE13,CR13),\"-\"))","v":""},"","",{"$f":"IF(CK13=\"\",\"\",IF(CL13=1,Ynci(CR13,J13,CT13,CV13),YnTr(1,CT13,CQ13,CU13,CV13,J13)))","v":""},{"$f":"IF(CK13=\"\",\"\",IF(CL13=1,Teta1(DI13,CR13),\"-\"))","v":""},{"$f":"IF(CK13=\"\",\"\",IF(CL13=1,AreaCi(CR13,J13),AreaTr(CQ13,CU13,DI13)))","v":""},{"$f":"IF(CK13=\"\",\"\",IF(CL13=1,FrCi(DM13,9.806,DJ13,CR13),FrTr(DM13,9.806,CQ13,CU13,DI13)))","v":""},"",{"$f":"IF(CK13=\"\",\"\",IF(CL13=1,LOOKUP(CP13,'Vmáx(material) - Tab.4.3'!$L$2:$L$11,'Vmáx(material) - Tab.4.3'!$M$2:$M$11),LOOKUP(CP13,'Vmáx(material) - Tab.4.3'!$L$15,'Vmáx(material) - Tab.4.3'!$M$15)))","v":""},{"$f":"IF(CK13=\"\",\"\",VLOOKUP($CO13,'Vmáx(material) - Tab.4.3'!$R$35:$X$41,2))","v":""},{"$f":"IF(CK13=\"\",\"\",VLOOKUP($CO13,'Vmáx(material) - Tab.4.3'!$R$35:$X$41,3))","v":""},{"$f":"IF(CK13=\"\",\"\",VLOOKUP($CO13,'Vmáx(material) - Tab.4.3'!$R$35:$X$41,4))","v":""},{"$f":"IF(CK13=\"\",\"\",VLOOKUP($CO13,'Vmáx(material) - Tab.4.3'!$R$35:$X$41,5))","v":""},{"$f":"IF(CK13=\"\",\"\",VLOOKUP($CO13,'Vmáx(material) - Tab.4.3'!$R$35:$X$41,6))","v":""},{"$f":"IF(CK13=\"\",\"\",IF(CK13=\"\",\"\",VLOOKUP(CO13,'Vmáx(material) - Tab.4.3'!$R$35:$X$41,7)))","v":""},{"$f":"IF(CK13=\"\",\"\",IF(CL13=1,FCi(J13,CR13),FTr(J13,CQ13,CR13)))","v":""},"",{"$f":"IF(CK13=\"\",\"\",Hw(DO13,DP13,DQ13,DR13,DS13,DT13,Z,DU13,CV13,CR13))","v":""},"","","","","",{"$f":"IF(CK13=\"\",\"\",IF(CL13=1,PeriCi(CR13,DI13),PeriTr(CQ13,CU13,DI13)))","v":""},{"$f":"IF(CK13=\"\",\"\",IF(CL13=1,AreaCi(CR13,DI13),AreaTr(CQ13,CU13,DI13)))","v":""},{"$f":"IF(CK13=\"\",\"\",RhCi(DK13,EC13))","v":""},"",{"$f":"IF(CK13=\"\",\"\",hf(CS13,J13,CT13,DK13,EE13))","v":""},{"$f":"IF(CK13=\"\",\"\",LOOKUP(CW13,Tab.4.5!$J$6:$J$27,Tab.4.5!$L$6:$L$27))","v":""},{"$f":"IF(CK13=\"\",\"\",He(EH13,DM13))","v":""},{"$f":"IF(CK13=\"\",\"\",Hs(DM13))","v":""},{"$f":"IF(CK13=\"\",\"\",Hm(EB13,EG13,EI13,EJ13,CS13,CV13))","v":""},"","","","","","","K45+130 (viii) ",{"$f":"IF(B13=\"Existe.\",IF(AE13=1,CONCATENATE(#REF!,AK13,\" m.\"),CONCATENATE(#REF!,AJ13,\" m x \",AK13,\" m.\")),IF(CL13=1,CONCATENATE(#REF!,CR13,\" m.\"),CONCATENATE(#REF!,CQ13,\" m x \",CR13,\" m.\")))","v":{"$error":"#REF!"}},"Concreto, L = 12 m, S = 0,4 %.","Cota clave eje= 0 msnm.",null,null,null,"","","","","",{"$f":"IF(EV13=\"\",\"\",VLOOKUP(EY13,'Estructura escalonada'!$D$3:$H$953,2))","v":""},"","","","","",""]
["ix",null,"Control Salida Caso B",45130,null,null,4.4000000000000004,null,null,4.4000000000000004,"SI",4.4000000000000004,null,{"$f":"IF(K14=\"No\",\"\",L14+M14)","v":4.4000000000000004},6,null,null,3.5000000000000003E-2,0.2,1E-4,{"$f":"IF(K14=\"No\",\"\",IF(O14=\"\",YcCi(P14,N14),YcTr(N14,O14,S14)))","v":0.37835199821301385},{"$f":"IF(K14=\"No\",\"\",IF(O14=\"\",Teta1(U14,P14),\"-\"))","v":"-"},2.2987420361884392,1.9140903723567313,{"$f":"IF(K14=\"No\",\"\",IF(O14=\"\",Ynci(P14,N14,R14,T14),YnTr(1,R14,O14,S14,T14,N14)))","v":2.0344274233293724},{"$f":"IF(K14=\"No\",\"\",IF(O14=\"\",Teta1(Y14,P14),\"-\"))","v":"-"},{"$f":"IF(K14=\"No\",\"\",IF(O14=\"\",AreaCi(P14,Y14),AreaTr(O14,S14,Y14)))","v":13.034343528135153},{"$f":"IF(K14=\"No\",\"\",IF(O14=\"\",FrCi(AC14,9.806,Z14,P14),FrTr(AC14,9.806,O14,S14,Y14)))","v":7.7941139960338468E-2},0.33756974338618773,1,null,1,null,7,2,2,2,20,1.4E-2,0,5.0000000000000001E-4,12,{"$f":"AQ13","v":1891.89},1893.39,1891.885,1891.88,1.5050000000001091,2.4,2,{"$f":"IF(AD14=\"\",\"\",IF(AE14=1,YcCi(AK14,J14),YcTr(J14,AJ14,AN14)))","v":0.79028862279124057},{"$f":"IF(AD14=\"\",\"\",IF(AE14=1,Teta1(AX14,AK14),\"-\"))","v":"-"},{"$f":"IF(AD14=\"\",\"\",IF(AE14=1,AreaCi(AK14,AX14),AreaTr(AJ14,AN14,AX14)))","v":1.5805772455824811},2.7837930808490752,{"$f":"IF(AD14=\"\",\"\",IF(AE14=1,Ynci(AK14,J14,AM14,AO14),YnTr(1,AM14,AJ14,AN14,AO14,J14)))","v":1.8397080324806059},{"$f":"IF(AD14=\"\",\"\",IF(AE14=1,Teta1(BB14,AK14),\"-\"))","v":"-"},{"$f":"IF(AD14=\"\",\"\",IF(AE14=1,AreaCi(AK14,BB14),AreaTr(AJ14,AN14,BB14)))","v":3.6794160649612118},{"$f":"IF(AD14=\"\",\"\",IF(AE14=1,FrCi(BF14,9.806,BC14,AK14),FrTr(BF14,9.806,AJ14,AN14,BB14)))","v":0.28154860477833615},1.1958419277180563,{"$f":"IF(AD14=\"\",\"\",IF(AE14=1,LOOKUP(AI14,'Vmáx(material) - Tab.4.3'!$L$2:$L$11,'Vmáx(material) - Tab.4.3'!$M$2:$M$11),LOOKUP(AI14,'Vmáx(material) - Tab.4.3'!$L$15,'Vmáx(material) - Tab.4.3'!$M$15)))","v":15},{"$f":"IF(AD14=\"\",\"\",VLOOKUP($AH14,'Vmáx(material) - Tab.4.3'!$R$35:$X$41,2))","v":7.2493000000000002E-2},{"$f":"IF(AD14=\"\",\"\",VLOOKUP($AH14,'Vmáx(material) - Tab.4.3'!$R$35:$X$41,3))","v":0.50708699999999995},{"$f":"IF(AD14=\"\",\"\",VLOOKUP($AH14,'Vmáx(material) - Tab.4.3'!$R$35:$X$41,4))","v":-0.11747},{"$f":"IF(AD14=\"\",\"\",VLOOKUP($AH14,'Vmáx(material) - Tab.4.3'!$R$35:$X$41,5))","v":2.2169999999999999E-2},{"$f":"IF(AD14=\"\",\"\",VLOOKUP($AH14,'Vmáx(material) - Tab.4.3'!$R$35:$X$41,6))","v":-1.49E-3},{"$f":"IF(AD14=\"\",\"\",IF(AD14=\"\",\"\",VLOOKUP($AH14,'Vmáx(material) - Tab.4.3'!$R$35:$X$41,7)))","v":3.8000000000000002E-5},{"$f":"IF(AD14=\"\",\"\",IF(AE14=1,FCi(J14,AK14),FTr(J14,AJ14,AK14)))","v":0.7778174593052023},"Subcrítico",{"$f":"IF(AD14=\"\",\"\",Hw(BH14,BI14,BJ14,BK14,BL14,BM14,Z,BN14,AO14,AK14))","v":1.2196653336157703},0.60983266680788517,11.407708719984043,"Cumple",2.0344274233293724,{"$f":"IF(AD14=\"\",\"\",ho(BT14,AK14,AX14))","v":2.0344274233293724},{"$f":"IF(AD14=\"\",\"\",IF(AE14=1,PeriCi(AK14,BB14),PeriTr(AJ14,AN14,BB14)))","v":5.6794160649612113},{"$f":"IF(AD14=\"\",\"\",IF(AE14=1,AreaCi(AK14,BB14),AreaTr(AJ14,AN14,BB14)))","v":3.6794160649612118},{"$f":"IF(AD14=\"\",\"\",RhCi(BW14,BV14))","v":0.64785112111456855},{"$f":"IF(AD14=\"\",\"\",AVERAGE(AC14,J14/BW14))","v":0.76670583555212202},{"$f":"IF(AD14=\"\",\"\",hf(AL14,J14,AM14,BW14,BX14))","v":1.0000000000000002E-2},{"$f":"IF(AD14=\"\",\"\",LOOKUP(AP14,Tab.4.5!$J$6:$J$27,Tab.4.5!$L$6:$L$27))","v":0.4},{"$f":"IF(AD14=\"\",\"\",He(CA14,BY14))","v":1.198935015846783E-2},{"$f":"IF(AD14=\"\",\"\",Hs(BY14))","v":2.9973375396169573E-2},{"$f":"IF(AD14=\"\",\"\",Hm(BU14,BZ14,CB14,CC14,AL14,AO14))","v":2.07639014888401},1.038195074442005,11.407708719984043,"Cumple","Funciona con control a la salida","","Conservar y realizar labores de limpieza y mantenimiento.",null,null,null,null,null,null,null,null,null,null,null,null,null,null,null,0,0,0,0,0,{"$f":"IF(CK14=\"\",\"\",IF(CL14=1,YcCi(CR14,J14),YcTr(J14,CQ14,CU14)))","v":""},{"$f":"IF(CK14=\"\",\"\",IF(CL14=1,Teta1(DE14,CR14),\"-\"))","v":""},"","",{"$f":"IF(CK14=\"\",\"\",IF(CL14=1,Ynci(CR14,J14,CT14,CV14),YnTr(1,CT14,CQ14,CU14,CV14,J14)))","v":""},{"$f":"IF(CK14=\"\",\"\",IF(CL14=1,Teta1(DI14,CR14),\"-\"))","v":""},{"$f":"IF(CK14=\"\",\"\",IF(CL14=1,AreaCi(CR14,J14),AreaTr(CQ14,CU14,DI14)))","v":""},{"$f":"IF(CK14=\"\",\"\",IF(CL14=1,FrCi(DM14,9.806,DJ14,CR14),FrTr(DM14,9.806,CQ14,CU14,DI14)))","v":""},"",{"$f":"IF(CK14=\"\",\"\",IF(CL14=1,LOOKUP(CP14,'Vmáx(material) - Tab.4.3'!$L$2:$L$11,'Vmáx(material) - Tab.4.3'!$M$2:$M$11),LOOKUP(CP14,'Vmáx(material) - Tab.4.3'!$L$15,'Vmáx(material) - Tab.4.3'!$M$15)))","v":""},{"$f":"IF(CK14=\"\",\"\",VLOOKUP($CO14,'Vmáx(material) - Tab.4.3'!$R$35:$X$41,2))","v":""},{"$f":"IF(CK14=\"\",\"\",VLOOKUP($CO14,'Vmáx(material) - Tab.4.3'!$R$35:$X$41,3))","v":""},{"$f":"IF(CK14=\"\",\"\",VLOOKUP($CO14,'Vmáx(material) - Tab.4.3'!$R$35:$X$41,4))","v":""},{"$f":"IF(CK14=\"\",\"\",VLOOKUP($CO14,'Vmáx(material) - Tab.4.3'!$R$35:$X$41,5))","v":""},{"$f":"IF(CK14=\"\",\"\",VLOOKUP($CO14,'Vmáx(material) - Tab.4.3'!$R$35:$X$41,6))","v":""},{"$f":"IF(CK14=\"\",\"\",IF(CK14=\"\",\"\",VLOOKUP(CO14,'Vmáx(material) - Tab.4.3'!$R$35:$X$41,7)))","v":""},{"$f":"IF(CK14=\"\",\"\",IF(CL14=1,FCi(J14,CR14),FTr(J14,CQ14,CR14)))","v":""},"",{"$f":"IF(CK14=\"\",\"\",Hw(DO14,DP14,DQ14,DR14,DS14,DT14,Z,DU14,CV14,CR14))","v":""},"","","","","",{"$f":"IF(CK14=\"\",\"\",IF(CL14=1,PeriCi(CR14,DI14),PeriTr(CQ14,CU14,DI14)))","v":""},{"$f":"IF(CK14=\"\",\"\",IF(CL14=1,AreaCi(CR14,DI14),AreaTr(CQ14,CU14,DI14)))","v":""},{"$f":"IF(CK14=\"\",\"\",RhCi(DK14,EC14))","v":""},"",{"$f":"IF(CK14=\"\",\"\",hf(CS14,J14,CT14,DK14,EE14))","v":""},{"$f":"IF(CK14=\"\",\"\",LOOKUP(CW14,Tab.4.5!$J$6:$J$27,Tab.4.5!$L$6:$L$27))","v":""},{"$f":"IF(CK14=\"\",\"\",He(EH14,DM14))","v":""},{"$f":"IF(CK14=\"\",\"\",Hs(DM14))","v":""},{"$f":"IF(CK14=\"\",\"\",Hm(EB14,EG14,EI14,EJ14,CS14,CV14))","v":""},"","","","","","","K45+130 (ix) ",{"$f":"IF(B14=\"Existe.\",IF(AE14=1,CONCATENATE(#REF!,AK14,\" m.\"),CONCATENATE(#REF!,AJ14,\" m x \",AK14,\" m.\")),IF(CL14=1,CONCATENATE(#REF!,CR14,\" m.\"),CONCATENATE(#REF!,CQ14,\" m x \",CR14,\" m.\")))","v":{"$error":"#REF!"}},"Concreto, L = 20 m, S = 0,05 %.","Cota clave eje= 0 msnm.",null,null,null,"","","","","",{"$f":"IF(EV14=\"\",\"\",VLOOKUP(EY14,'Estructura escalonada'!$D$3:$H$953,2))","v":""},"","","","","",""]
["x",null,"Control Salida Caso C",45130,null,null,14.5,null,null,14.5,"SI",14.5,null,14.5,6,null,null,3.5000000000000003E-2,0.2,1.1000000000000001E-3,{"$f":"IF(K15=\"No\",\"\",IF(O15=\"\",YcCi(P15,N15),YcTr(N15,O15,S15)))","v":0.83350676432610238},{"$f":"IF(K15=\"No\",\"\",IF(O15=\"\",Teta1(U15,P15),\"-\"))","v":"-"},5.1399872911920879,2.8210186482070267,{"$f":"IF(K15=\"No\",\"\",IF(O15=\"\",Ynci(P15,N15,R15,T15),YnTr(1,R15,O15,S15,T15,N15)))","v":2.0257614400228152},{"$f":"IF(K15=\"No\",\"\",IF(O15=\"\",Teta1(Y15,P15),\"-\"))","v":"-"},{"$f":"IF(K15=\"No\",\"\",IF(O15=\"\",AreaCi(P15,Y15),AreaTr(O15,S15,Y15)))","v":12.975310522513555},{"$f":"IF(K15=\"No\",\"\",IF(O15=\"\",FrCi(AC15,9.806,Z15,P15),FrTr(AC15,9.806,O15,S15,Y15)))","v":0.25854056005591081},1.1175069740983035,1,null,1,null,7,2,2,2,20,1.4E-2,0,5.0000000000000001E-4,12,{"$f":"AQ14","v":1891.89},1899.89,1891.885,1891.88,8.0050000000001091,2.4,2,{"$f":"IF(AD15=\"\",\"\",IF(AE15=1,YcCi(AK15,J15),YcTr(J15,AJ15,AN15)))","v":1.7500990565346699},{"$f":"IF(AD15=\"\",\"\",IF(AE15=1,Teta1(AX15,AK15),\"-\"))","v":"-"},{"$f":"IF(AD15=\"\",\"\",IF(AE15=1,AreaCi(AK15,AX15),AreaTr(AJ15,AN15,AX15)))","v":3.5001981130693398},4.1426226549459173,{"$f":"IF(AD15=\"\",\"\",IF(AE15=1,Ynci(AK15,J15,AM15,AO15),YnTr(1,AM15,AJ15,AN15,AO15,J15)))","v":5.1132581324901132},{"$f":"IF(AD15=\"\",\"\",IF(AE15=1,Teta1(BB15,AK15),\"-\"))","v":"-"},{"$f":"IF(AD15=\"\",\"\",IF(AE15=1,AreaCi(AK15,BB15),AreaTr(AJ15,AN15,BB15)))","v":10.226516264980226},{"$f":"IF(AD15=\"\",\"\",IF(AE15=1,FrCi(BF15,9.806,BC15,AK15),FrTr(BF15,9.806,AJ15,AN15,BB15)))","v":0.20023753277559758},1.4178826517544327,{"$f":"IF(AD15=\"\",\"\",IF(AE15=1,LOOKUP(AI15,'Vmáx(material) - Tab.4.3'!$L$2:$L$11,'Vmáx(material) - Tab.4.3'!$M$2:$M$11),LOOKUP(AI15,'Vmáx(material) - Tab.4.3'!$L$15,'Vmáx(material) - Tab.4.3'!$M$15)))","v":15},{"$f":"IF(AD15=\"\",\"\",VLOOKUP($AH15,'Vmáx(material) - Tab.4.3'!$R$35:$X$41,2))","v":7.2493000000000002E-2},{"$f":"IF(AD15=\"\",\"\",VLOOKUP($AH15,'Vmáx(material) - Tab.4.3'!$R$35:$X$41,3))","v":0.50708699999999995},{"$f":"IF(AD15=\"\",\"\",VLOOKUP($AH15,'Vmáx(material) - Tab.4.3'!$R$35:$X$41,4))","v":-0.11747},{"$f":"IF(AD15=\"\",\"\",VLOOKUP($AH15,'Vmáx(material) - Tab.4.3'!$R$35:$X$41,5))","v":2.2169999999999999E-2},{"$f":"IF(AD15=\"\",\"\",VLOOKUP($AH15,'Vmáx(material) - Tab.4.3'!$R$35:$X$41,6))","v":-1.49E-3},{"$f":"IF(AD15=\"\",\"\",IF(AD15=\"\",\"\",VLOOKUP($AH15,'Vmáx(material) - Tab.4.3'!$R$35:$X$41,7)))","v":3.8000000000000002E-5},{"$f":"IF(AD15=\"\",\"\",IF(AE15=1,FCi(J15,AK15),FTr(J15,AJ15,AK15)))","v":2.5632620818012346},"Subcrítico",{"$f":"IF(AD15=\"\",\"\",Hw(BH15,BI15,BJ15,BK15,BL15,BM15,Z,BN15,AO15,AK15))","v":3.0056478296676659},1.5028239148338329,11.407708719984043,"No Cumple",2.0257614400228152,{"$f":"IF(AD15=\"\",\"\",ho(BT15,AK15,AX15))","v":2.0257614400228152},{"$f":"IF(AD15=\"\",\"\",IF(AE15=1,PeriCi(AK15,BB15),PeriTr(AJ15,AN15,BB15)))","v":12.226516264980226},{"$f":"IF(AD15=\"\",\"\",IF(AE15=1,AreaCi(AK15,BB15),AreaTr(AJ15,AN15,BB15)))","v":10.226516264980226},{"$f":"IF(AD15=\"\",\"\",RhCi(BW15,BV15))","v":0.83642110666236991},{"$f":"IF(AD15=\"\",\"\",AVERAGE(AC15,J15/BW15))","v":1.2676948129263681},{"$f":"IF(AD15=\"\",\"\",hf(AL15,J15,AM15,BW15,BX15))","v":9.9999999999948481E-3},{"$f":"IF(AD15=\"\",\"\",LOOKUP(AP15,Tab.4.5!$J$6:$J$27,Tab.4.5!$L$6:$L$27))","v":0.4},{"$f":"IF(AD15=\"\",\"\",He(CA15,BY15))","v":3.2776874132580451E-2},{"$f":"IF(AD15=\"\",\"\",Hs(BY15))","v":8.1942185331451131E-2},{"$f":"IF(AD15=\"\",\"\",Hm(BU15,BZ15,CB15,CC15,AL15,AO15))","v":2.1404804994868418},1.0702402497434209,11.407708719984043,"Cumple","Funciona con control a la salida","","Reemplazar.",null,null,null,null,null,null,null,null,null,null,null,null,null,null,null,0,0,0,0,0,{"$f":"IF(CK15=\"\",\"\",IF(CL15=1,YcCi(CR15,J15),YcTr(J15,CQ15,CU15)))","v":""},{"$f":"IF(CK15=\"\",\"\",IF(CL15=1,Teta1(DE15,CR15),\"-\"))","v":""},"","",{"$f":"IF(CK15=\"\",\"\",IF(CL15=1,Ynci(CR15,J15,CT15,CV15),YnTr(1,CT15,CQ15,CU15,CV15,J15)))","v":""},{"$f":"IF(CK15=\"\",\"\",IF(CL15=1,Teta1(DI15,CR15),\"-\"))","v":""},{"$f":"IF(CK15=\"\",\"\",IF(CL15=1,AreaCi(CR15,J15),AreaTr(CQ15,CU15,DI15)))","v":""},{"$f":"IF(CK15=\"\",\"\",IF(CL15=1,FrCi(DM15,9.806,DJ15,CR15),FrTr(DM15,9.806,CQ15,CU15,DI15)))","v":""},"",{"$f":"IF(CK15=\"\",\"\",IF(CL15=1,LOOKUP(CP15,'Vmáx(material) - Tab.4.3'!$L$2:$L$11,'Vmáx(material) - Tab.4.3'!$M$2:$M$11),LOOKUP(CP15,'Vmáx(material) - Tab.4.3'!$L$15,'Vmáx(material) - Tab.4.3'!$M$15)))","v":""},{"$f":"IF(CK15=\"\",\"\",VLOOKUP($CO15,'Vmáx(material) - Tab.4.3'!$R$35:$X$41,2))","v":""},{"$f":"IF(CK15=\"\",\"\",VLOOKUP($CO15,'Vmáx(material) - Tab.4.3'!$R$35:$X$41,3))","v":""},{"$f":"IF(CK15=\"\",\"\",VLOOKUP($CO15,'Vmáx(material) - Tab.4.3'!$R$35:$X$41,4))","v":""},{"$f":"IF(CK15=\"\",\"\",VLOOKUP($CO15,'Vmáx(material) - Tab.4.3'!$R$35:$X$41,5))","v":""},{"$f":"IF(CK15=\"\",\"\",VLOOKUP($CO15,'Vmáx(material) - Tab.4.3'!$R$35:$X$41,6))","v":""},{"$f":"IF(CK15=\"\",\"\",IF(CK15=\"\",\"\",VLOOKUP(CO15,'Vmáx(material) - Tab.4.3'!$R$35:$X$41,7)))","v":""},{"$f":"IF(CK15=\"\",\"\",IF(CL15=1,FCi(J15,CR15),FTr(J15,CQ15,CR15)))","v":""},"",{"$f":"IF(CK15=\"\",\"\",Hw(DO15,DP15,DQ15,DR15,DS15,DT15,Z,DU15,CV15,CR15))","v":""},"","","","","",{"$f":"IF(CK15=\"\",\"\",IF(CL15=1,PeriCi(CR15,DI15),PeriTr(CQ15,CU15,DI15)))","v":""},{"$f":"IF(CK15=\"\",\"\",IF(CL15=1,AreaCi(CR15,DI15),AreaTr(CQ15,CU15,DI15)))","v":""},{"$f":"IF(CK15=\"\",\"\",RhCi(DK15,EC15))","v":""},"",{"$f":"IF(CK15=\"\",\"\",hf(CS15,J15,CT15,DK15,EE15))","v":""},{"$f":"IF(CK15=\"\",\"\",LOOKUP(CW15,Tab.4.5!$J$6:$J$27,Tab.4.5!$L$6:$L$27))","v":""},{"$f":"IF(CK15=\"\",\"\",He(EH15,DM15))","v":""},{"$f":"IF(CK15=\"\",\"\",Hs(DM15))","v":""},{"$f":"IF(CK15=\"\",\"\",Hm(EB15,EG15,EI15,EJ15,CS15,CV15))","v":""},"","","","","","","K45+130 (x) ",{"$f":"IF(B15=\"Existe.\",IF(AE15=1,CONCATENATE(#REF!,AK15,\" m.\"),CONCATENATE(#REF!,AJ15,\" m x \",AK15,\" m.\")),IF(CL15=1,CONCATENATE(#REF!,CR15,\" m.\"),CONCATENATE(#REF!,CQ15,\" m x \",CR15,\" m.\")))","v":{"$error":"#REF!"}},"Concreto, L = 20 m, S = 0,05 %.","Cota clave eje= 0 msnm.",null,null,null,"","","","","",{"$f":"IF(EV15=\"\",\"\",VLOOKUP(EY15,'Estructura escalonada'!$D$3:$H$953,2))","v":""},"","","","","",""]
["xi",null,"Control Salida Caso D",45130,null,null,14.5,null,null,14.5,"SI",14.5,null,14.5,6,null,null,3.5000000000000003E-2,0.2,0.5,{"$f":"IF(K16=\"No\",\"\",IF(O16=\"\",YcCi(P16,N16),YcTr(N16,O16,S16)))","v":0.83350676432610238},{"$f":"IF(K16=\"No\",\"\",IF(O16=\"\",Teta1(U16,P16),\"-\"))","v":"-"},5.1399872911920879,2.8210186482070267,{"$f":"IF(K16=\"No\",\"\",IF(O16=\"\",Ynci(P16,N16,R16,T16),YnTr(1,R16,O16,S16,T16,N16)))","v":0.28756679953327768},{"$f":"IF(K16=\"No\",\"\",IF(O16=\"\",Teta1(Y16,P16),\"-\"))","v":"-"},{"$f":"IF(K16=\"No\",\"\",IF(O16=\"\",AreaCi(P16,Y16),AreaTr(O16,S16,Y16)))","v":1.7419397300384287},{"$f":"IF(K16=\"No\",\"\",IF(O16=\"\",FrCi(AC16,9.806,Z16,P16),FrTr(AC16,9.806,O16,S16,Y16)))","v":4.9804840126890655},8.324053783238595,1,null,1,null,7,2,2,2,20,1.4E-2,0,{"$f":"AO15","v":5.0000000000000001E-4},12,1891.89,1899.89,1891.885,1891.88,8.0050000000001091,2.4,2,{"$f":"IF(AD16=\"\",\"\",IF(AE16=1,YcCi(AK16,J16),YcTr(J16,AJ16,AN16)))","v":1.7500990565346699},{"$f":"IF(AD16=\"\",\"\",IF(AE16=1,Teta1(AX16,AK16),\"-\"))","v":"-"},{"$f":"IF(AD16=\"\",\"\",IF(AE16=1,AreaCi(AK16,AX16),AreaTr(AJ16,AN16,AX16)))","v":3.5001981130693398},4.1426226549459173,{"$f":"IF(AD16=\"\",\"\",IF(AE16=1,Ynci(AK16,J16,AM16,AO16),YnTr(1,AM16,AJ16,AN16,AO16,J16)))","v":5.1132581324901132},{"$f":"IF(AD16=\"\",\"\",IF(AE16=1,Teta1(BB16,AK16),\"-\"))","v":"-"},{"$f":"IF(AD16=\"\",\"\",IF(AE16=1,AreaCi(AK16,BB16),AreaTr(AJ16,AN16,BB16)))","v":10.226516264980226},{"$f":"IF(AD16=\"\",\"\",IF(AE16=1,FrCi(BF16,9.806,BC16,AK16),FrTr(BF16,9.806,AJ16,AN16,BB16)))","v":0.20023753277559758},1.4178826517544327,{"$f":"IF(AD16=\"\",\"\",IF(AE16=1,LOOKUP(AI16,'Vmáx(material) - Tab.4.3'!$L$2:$L$11,'Vmáx(material) - Tab.4.3'!$M$2:$M$11),LOOKUP(AI16,'Vmáx(material) - Tab.4.3'!$L$15,'Vmáx(material) - Tab.4.3'!$M$15)))","v":15},{"$f":"IF(AD16=\"\",\"\",VLOOKUP($AH16,'Vmáx(material) - Tab.4.3'!$R$35:$X$41,2))","v":7.2493000000000002E-2},{"$f":"IF(AD16=\"\",\"\",VLOOKUP($AH16,'Vmáx(material) - Tab.4.3'!$R$35:$X$41,3))","v":0.50708699999999995},{"$f":"IF(AD16=\"\",\"\",VLOOKUP($AH16,'Vmáx(material) - Tab.4.3'!$R$35:$X$41,4))","v":-0.11747},{"$f":"IF(AD16=\"\",\"\",VLOOKUP($AH16,'Vmáx(material) - Tab.4.3'!$R$35:$X$41,5))","v":2.2169999999999999E-2},{"$f":"IF(AD16=\"\",\"\",VLOOKUP($AH16,'Vmáx(material) - Tab.4.3'!$R$35:$X$41,6))","v":-1.49E-3},{"$f":"IF(AD16=\"\",\"\",IF(AD16=\"\",\"\",VLOOKUP($AH16,'Vmáx(material) - Tab.4.3'!$R$35:$X$41,7)))","v":3.8000000000000002E-5},{"$f":"IF(AD16=\"\",\"\",IF(AE16=1,FCi(J16,AK16),FTr(J16,AJ16,AK16)))","v":2.5632620818012346},"Subcrítico",{"$f":"IF(AD16=\"\",\"\",Hw(BH16,BI16,BJ16,BK16,BL16,BM16,Z,BN16,AO16,AK16))","v":3.0056478296676659},1.5028239148338329,11.407708719984043,"No Cumple",0.28756679953327768,{"$f":"IF(AD16=\"\",\"\",ho(BT16,AK16,AX16))","v":1.875049528267335},{"$f":"IF(AD16=\"\",\"\",IF(AE16=1,PeriCi(AK16,BB16),PeriTr(AJ16,AN16,BB16)))","v":12.226516264980226},{"$f":"IF(AD16=\"\",\"\",IF(AE16=1,AreaCi(AK16,BB16),AreaTr(AJ16,AN16,BB16)))","v":10.226516264980226},{"$f":"IF(AD16=\"\",\"\",RhCi(BW16,BV16))","v":0.83642110666236991},4.8709682174965137,{"$f":"IF(AD16=\"\",\"\",hf(AL16,J16,AM16,BW16,BX16))","v":9.9999999999948481E-3},{"$f":"IF(AD16=\"\",\"\",LOOKUP(AP16,Tab.4.5!$J$6:$J$27,Tab.4.5!$L$6:$L$27))","v":0.4},{"$f":"IF(AD16=\"\",\"\",He(CA16,BY16))","v":0.48391457017869},{"$f":"IF(AD16=\"\",\"\",Hs(BY16))","v":1.2097864254467248},{"$f":"IF(AD16=\"\",\"\",Hm(BU16,BZ16,CB16,CC16,AL16,AO16))","v":3.5687505238927448},1.7843752619463724,11.407708719984043,"No Cumple","Funciona con control a la salida","","Reemplazar.",null,null,null,null,null,null,null,null,null,null,null,null,null,null,null,0,0,0,0,0,{"$f":"IF(CK16=\"\",\"\",IF(CL16=1,YcCi(CR16,J16),YcTr(J16,CQ16,CU16)))","v":""},{"$f":"IF(CK16=\"\",\"\",IF(CL16=1,Teta1(DE16,CR16),\"-\"))","v":""},"","",{"$f":"IF(CK16=\"\",\"\",IF(CL16=1,Ynci(CR16,J16,CT16,CV16),YnTr(1,CT16,CQ16,CU16,CV16,J16)))","v":""},{"$f":"IF(CK16=\"\",\"\",IF(CL16=1,Teta1(DI16,CR16),\"-\"))","v":""},{"$f":"IF(CK16=\"\",\"\",IF(CL16=1,AreaCi(CR16,J16),AreaTr(CQ16,CU16,DI16)))","v":""},{"$f":"IF(CK16=\"\",\"\",IF(CL16=1,FrCi(DM16,9.806,DJ16,CR16),FrTr(DM16,9.806,CQ16,CU16,DI16)))","v":""},"",{"$f":"IF(CK16=\"\",\"\",IF(CL16=1,LOOKUP(CP16,'Vmáx(material) - Tab.4.3'!$L$2:$L$11,'Vmáx(material) - Tab.4.3'!$M$2:$M$11),LOOKUP(CP16,'Vmáx(material) - Tab.4.3'!$L$15,'Vmáx(material) - Tab.4.3'!$M$15)))","v":""},{"$f":"IF(CK16=\"\",\"\",VLOOKUP($CO16,'Vmáx(material) - Tab.4.3'!$R$35:$X$41,2))","v":""},{"$f":"IF(CK16=\"\",\"\",VLOOKUP($CO16,'Vmáx(material) - Tab.4.3'!$R$35:$X$41,3))","v":""},{"$f":"IF(CK16=\"\",\"\",VLOOKUP($CO16,'Vmáx(material) - Tab.4.3'!$R$35:$X$41,4))","v":""},{"$f":"IF(CK16=\"\",\"\",VLOOKUP($CO16,'Vmáx(material) - Tab.4.3'!$R$35:$X$41,5))","v":""},{"$f":"IF(CK16=\"\",\"\",VLOOKUP($CO16,'Vmáx(material) - Tab.4.3'!$R$35:$X$41,6))","v":""},{"$f":"IF(CK16=\"\",\"\",IF(CK16=\"\",\"\",VLOOKUP(CO16,'Vmáx(material) - Tab.4.3'!$R$35:$X$41,7)))","v":""},{"$f":"IF(CK16=\"\",\"\",IF(CL16=1,FCi(J16,CR16),FTr(J16,CQ16,CR16)))","v":""},"",{"$f":"IF(CK16=\"\",\"\",Hw(DO16,DP16,DQ16,DR16,DS16,DT16,Z,DU16,CV16,CR16))","v":""},"","","","","",{"$f":"IF(CK16=\"\",\"\",IF(CL16=1,PeriCi(CR16,DI16),PeriTr(CQ16,CU16,DI16)))","v":""},{"$f":"IF(CK16=\"\",\"\",IF(CL16=1,AreaCi(CR16,DI16),AreaTr(CQ16,CU16,DI16)))","v":""},{"$f":"IF(CK16=\"\",\"\",RhCi(DK16,EC16))","v":""},"",{"$f":"IF(CK16=\"\",\"\",hf(CS16,J16,CT16,DK16,EE16))","v":""},{"$f":"IF(CK16=\"\",\"\",LOOKUP(CW16,Tab.4.5!$J$6:$J$27,Tab.4.5!$L$6:$L$27))","v":""},{"$f":"IF(CK16=\"\",\"\",He(EH16,DM16))","v":""},{"$f":"IF(CK16=\"\",\"\",Hs(DM16))","v":""},{"$f":"IF(CK16=\"\",\"\",Hm(EB16,EG16,EI16,EJ16,CS16,CV16))","v":""},"","","","","","","K45+130 (xi) ",{"$f":"IF(B16=\"Existe.\",IF(AE16=1,CONCATENATE(#REF!,AK16,\" m.\"),CONCATENATE(#REF!,AJ16,\" m x \",AK16,\" m.\")),IF(CL16=1,CONCATENATE(#REF!,CR16,\" m.\"),CONCATENATE(#REF!,CQ16,\" m x \",CR16,\" m.\")))","v":{"$error":"#REF!"}},"Concreto, L = 20 m, S = 0,05 %.","Cota clave eje= 0 msnm.",null,null,null,"","","","","",{"$f":"IF(EV16=\"\",\"\",VLOOKUP(EY16,'Estructura escalonada'!$D$3:$H$953,2))","v":""},"","","","","",""]
["xii",null,"Control Salida Caso E",45130,null,null,10,null,null,10,"SI",10,null,10,6,null,null,3.5000000000000003E-2,0.2,0.5,{"$f":"IF(K17=\"No\",\"\",IF(O17=\"\",YcCi(P17,N17),YcTr(N17,O17,S17)))","v":0.65196702740873369},{"$f":"IF(K17=\"No\",\"\",IF(O17=\"\",Teta1(U17,P17),\"-\"))","v":"-"},3.9968143654180381,2.501992608544398,{"$f":"IF(K17=\"No\",\"\",IF(O17=\"\",Ynci(P17,N17,R17,T17),YnTr(1,R17,O17,S17,T17,N17)))","v":0.22886189863362699},{"$f":"IF(K17=\"No\",\"\",IF(O17=\"\",Teta1(Y17,P17),\"-\"))","v":"-"},{"$f":"IF(K17=\"No\",\"\",IF(O17=\"\",AreaCi(P17,Y17),AreaTr(O17,S17,Y17)))","v":1.3836469455309997},{"$f":"IF(K17=\"No\",\"\",IF(O17=\"\",FrCi(AC17,9.806,Z17,P17),FrTr(AC17,9.806,O17,S17,Y17)))","v":4.8426138783475219},7.2272771838934089,1,null,1,null,7,2,2,2,12,1.4E-2,0,{"$f":"AO14","v":5.0000000000000001E-4},12,{"$f":"AQ16","v":1891.89},1893.39,1891.8870000000002,1891.884,1.5029999999999291,2.4,2,{"$f":"IF(AD17=\"\",\"\",IF(AE17=1,YcCi(AK17,J17),YcTr(J17,AJ17,AN17)))","v":1.366104411960386},{"$f":"IF(AD17=\"\",\"\",IF(AE17=1,Teta1(AX17,AK17),\"-\"))","v":"-"},{"$f":"IF(AD17=\"\",\"\",IF(AE17=1,AreaCi(AK17,AX17),AreaTr(AJ17,AN17,AX17)))","v":2.732208823920772},3.6600423483186795,{"$f":"IF(AD17=\"\",\"\",IF(AE17=1,Ynci(AK17,J17,AM17,AO17),YnTr(1,AM17,AJ17,AN17,AO17,J17)))","v":3.6752854525366323},{"$f":"IF(AD17=\"\",\"\",IF(AE17=1,Teta1(BB17,AK17),\"-\"))","v":"-"},{"$f":"IF(AD17=\"\",\"\",IF(AE17=1,AreaCi(AK17,BB17),AreaTr(AJ17,AN17,BB17)))","v":7.3505709050732646},{"$f":"IF(AD17=\"\",\"\",IF(AE17=1,FrCi(BF17,9.806,BC17,AK17),FrTr(BF17,9.806,AJ17,AN17,BB17)))","v":0.22661437040701732},1.3604385467662294,{"$f":"IF(AD17=\"\",\"\",IF(AE17=1,LOOKUP(AI17,'Vmáx(material) - Tab.4.3'!$L$2:$L$11,'Vmáx(material) - Tab.4.3'!$M$2:$M$11),LOOKUP(AI17,'Vmáx(material) - Tab.4.3'!$L$15,'Vmáx(material) - Tab.4.3'!$M$15)))","v":15},{"$f":"IF(AD17=\"\",\"\",VLOOKUP($AH17,'Vmáx(material) - Tab.4.3'!$R$35:$X$41,2))","v":7.2493000000000002E-2},{"$f":"IF(AD17=\"\",\"\",VLOOKUP($AH17,'Vmáx(material) - Tab.4.3'!$R$35:$X$41,3))","v":0.50708699999999995},{"$f":"IF(AD17=\"\",\"\",VLOOKUP($AH17,'Vmáx(material) - Tab.4.3'!$R$35:$X$41,4))","v":-0.11747},{"$f":"IF(AD17=\"\",\"\",VLOOKUP($AH17,'Vmáx(material) - Tab.4.3'!$R$35:$X$41,5))","v":2.2169999999999999E-2},{"$f":"IF(AD17=\"\",\"\",VLOOKUP($AH17,'Vmáx(material) - Tab.4.3'!$R$35:$X$41,6))","v":-1.49E-3},{"$f":"IF(AD17=\"\",\"\",IF(AD17=\"\",\"\",VLOOKUP($AH17,'Vmáx(material) - Tab.4.3'!$R$35:$X$41,7)))","v":3.8000000000000002E-5},{"$f":"IF(AD17=\"\",\"\",IF(AE17=1,FCi(J17,AK17),FTr(J17,AJ17,AK17)))","v":1.7677669529663687},"Subcrítico",{"$f":"IF(AD17=\"\",\"\",Hw(BH17,BI17,BJ17,BK17,BL17,BM17,Z,BN17,AO17,AK17))","v":2.1510454196746962},1.0755227098373481,11.407708719984043,"Cumple",0.22886189863362699,{"$f":"IF(AD17=\"\",\"\",ho(BT17,AK17,AX17))","v":1.6830522059801929},{"$f":"IF(AD17=\"\",\"\",IF(AE17=1,PeriCi(AK17,BB17),PeriTr(AJ17,AN17,BB17)))","v":9.3505709050732655},{"$f":"IF(AD17=\"\",\"\",IF(AE17=1,AreaCi(AK17,BB17),AreaTr(AJ17,AN17,BB17)))","v":7.3505709050732646},{"$f":"IF(AD17=\"\",\"\",RhCi(BW17,BV17))","v":0.78610931671403328},{"$f":"IF(AD17=\"\",\"\",AVERAGE(AC17,J17/BW17))","v":4.2938578653298194},{"$f":"IF(AD17=\"\",\"\",hf(AL17,J17,AM17,BW17,BX17))","v":5.999999999842051E-3},{"$f":"IF(AD17=\"\",\"\",LOOKUP(AP17,Tab.4.5!$J$6:$J$27,Tab.4.5!$L$6:$L$27))","v":0.4},{"$f":"IF(AD17=\"\",\"\",He(CA17,BY17))","v":0.3760394731318531},{"$f":"IF(AD17=\"\",\"\",Hs(BY17))","v":0.94009868282963271},{"$f":"IF(AD17=\"\",\"\",Hm(BU17,BZ17,CB17,CC17,AL17,AO17))","v":2.9991903619415212},1.4995951809707606,11.407708719984043,"No Cumple","Funciona con control a la salida","","Conservar y realizar labores de limpieza y mantenimiento.",null,null,null,null,null,null,null,null,null,null,null,null,null,null,null,0,0,0,0,0,{"$f":"IF(CK17=\"\",\"\",IF(CL17=1,YcCi(CR17,J17),YcTr(J17,CQ17,CU17)))","v":""},{"$f":"IF(CK17=\"\",\"\",IF(CL17=1,Teta1(DE17,CR17),\"-\"))","v":""},"","",{"$f":"IF(CK17=\"\",\"\",IF(CL17=1,Ynci(CR17,J17,CT17,CV17),YnTr(1,CT17,CQ17,CU17,CV17,J17)))","v":""},{"$f":"IF(CK17=\"\",\"\",IF(CL17=1,Teta1(DI17,CR17),\"-\"))","v":""},{"$f":"IF(CK17=\"\",\"\",IF(CL17=1,AreaCi(CR17,J17),AreaTr(CQ17,CU17,DI17)))","v":""},{"$f":"IF(CK17=\"\",\"\",IF(CL17=1,FrCi(DM17,9.806,DJ17,CR17),FrTr(DM17,9.806,CQ17,CU17,DI17)))","v":""},"",{"$f":"IF(CK17=\"\",\"\",IF(CL17=1,LOOKUP(CP17,'Vmáx(material) - Tab.4.3'!$L$2:$L$11,'Vmáx(material) - Tab.4.3'!$M$2:$M$11),LOOKUP(CP17,'Vmáx(material) - Tab.4.3'!$L$15,'Vmáx(material) - Tab.4.3'!$M$15)))","v":""},{"$f":"IF(CK17=\"\",\"\",VLOOKUP($CO17,'Vmáx(material) - Tab.4.3'!$R$35:$X$41,2))","v":""},{"$f":"IF(CK17=\"\",\"\",VLOOKUP($CO17,'Vmáx(material) - Tab.4.3'!$R$35:$X$41,3))","v":""},{"$f":"IF(CK17=\"\",\"\",VLOOKUP($CO17,'Vmáx(material) - Tab.4.3'!$R$35:$X$41,4))","v":""},{"$f":"IF(CK17=\"\",\"\",VLOOKUP($CO17,'Vmáx(material) - Tab.4.3'!$R$35:$X$41,5))","v":""},{"$f":"IF(CK17=\"\",\"\",VLOOKUP($CO17,'Vmáx(material) - Tab.4.3'!$R$35:$X$41,6))","v":""},{"$f":"IF(CK17=\"\",\"\",IF(CK17=\"\",\"\",VLOOKUP(CO17,'Vmáx(material) - Tab.4.3'!$R$35:$X$41,7)))","v":""},{"$f":"IF(CK17=\"\",\"\",IF(CL17=1,FCi(J17,CR17),FTr(J17,CQ17,CR17)))","v":""},"",{"$f":"IF(CK17=\"\",\"\",Hw(DO17,DP17,DQ17,DR17,DS17,DT17,Z,DU17,CV17,CR17))","v":""},"","","","","",{"$f":"IF(CK17=\"\",\"\",IF(CL17=1,PeriCi(CR17,DI17),PeriTr(CQ17,CU17,DI17)))","v":""},{"$f":"IF(CK17=\"\",\"\",IF(CL17=1,AreaCi(CR17,DI17),AreaTr(CQ17,CU17,DI17)))","v":""},{"$f":"IF(CK17=\"\",\"\",RhCi(DK17,EC17))","v":""},"",{"$f":"IF(CK17=\"\",\"\",hf(CS17,J17,CT17,DK17,EE17))","v":""},{"$f":"IF(CK17=\"\",\"\",LOOKUP(CW17,Tab.4.5!$J$6:$J$27,Tab.4.5!$L$6:$L$27))","v":""},{"$f":"IF(CK17=\"\",\"\",He(EH17,DM17))","v":""},{"$f":"IF(CK17=\"\",\"\",Hs(DM17))","v":""},{"$f":"IF(CK17=\"\",\"\",Hm(EB17,EG17,EI17,EJ17,CS17,CV17))","v":""},"","","","","","","K45+130 (xii) ",{"$f":"IF(B17=\"Existe.\",IF(AE17=1,CONCATENATE(#REF!,AK17,\" m.\"),CONCATENATE(#REF!,AJ17,\" m x \",AK17,\" m.\")),IF(CL17=1,CONCATENATE(#REF!,CR17,\" m.\"),CONCATENATE(#REF!,CQ17,\" m x \",CR17,\" m.\")))","v":{"$error":"#REF!"}},"Concreto, L = 12 m, S = 0,05 %.","Cota clave eje= 0 msnm.",null,null,null,"","","","","",{"$f":"IF(EV17=\"\",\"\",VLOOKUP(EY17,'Estructura escalonada'!$D$3:$H$953,2))","v":""},"","","","","",""]
["iv","Qtut","Project",null,null,null,{"$f":"400*0.0283168","v":11.32672},null,null,11.32672,"SI",11.32672,null,{"$f":"IF(K18=\"No\",\"\",L18+M18)","v":11.32672},{"$f":"0.3048*8","v":2.4384000000000001},null,null,3.2000000000000001E-2,2,0.04,{"$f":"IF(K18=\"No\",\"\",IF(O18=\"\",YcCi(P18,N18),YcTr(N18,O18,S18)))","v":0.9900735179623068},{"$f":"IF(K18=\"No\",\"\",IF(O18=\"\",Teta1(U18,P18),\"-\"))","v":"-"},4.3746864081398051,2.5891501568946342,{"$f":"IF(K18=\"No\",\"\",IF(O18=\"\",Ynci(P18,N18,R18,T18),YnTr(1,R18,O18,S18,T18,N18)))","v":0.73466214439572319},{"$f":"IF(K18=\"No\",\"\",IF(O18=\"\",Teta1(Y18,P18),\"-\"))","v":"-"},{"$f":"IF(K18=\"No\",\"\",IF(O18=\"\",AreaCi(P18,Y18),AreaTr(O18,S18,Y18)))","v":2.8708571057107766},{"$f":"IF(K18=\"No\",\"\",IF(O18=\"\",FrCi(AC18,9.806,Z18,P18),FrTr(AC18,9.806,O18,S18,Y18)))","v":1.7243000296557509},3.9454140637890411,null,null,null,null,null,null,null,null,null,null,null,null,null,null,null,0,0,"","","",{"$f":"IF(AD18=\"\",\"\",IF(AE18=1,YcCi(AK18,J18),YcTr(J18,AJ18,AN18)))","v":""},{"$f":"IF(AD18=\"\",\"\",IF(AE18=1,Teta1(AX18,AK18),\"-\"))","v":""},{"$f":"IF(AD18=\"\",\"\",IF(AE18=1,AreaCi(AK18,AX18),AreaTr(AJ18,AN18,AX18)))","v":""},"",{"$f":"IF(AD18=\"\",\"\",IF(AE18=1,Ynci(AK18,J18,AM18,AO18),YnTr(1,AM18,AJ18,AN18,AO18,J18)))","v":""},{"$f":"IF(AD18=\"\",\"\",IF(AE18=1,Teta1(BB18,AK18),\"-\"))","v":""},{"$f":"IF(AD18=\"\",\"\",IF(AE18=1,AreaCi(AK18,BB18),AreaTr(AJ18,AN18,BB18)))","v":""},{"$f":"IF(AD18=\"\",\"\",IF(AE18=1,FrCi(BF18,9.806,BC18,AK18),FrTr(BF18,9.806,AJ18,AN18,BB18)))","v":""},"",{"$f":"IF(AD18=\"\",\"\",IF(AE18=1,LOOKUP(AI18,'Vmáx(material) - Tab.4.3'!$L$2:$L$11,'Vmáx(material) - Tab.4.3'!$M$2:$M$11),LOOKUP(AI18,'Vmáx(material) - Tab.4.3'!$L$15,'Vmáx(material) - Tab.4.3'!$M$15)))","v":""},{"$f":"IF(AD18=\"\",\"\",VLOOKUP($AH18,'Vmáx(material) - Tab.4.3'!$R$35:$X$41,2))","v":""},{"$f":"IF(AD18=\"\",\"\",VLOOKUP($AH18,'Vmáx(material) - Tab.4.3'!$R$35:$X$41,3))","v":""},{"$f":"IF(AD18=\"\",\"\",VLOOKUP($AH18,'Vmáx(material) - Tab.4.3'!$R$35:$X$41,4))","v":""},{"$f":"IF(AD18=\"\",\"\",VLOOKUP($AH18,'Vmáx(material) - Tab.4.3'!$R$35:$X$41,5))","v":""},{"$f":"IF(AD18=\"\",\"\",VLOOKUP($AH18,'Vmáx(material) - Tab.4.3'!$R$35:$X$41,6))","v":""},{"$f":"IF(AD18=\"\",\"\",IF(AD18=\"\",\"\",VLOOKUP($AH18,'Vmáx(material) - Tab.4.3'!$R$35:$X$41,7)))","v":""},{"$f":"IF(AD18=\"\",\"\",IF(AE18=1,FCi(J18,AK18),FTr(J18,AJ18,AK18)))","v":""},"",{"$f":"IF(AD18=\"\",\"\",Hw(BH18,BI18,BJ18,BK18,BL18,BM18,Z,BN18,AO18,AK18))","v":""},"","","","",{"$f":"IF(AD18=\"\",\"\",ho(BT18,AK18,AX18))","v":""},{"$f":"IF(AD18=\"\",\"\",IF(AE18=1,PeriCi(AK18,BB18),PeriTr(AJ18,AN18,BB18)))","v":""},{"$f":"IF(AD18=\"\",\"\",IF(AE18=1,AreaCi(AK18,BB18),AreaTr(AJ18,AN18,BB18)))","v":""},{"$f":"IF(AD18=\"\",\"\",RhCi(BW18,BV18))","v":""},{"$f":"IF(AD18=\"\",\"\",J18/BW18)","v":""},{"$f":"IF(AD18=\"\",\"\",hf(AL18,J18,AM18,BW18,BX18))","v":""},{"$f":"IF(AD18=\"\",\"\",LOOKUP(AP18,Tab.4.5!$J$6:$J$27,Tab.4.5!$L$6:$L$27))","v":""},{"$f":"IF(AD18=\"\",\"\",He(CA18,BY18))","v":""},{"$f":"IF(AD18=\"\",\"\",Hs(BY18))","v":""},{"$f":"IF(AD18=\"\",\"\",Hm(BU18,BZ18,CB18,CC18,AL18,AO18))","v":""},"","","","","","",1,null,1,null,10,2,{"$f":"0.3048*6","v":1.8288000000000002},{"$f":"0.3048*5","v":1.524},{"$f":"0.3048*160","v":48.768000000000001},1.2E-2,0,{"$f":"(90-89.2)/160","v":4.9999999999999819E-3},13,null,null,-0.12191999999999956,-0.24383999999999911,0.12191999999999956,1.8288,1.524,{"$f":"IF(CK18=\"\",\"\",IF(CL18=1,YcCi(CR18,J18),YcTr(J18,CQ18,CU18)))","v":1.5756601695502621},{"$f":"IF(CK18=\"\",\"\",IF(CL18=1,Teta1(DE18,CR18),\"-\"))","v":"-"},2.8815673180735195,3.9307497447508921,{"$f":"IF(CK18=\"\",\"\",IF(CL18=1,Ynci(CR18,J18,CT18,CV18),YnTr(1,CT18,CQ18,CU18,CV18,J18)))","v":1.5257933891392963},{"$f":"IF(CK18=\"\",\"\",IF(CL18=1,Teta1(DI18,CR18),\"-\"))","v":"-"},{"$f":"IF(CK18=\"\",\"\",IF(CL18=1,AreaCi(CR18,J18),AreaTr(CQ18,CU18,DI18)))","v":2.7903709500579454},{"$f":"IF(CK18=\"\",\"\",IF(CL18=1,FrCi(DM18,9.806,DJ18,CR18),FrTr(DM18,9.806,CQ18,CU18,DI18)))","v":1.0494177700111038},4.0592165711031312,{"$f":"IF(CK18=\"\",\"\",IF(CL18=1,LOOKUP(CP18,'Vmáx(material) - Tab.4.3'!$L$2:$L$11,'Vmáx(material) - Tab.4.3'!$M$2:$M$11),LOOKUP(CP18,'Vmáx(material) - Tab.4.3'!$L$15,'Vmáx(material) - Tab.4.3'!$M$15)))","v":15},{"$f":"IF(CK18=\"\",\"\",VLOOKUP($CO18,'Vmáx(material) - Tab.4.3'!$R$35:$X$41,2))","v":0.156609},{"$f":"IF(CK18=\"\",\"\",VLOOKUP($CO18,'Vmáx(material) - Tab.4.3'!$R$35:$X$41,3))","v":0.39893499999999998},{"$f":"IF(CK18=\"\",\"\",VLOOKUP($CO18,'Vmáx(material) - Tab.4.3'!$R$35:$X$41,4))","v":-6.404E-2},{"$f":"IF(CK18=\"\",\"\",VLOOKUP($CO18,'Vmáx(material) - Tab.4.3'!$R$35:$X$41,5))","v":1.1200999999999999E-2},{"$f":"IF(CK18=\"\",\"\",VLOOKUP($CO18,'Vmáx(material) - Tab.4.3'!$R$35:$X$41,6))","v":-6.4000000000000005E-4},{"$f":"IF(CK18=\"\",\"\",IF(CK18=\"\",\"\",VLOOKUP(CO18,'Vmáx(material) - Tab.4.3'!$R$35:$X$41,7)))","v":1.5E-5},{"$f":"IF(CK18=\"\",\"\",IF(CL18=1,FCi(J18,CR18),FTr(J18,CQ18,CR18)))","v":3.2920051139509181},"Supercrítico",{"$f":"IF(CK18=\"\",\"\",Hw(DO18,DP18,DQ18,DR18,DS18,DT18,Z,DU18,CV18,CR18))","v":2.9484121344187715},1.9346536315083802,6.9385240496566176,"No Cumple",0.73466214439572319,1.549830084775131,{"$f":"IF(CK18=\"\",\"\",IF(CL18=1,PeriCi(CR18,DI18),PeriTr(CQ18,CU18,DI18)))","v":4.8803867782785932},{"$f":"IF(CK18=\"\",\"\",IF(CL18=1,AreaCi(CR18,DI18),AreaTr(CQ18,CU18,DI18)))","v":2.7903709500579454},{"$f":"IF(CK18=\"\",\"\",RhCi(DK18,EC18))","v":0.5717520099999458},4.0023153174460866,{"$f":"IF(CK18=\"\",\"\",hf(CS18,J18,CT18,DK18,EE18))","v":0.24383999999999903},{"$f":"IF(CK18=\"\",\"\",LOOKUP(CW18,Tab.4.5!$J$6:$J$27,Tab.4.5!$L$6:$L$27))","v":0.2},{"$f":"IF(CK18=\"\",\"\",He(EH18,DM18))","v":0.16803221671546259},{"$f":"IF(CK18=\"\",\"\",Hs(DM18))","v":0.84016108357731289},{"$f":"IF(CK18=\"\",\"\",Hm(EB18,EG18,EI18,EJ18,CS18,CV18))","v":2.5580233850679064},1.6784930348214608,6.9385240496566176,"No Cumple","Funciona con control a la entrada.","",{"$error":"#REF!"},"K45+-45000 (iv) Qtut",{"$f":"IF(B18=\"Existe.\",IF(AE18=1,CONCATENATE(#REF!,AK18,\" m.\"),CONCATENATE(#REF!,AJ18,\" m x \",AK18,\" m.\")),IF(CL18=1,CONCATENATE(#REF!,CR18,\" m.\"),CONCATENATE(#REF!,CQ18,\" m x \",CR18,\" m.\")))","v":{"$error":"#REF!"}},"Concreto, L = 48,768 m, S = 0,499999999999998 %.","Cota clave eje= -0,12192 msnm.",null,null,null,"","","","","",{"$f":"IF(EV18=\"\",\"\",VLOOKUP(EY18,'Estructura escalonada'!$D$3:$H$953,2))","v":""},"","","","","",""]
["v","WSDT","Example",null,null,null,2.83,null,null,2.83,"SI",2.83,null,2.83,1.07,null,null,3.5000000000000003E-2,1.5,8.0000000000000002E-3,{"$f":"IF(K19=\"No\",\"\",IF(O19=\"\",YcCi(P19,N19),YcTr(N19,O19,S19)))","v":0.65847395428924149},{"$f":"IF(K19=\"No\",\"\",IF(O19=\"\",Teta1(U19,P19),\"-\"))","v":"-"},1.3549490538054536,2.0886394156679025,{"$f":"IF(K19=\"No\",\"\",IF(O19=\"\",Ynci(P19,N19,R19,T19),YnTr(1,R19,O19,S19,T19,N19)))","v":0.80943603330902403},{"$f":"IF(K19=\"No\",\"\",IF(O19=\"\",Teta1(Y19,P19),\"-\"))","v":"-"},{"$f":"IF(K19=\"No\",\"\",IF(O19=\"\",AreaCi(P19,Y19),AreaTr(O19,S19,Y19)))","v":1.8488765936692273},{"$f":"IF(K19=\"No\",\"\",IF(O19=\"\",FrCi(AC19,9.806,Z19,P19),FrTr(AC19,9.806,O19,S19,Y19)))","v":0.67236892328029718},1.5306592174352012,null,null,null,null,null,null,null,null,null,null,null,null,null,null,null,0,0,"","","",{"$f":"IF(AD19=\"\",\"\",IF(AE19=1,YcCi(AK19,J19),YcTr(J19,AJ19,AN19)))","v":""},{"$f":"IF(AD19=\"\",\"\",IF(AE19=1,Teta1(AX19,AK19),\"-\"))","v":""},{"$f":"IF(AD19=\"\",\"\",IF(AE19=1,AreaCi(AK19,AX19),AreaTr(AJ19,AN19,AX19)))","v":""},"",{"$f":"IF(AD19=\"\",\"\",IF(AE19=1,Ynci(AK19,J19,AM19,AO19),YnTr(1,AM19,AJ19,AN19,AO19,J19)))","v":""},{"$f":"IF(AD19=\"\",\"\",IF(AE19=1,Teta1(BB19,AK19),\"-\"))","v":""},{"$f":"IF(AD19=\"\",\"\",IF(AE19=1,AreaCi(AK19,BB19),AreaTr(AJ19,AN19,BB19)))","v":""},{"$f":"IF(AD19=\"\",\"\",IF(AE19=1,FrCi(BF19,9.806,BC19,AK19),FrTr(BF19,9.806,AJ19,AN19,BB19)))","v":""},"",{"$f":"IF(AD19=\"\",\"\",IF(AE19=1,LOOKUP(AI19,'Vmáx(material) - Tab.4.3'!$L$2:$L$11,'Vmáx(material) - Tab.4.3'!$M$2:$M$11),LOOKUP(AI19,'Vmáx(material) - Tab.4.3'!$L$15,'Vmáx(material) - Tab.4.3'!$M$15)))","v":""},{"$f":"IF(AD19=\"\",\"\",VLOOKUP($AH19,'Vmáx(material) - Tab.4.3'!$R$35:$X$41,2))","v":""},{"$f":"IF(AD19=\"\",\"\",VLOOKUP($AH19,'Vmáx(material) - Tab.4.3'!$R$35:$X$41,3))","v":""},{"$f":"IF(AD19=\"\",\"\",VLOOKUP($AH19,'Vmáx(material) - Tab.4.3'!$R$35:$X$41,4))","v":""},{"$f":"IF(AD19=\"\",\"\",VLOOKUP($AH19,'Vmáx(material) - Tab.4.3'!$R$35:$X$41,5))","v":""},{"$f":"IF(AD19=\"\",\"\",VLOOKUP($AH19,'Vmáx(material) - Tab.4.3'!$R$35:$X$41,6))","v":""},{"$f":"IF(AD19=\"\",\"\",IF(AD19=\"\",\"\",VLOOKUP($AH19,'Vmáx(material) - Tab.4.3'!$R$35:$X$41,7)))","v":""},{"$f":"IF(AD19=\"\",\"\",IF(AE19=1,FCi(J19,AK19),FTr(J19,AJ19,AK19)))","v":""},"",{"$f":"IF(AD19=\"\",\"\",Hw(BH19,BI19,BJ19,BK19,BL19,BM19,Z,BN19,AO19,AK19))","v":""},"","","","",{"$f":"IF(AD19=\"\",\"\",ho(BT19,AK19,AX19))","v":""},{"$f":"IF(AD19=\"\",\"\",IF(AE19=1,PeriCi(AK19,BB19),PeriTr(AJ19,AN19,BB19)))","v":""},{"$f":"IF(AD19=\"\",\"\",IF(AE19=1,AreaCi(AK19,BB19),AreaTr(AJ19,AN19,BB19)))","v":""},{"$f":"IF(AD19=\"\",\"\",RhCi(BW19,BV19))","v":""},"",{"$f":"IF(AD19=\"\",\"\",hf(AL19,J19,AM19,BW19,BX19))","v":""},{"$f":"IF(AD19=\"\",\"\",LOOKUP(AP19,Tab.4.5!$J$6:$J$27,Tab.4.5!$L$6:$L$27))","v":""},{"$f":"IF(AD19=\"\",\"\",He(CA19,BY19))","v":""},{"$f":"IF(AD19=\"\",\"\",Hs(BY19))","v":""},{"$f":"IF(AD19=\"\",\"\",Hm(BU19,BZ19,CB19,CC19,AL19,AO19))","v":""},"","","","","","",1,1,null,null,3,2,null,1.2192000000000001,{"$f":"0.3048*160","v":48.768000000000001},1.2E-2,0,8.0000000000000002E-3,1,null,null,-0.195072,-0.39014399999999999,0.195072,1.4630400000000001,1.2192000000000001,{"$f":"IF(CK19=\"\",\"\",IF(CL19=1,YcCi(CR19,J19),YcTr(J19,CQ19,CU19)))","v":0.92337848734451533},{"$f":"IF(CK19=\"\",\"\",IF(CL19=1,Teta1(DE19,CR19),\"-\"))","v":4.2229745233720184},0.94864832662866916,2.9831918958391324,{"$f":"IF(CK19=\"\",\"\",IF(CL19=1,Ynci(CR19,J19,CT19,CV19),YnTr(1,CT19,CQ19,CU19,CV19,J19)))","v":0.57509155491227282},{"$f":"IF(CK19=\"\",\"\",IF(CL19=1,Teta1(DI19,CR19),\"-\"))","v":3.0283154156433763},{"$f":"IF(CK19=\"\",\"\",IF(CL19=1,AreaCi(CR19,J19),AreaTr(CQ19,CU19,DI19)))","v":1.1674540318406337},{"$f":"IF(CK19=\"\",\"\",IF(CL19=1,FrCi(DM19,9.806,DJ19,CR19),FrTr(DM19,9.806,CQ19,CU19,DI19)))","v":1.1385685443998614},2.4240783129920414,{"$f":"IF(CK19=\"\",\"\",IF(CL19=1,LOOKUP(CP19,'Vmáx(material) - Tab.4.3'!$L$2:$L$11,'Vmáx(material) - Tab.4.3'!$M$2:$M$11),LOOKUP(CP19,'Vmáx(material) - Tab.4.3'!$L$15,'Vmáx(material) - Tab.4.3'!$M$15)))","v":3.5},{"$f":"IF(CK19=\"\",\"\",VLOOKUP($CO19,'Vmáx(material) - Tab.4.3'!$R$35:$X$41,2))","v":0.10878599999999999},{"$f":"IF(CK19=\"\",\"\",VLOOKUP($CO19,'Vmáx(material) - Tab.4.3'!$R$35:$X$41,3))","v":0.662381},{"$f":"IF(CK19=\"\",\"\",VLOOKUP($CO19,'Vmáx(material) - Tab.4.3'!$R$35:$X$41,4))","v":-0.23380000000000001},{"$f":"IF(CK19=\"\",\"\",VLOOKUP($CO19,'Vmáx(material) - Tab.4.3'!$R$35:$X$41,5))","v":5.7958999999999997E-2},{"$f":"IF(CK19=\"\",\"\",VLOOKUP($CO19,'Vmáx(material) - Tab.4.3'!$R$35:$X$41,6))","v":-5.5799999999999999E-3},{"$f":"IF(CK19=\"\",\"\",IF(CK19=\"\",\"\",VLOOKUP(CO19,'Vmáx(material) - Tab.4.3'!$R$35:$X$41,7)))","v":2.05E-4},{"$f":"IF(CK19=\"\",\"\",IF(CL19=1,FCi(J19,CR19),FTr(J19,CQ19,CR19)))","v":1.7242452987530381},"Supercrítico",{"$f":"IF(CK19=\"\",\"\",Hw(DO19,DP19,DQ19,DR19,DS19,DT19,Z,DU19,CV19,CR19))","v":1.4492013882530763},1.1886494326222738,2.7336903985750189,"Cumple",0.80943603330902403,1.0712892436722576,{"$f":"IF(CK19=\"\",\"\",IF(CL19=1,PeriCi(CR19,DI19),PeriTr(CQ19,CU19,DI19)))","v":0.92303053868810203},{"$f":"IF(CK19=\"\",\"\",IF(CL19=1,AreaCi(CR19,DI19),AreaTr(CQ19,CU19,DI19)))","v":0.5416768008390368},{"$f":"IF(CK19=\"\",\"\",RhCi(DK19,EC19))","v":1.2648054239894699},3.377588427644715,{"$f":"IF(CK19=\"\",\"\",hf(CS19,J19,CT19,DK19,EE19))","v":3.0168874190542681E-2},{"$f":"IF(CK19=\"\",\"\",LOOKUP(CW19,Tab.4.5!$J$6:$J$27,Tab.4.5!$L$6:$L$27))","v":0.2},{"$f":"IF(CK19=\"\",\"\",He(EH19,DM19))","v":5.9924083902899675E-2},{"$f":"IF(CK19=\"\",\"\",Hs(DM19))","v":0.29962041951449836},{"$f":"IF(CK19=\"\",\"\",Hm(EB19,EG19,EI19,EJ19,CS19,CV19))","v":1.070858621280198},0.87832892165370569,2.7336903985750189,"Cumple","Funciona con control a la entrada.","Se presenta resalto hidráulico cerca de la salida.",{"$error":"#REF!"},"K45+-45000 (v) WSDT",{"$f":"IF(B19=\"Existe.\",IF(AE19=1,CONCATENATE(#REF!,AK19,\" m.\"),CONCATENATE(#REF!,AJ19,\" m x \",AK19,\" m.\")),IF(CL19=1,CONCATENATE(#REF!,CR19,\" m.\"),CONCATENATE(#REF!,CQ19,\" m x \",CR19,\" m.\")))","v":{"$error":"#REF!"}},"Concreto, L = 48,768 m, S = 0,8 %.","Cota clave eje= -0,195072 msnm.",null,null,null,"","","","","",{"$f":"IF(EV19=\"\",\"\",VLOOKUP(EY19,'Estructura escalonada'!$D$3:$H$953,2))","v":""},"","","","","",""]
[null,null,null,null,null,null,null,null,null,null,null,0,null,{"$f":"IF(K20=\"No\",\"\",L20+M20)","v":0},null,null,null,null,null,null,{"$f":"IF(K20=\"No\",\"\",IF(O20=\"\",YcCi(P20,N20),YcTr(N20,O20,S20)))","v":{"$error":"#VALUE!"}},{"$f":"IF(K20=\"No\",\"\",IF(O20=\"\",Teta1(U20,P20),\"-\"))","v":{"$error":"#VALUE!"}},{"$f":"IF(K20=\"No\",\"\",IF(O20=\"\",(1/8*(V20-SIN(V20))*P20^2),(O20+S20*U20)*U20))","v":{"$error":"#VALUE!"}},{"$f":"IF(W20=\"\",\"\",N20/W20)","v":{"$error":"#VALUE!"}},{"$f":"IF(K20=\"No\",\"\",IF(O20=\"\",Ynci(P20,N20,R20,T20),YnTr(1,R20,O20,S20,T20,N20)))","v":{"$error":"#VALUE!"}},{"$f":"IF(K20=\"No\",\"\",IF(O20=\"\",Teta1(Y20,P20),\"-\"))","v":{"$error":"#VALUE!"}},{"$f":"IF(K20=\"No\",\"\",IF(O20=\"\",AreaCi(P20,Y20),AreaTr(O20,S20,Y20)))","v":{"$error":"#VALUE!"}},{"$f":"IF(K20=\"No\",\"\",IF(O20=\"\",FrCi(AC20,9.806,Z20,P20),FrTr(AC20,9.806,O20,S20,Y20)))","v":{"$error":"#VALUE!"}},{"$f":"IF(K20=\"No\",\"\",N20/AA20)","v":{"$error":"#VALUE!"}},null,null,null,null,null,null,null,null,null,null,null,null,null,null,null,{"$f":"AQ20-AO20*AL20/2","v":0},{"$f":"AQ20-AO20*AL20","v":0},{"$f":"IF(AD20=\"\",\"\",AR20-AS20)","v":""},{"$f":"IF(AD20=\"\",\"\",1.2*AK20)","v":""},{"$f":"IF(AD20=\"\",\"\",AK20)","v":""},{"$f":"IF(AD20=\"\",\"\",IF(AE20=1,YcCi(AK20,J20),YcTr(J20,AJ20,AN20)))","v":""},{"$f":"IF(AD20=\"\",\"\",IF(AE20=1,Teta1(AX20,AK20),\"-\"))","v":""},{"$f":"IF(AD20=\"\",\"\",IF(AE20=1,AreaCi(AK20,AX20),AreaTr(AJ20,AN20,AX20)))","v":""},{"$f":"IF(AD20=\"\",\"\",J20/AZ20)","v":""},{"$f":"IF(AD20=\"\",\"\",IF(AE20=1,Ynci(AK20,J20,AM20,AO20),YnTr(1,AM20,AJ20,AN20,AO20,J20)))","v":""},{"$f":"IF(AD20=\"\",\"\",IF(AE20=1,Teta1(BB20,AK20),\"-\"))","v":""},{"$f":"IF(AD20=\"\",\"\",IF(AE20=1,AreaCi(AK20,BB20),AreaTr(AJ20,AN20,BB20)))","v":""},{"$f":"IF(AD20=\"\",\"\",IF(AE20=1,FrCi(BF20,9.806,BC20,AK20),FrTr(BF20,9.806,AJ20,AN20,BB20)))","v":""},{"$f":"IF(AD20=\"\",\"\",J20/BD20)","v":""},{"$f":"IF(AD20=\"\",\"\",IF(AE20=1,LOOKUP(AI20,'Vmáx(material) - Tab.4.3'!$L$2:$L$11,'Vmáx(material) - Tab.4.3'!$M$2:$M$11),LOOKUP(AI20,'Vmáx(material) - Tab.4.3'!$L$15,'Vmáx(material) - Tab.4.3'!$M$15)))","v":""},{"$f":"IF(AD20=\"\",\"\",VLOOKUP($AH20,'Vmáx(material) - Tab.4.3'!$R$35:$X$41,2))","v":""},{"$f":"IF(AD20=\"\",\"\",VLOOKUP($AH20,'Vmáx(material) - Tab.4.3'!$R$35:$X$41,3))","v":""},{"$f":"IF(AD20=\"\",\"\",VLOOKUP($AH20,'Vmáx(material) - Tab.4.3'!$R$35:$X$41,4))","v":""},{"$f":"IF(AD20=\"\",\"\",VLOOKUP($AH20,'Vmáx(material) - Tab.4.3'!$R$35:$X$41,5))","v":""},{"$f":"IF(AD20=\"\",\"\",VLOOKUP($AH20,'Vmáx(material) - Tab.4.3'!$R$35:$X$41,6))","v":""},{"$f":"IF(AD20=\"\",\"\",IF(AD20=\"\",\"\",VLOOKUP($AH20,'Vmáx(material) - Tab.4.3'!$R$35:$X$41,7)))","v":""},{"$f":"IF(AD20=\"\",\"\",IF(AE20=1,FCi(J20,AK20),FTr(J20,AJ20,AK20)))","v":""},{"$f":"IF(AD20=\"\",\"\",IF(BB20=\"Q > Qmax\",\"Insuficiencia hidráulica.\", IF(ABS(AX20-BB20)<=0.0001,\"Crítico\",IF(AX20>BB20,\"Supercrítico\",\"Subcrítico\"))))","v":""},{"$f":"IF(AD20=\"\",\"\",Hw(BH20,BI20,BJ20,BK20,BL20,BM20,Z,BN20,AO20,AK20))","v":""},{"$f":"IF(AD20=\"\",\"\",BP20/AK20)","v":""},{"$f":"IF(AD20=\"\",\"\",IF(AE20=1,0.438*AK20*SQRT(9.806)*AV20^1.5/AK20^0.4,2/3*0.9*AJ20*AV20*SQRT(2/3*9.806*AV20))*AD20)","v":""},{"$f":"IF(AD20=\"\",\"\",IF(BQ20<1.2,\"Cumple\",\"No Cumple\"))","v":""},{"$f":"IF(AD20=\"\",\"\",IF(K20=\"No\",0,Y20))","v":""},{"$f":"IF(AD20=\"\",\"\",ho(BT20,AK20,AX20))","v":""},{"$f":"IF(AD20=\"\",\"\",IF(AE20=1,PeriCi(AK20,BB20),PeriTr(AJ20,AN20,BB20)))","v":""},{"$f":"IF(AD20=\"\",\"\",IF(AE20=1,AreaCi(AK20,BB20),AreaTr(AJ20,AN20,BB20)))","v":""},{"$f":"IF(AD20=\"\",\"\",RhCi(BW20,BV20))","v":""},{"$f":"IF(AD20=\"\",\"\",J20/BW20)","v":""},{"$f":"IF(AD20=\"\",\"\",hf(AL20,J20,AM20,BW20,BX20))","v":""},{"$f":"IF(AD20=\"\",\"\",LOOKUP(AP20,Tab.4.5!$J$6:$J$27,Tab.4.5!$L$6:$L$27))","v":""},{"$f":"IF(AD20=\"\",\"\",He(CA20,BY20))","v":""},{"$f":"IF(AD20=\"\",\"\",Hs(BY20))","v":""},{"$f":"IF(AD20=\"\",\"\",Hm(BU20,BZ20,CB20,CC20,AL20,AO20))","v":""},{"$f":"IF(AD20=\"\",\"\",CD20/AK20)","v":""},{"$f":"IF(AD20=\"\",\"\",IF(AE20=1,0.438*AK20*SQRT(9.806)*AV20^1.5/AK20^0.4,2/3*0.9*AJ20*AV20*SQRT(2/3*9.806*AV20))*AD20)","v":""},{"$f":"IF(AD20=\"\",\"\",IF(CE20<1.2,\"Cumple\",\"No Cumple\"))","v":""},{"$f":"IF(AD20=\"\",\"\",IF(BT20=\"\",\"\",IF(BO20=\"Supercrítico\",\"Funciona con control a la entrada.\",\"Funciona con control a la salida\")))","v":""},{"$f":"IF(AD20=\"\",\"\",IF(BT20=\"\",\"\",IF(BO20=\"Supercrítico\",IF(BT20>BB20,\"Se presenta resalto hidráulico cerca de la salida.\",\"\"),\"\")))","v":""},{"$f":"IF(AD20=\"\",\"\",IF(BS20=\"No Cumple\",\"Reemplazar.\",IF(B20=\"Nueva\",\"Se requiere obra nueva.\",\"Conservar y realizar labores de limpieza y mantenimiento.\")))","v":""},null,null,null,null,null,null,null,null,null,null,null,null,null,null,null,{"$f":"CX20-CV20*CS20/2","v":0},{"$f":"CX20-CV20*CS20","v":0},{"$f":"CY20-CZ20","v":0},{"$f":"1.2*CR20","v":0},{"$f":"CR20","v":0},{"$f":"IF(CK20=\"\",\"\",IF(CL20=1,YcCi(CR20,J20),YcTr(J20,CQ20,CU20)))","v":""},{"$f":"IF(CK20=\"\",\"\",IF(CL20=1,Teta1(DE20,CR20),\"-\"))","v":""},{"$f":"IF(CK20=\"\",\"\",IF(CL20=1,1/8*(DF20-SIN(DF20))*CR20^2,(CQ20+CU20*DE20)*DE20))","v":""},{"$f":"IF(CK20=\"\",\"\",J20/DG20)","v":""},{"$f":"IF(CK20=\"\",\"\",IF(CL20=1,Ynci(CR20,J20,CT20,CV20),YnTr(1,CT20,CQ20,CU20,CV20,J20)))","v":""},{"$f":"IF(CK20=\"\",\"\",IF(CL20=1,Teta1(DI20,CR20),\"-\"))","v":""},{"$f":"IF(CK20=\"\",\"\",IF(CL20=1,AreaCi(CR20,J20),AreaTr(CQ20,CU20,DI20)))","v":""},{"$f":"IF(CK20=\"\",\"\",IF(CL20=1,FrCi(DM20,9.806,DJ20,CR20),FrTr(DM20,9.806,CQ20,CU20,DI20)))","v":""},{"$f":"IF(CK20=\"\",\"\",J20/DK20)","v":""},{"$f":"IF(CK20=\"\",\"\",IF(CL20=1,LOOKUP(CP20,'Vmáx(material) - Tab.4.3'!$L$2:$L$11,'Vmáx(material) - Tab.4.3'!$M$2:$M$11),LOOKUP(CP20,'Vmáx(material) - Tab.4.3'!$L$15,'Vmáx(material) - Tab.4.3'!$M$15)))","v":""},{"$f":"IF(CK20=\"\",\"\",VLOOKUP($CO20,'Vmáx(material) - Tab.4.3'!$R$35:$X$41,2))","v":""},{"$f":"IF(CK20=\"\",\"\",VLOOKUP($CO20,'Vmáx(material) - Tab.4.3'!$R$35:$X$41,3))","v":""},{"$f":"IF(CK20=\"\",\"\",VLOOKUP($CO20,'Vmáx(material) - Tab.4.3'!$R$35:$X$41,4))","v":""},{"$f":"IF(CK20=\"\",\"\",VLOOKUP($CO20,'Vmáx(material) - Tab.4.3'!$R$35:$X$41,5))","v":""},{"$f":"IF(CK20=\"\",\"\",VLOOKUP($CO20,'Vmáx(material) - Tab.4.3'!$R$35:$X$41,6))","v":""},{"$f":"IF(CK20=\"\",\"\",IF(CK20=\"\",\"\",VLOOKUP(CO20,'Vmáx(material) - Tab.4.3'!$R$35:$X$41,7)))","v":""},{"$f":"IF(CK20=\"\",\"\",IF(CL20=1,FCi(J20,CR20),FTr(J20,CQ20,CR20)))","v":""},{"$f":"IF(CK20=\"\",\"\",IF(DI20=\"Q > Qmax\",\"Insuficiencia hidráulica.\",IF(ABS(DE20-DI20)<=0.0001,\"Crítico\",IF(DE20>DI20,\"Supercrítico\",\"Subcrítico\"))))","v":""},{"$f":"IF(CK20=\"\",\"\",Hw(DO20,DP20,DQ20,DR20,DS20,DT20,Z,DU20,CV20,CR20))","v":""},{"$f":"IF(CK20=\"\",\"\",DW20/CR20)","v":""},{"$f":"IF(CK20=\"\",\"\",IF(CL20=1,0.438*CR20*SQRT(9.806)*DC20^1.5/CR20^0.4,2/3*0.9*CQ20*DC20*SQRT(2/3*9.806*DC20))*CK20)","v":""},{"$f":"IF(CK20=\"\",\"\",IF(DX20<1.2,\"Cumple\",\"No Cumple\"))","v":""},{"$f":"IF(CK20=\"\",\"\",IF(K20=\"No\",0,Y20))","v":""},{"$f":"IF(CK20=\"\",\"\",MAX(EA20,(CR20+DE20)/2))","v":""},{"$f":"IF(CK20=\"\",\"\",IF(CL20=1,PeriCi(CR20,DI20),PeriTr(CQ20,CU20,DI20)))","v":""},{"$f":"IF(CK20=\"\",\"\",IF(CL20=1,AreaCi(CR20,DI20),AreaTr(CQ20,CU20,DI20)))","v":""},{"$f":"IF(CK20=\"\",\"\",RhCi(DK20,EC20))","v":""},{"$f":"IF(CK20=\"\",\"\",AVERAGE(AC20,J20/ED20))","v":""},{"$f":"IF(CK20=\"\",\"\",hf(CS20,J20,CT20,DK20,EE20))","v":""},{"$f":"IF(CK20=\"\",\"\",LOOKUP(CW20,Tab.4.5!$J$6:$J$27,Tab.4.5!$L$6:$L$27))","v":""},{"$f":"IF(CK20=\"\",\"\",He(EH20,DM20))","v":""},{"$f":"IF(CK20=\"\",\"\",Hs(DM20))","v":""},{"$f":"IF(CK20=\"\",\"\",Hm(EB20,EG20,EI20,EJ20,CS20,CV20))","v":""},{"$f":"IF(CK20=\"\",\"\",EK20/CR20)","v":""},{"$f":"IF(CK20=\"\",\"\",IF(CL20=1,0.438*CR20*SQRT(9.806)*DC20^1.5/CR20^0.4,2/3*0.9*CQ20*DC20*SQRT(2/3*9.806*DC20))*CK20)","v":""},{"$f":"IF(EL20=\"\",\"\",IF(EL20<1.2,\"Cumple\",\"No Cumple\"))","v":""},{"$f":"IF(CK20=\"\",\"\",IF(EA20=\"\",\"\",IF(DV20=\"Supercrítico\",\"Funciona con control a la entrada.\",\"Funciona con control a la salida\")))","v":""},{"$f":"IF(CK20=\"\",\"\",IF(EA20=\"\",\"\",IF(DV20=\"Supercrítico\",IF(EA20>DI20,\"Se presenta resalto hidráulico cerca de la salida.\",\"\"),\"\")))","v":""},{"$f":"IF(CK20=\"\",\"\",ES20)","v":""},{"$f":" CONCATENATE(\"K45+\",D20-45000, \" (\",A20,\")\",\" \",B20)","v":"K45+-45000 () "},{"$f":"IF(B20=\"Existe.\",IF(AE20=1,CONCATENATE(#REF!,AK20,\" m.\"),CONCATENATE(#REF!,AJ20,\" m x \",AK20,\" m.\")),IF(CL20=1,CONCATENATE(#REF!,CR20,\" m.\"),CONCATENATE(#REF!,CQ20,\" m x \",CR20,\" m.\")))","v":{"$error":"#REF!"}},{"$f":"IF(AI20=2,CONCATENATE(\"Concreto, L = \",AL20,\" m, S = \",AO20*100,\" %.\"),CONCATENATE(\"Concreto, L = \",CS20,\" m, S = \",CV20*100,\" %.\"))","v":"Concreto, L =  m, S = 0 %."},{"$f":"IF(B20=\"Existe.\",\"\",CONCATENATE(\"Cota clave eje= \",CZ20,\" msnm.\"))","v":"Cota clave eje= 0 msnm."},null,null,null,{"$f":"IF(EV20=\"\",\"\",N20)","v":""},{"$f":"IF(EV20=\"\",\"\",EW20/EX20)","v":""},{"$f":"IF(EV20=\"\",\"\",ATAN(EZ20)*(180/PI()))","v":""},{"$f":"IF(EV20=\"\",\"\",EX20*(SIN(FA20*PI()/180)))","v":""},{"$f":"IF(EV20=\"\",\"\",(EW20^2+EX20^2)^0.5)","v":""},{"$f":"IF(EV20=\"\",\"\",VLOOKUP(EY20,'Estructura escalonada'!$D$3:$H$953,2))","v":""},{"$f":"IF(EV20=\"\",\"\",EV20*FD20)","v":""},{"$f":"IF(EV20=\"\",\"\",(2*FD20+EV20))","v":""},{"$f":"IF(EV20=\"\",\"\",FE20/FF20)","v":""},{"$f":"IF(EV20=\"\",\"\",18*LOG10(6*FG20/(FB20/2)))","v":""},{"$f":"IF(EV20=\"\",\"\",FH20*(FG20*EZ20)^0.5)","v":""},{"$f":"IF(EV20=\"\",\"\",IF(FD20+0.15<0.5,0.5,IF(FD20+0.15<1,1,\"Amplíe el ancho B\")))","v":""}]
[null,null,null,null,null,null,null,null,null,null,null,0,null,0,null,null,null,null,null,null,{"$f":"IF(K21=\"No\",\"\",IF(O21=\"\",YcCi(P21,N21),YcTr(N21,O21,S21)))","v":{"$error":"#VALUE!"}},{"$f":"IF(K21=\"No\",\"\",IF(O21=\"\",Teta1(U21,P21),\"-\"))","v":{"$error":"#VALUE!"}},{"$error":"#VALUE!"},{"$error":"#VALUE!"},{"$f":"IF(K21=\"No\",\"\",IF(O21=\"\",Ynci(P21,N21,R21,T21),YnTr(1,R21,O21,S21,T21,N21)))","v":{"$error":"#VALUE!"}},{"$f":"IF(K21=\"No\",\"\",IF(O21=\"\",Teta1(Y21,P21),\"-\"))","v":{"$error":"#VALUE!"}},{"$f":"IF(K21=\"No\",\"\",IF(O21=\"\",AreaCi(P21,Y21),AreaTr(O21,S21,Y21)))","v":{"$error":"#VALUE!"}},{"$f":"IF(K21=\"No\",\"\",IF(O21=\"\",FrCi(AC21,9.806,Z21,P21),FrTr(AC21,9.806,O21,S21,Y21)))","v":{"$error":"#VALUE!"}},{"$error":"#VALUE!"},null,null,null,null,null,null,null,null,null,null,null,null,null,null,null,0,0,"","","",{"$f":"IF(AD21=\"\",\"\",IF(AE21=1,YcCi(AK21,J21),YcTr(J21,AJ21,AN21)))","v":""},{"$f":"IF(AD21=\"\",\"\",IF(AE21=1,Teta1(AX21,AK21),\"-\"))","v":""},{"$f":"IF(AD21=\"\",\"\",IF(AE21=1,AreaCi(AK21,AX21),AreaTr(AJ21,AN21,AX21)))","v":""},"",{"$f":"IF(AD21=\"\",\"\",IF(AE21=1,Ynci(AK21,J21,AM21,AO21),YnTr(1,AM21,AJ21,AN21,AO21,J21)))","v":""},{"$f":"IF(AD21=\"\",\"\",IF(AE21=1,Teta1(BB21,AK21),\"-\"))","v":""},{"$f":"IF(AD21=\"\",\"\",IF(AE21=1,AreaCi(AK21,BB21),AreaTr(AJ21,AN21,BB21)))","v":""},{"$f":"IF(AD21=\"\",\"\",IF(AE21=1,FrCi(BF21,9.806,BC21,AK21),FrTr(BF21,9.806,AJ21,AN21,BB21)))","v":""},"",{"$f":"IF(AD21=\"\",\"\",IF(AE21=1,LOOKUP(AI21,'Vmáx(material) - Tab.4.3'!$L$2:$L$11,'Vmáx(material) - Tab.4.3'!$M$2:$M$11),LOOKUP(AI21,'Vmáx(material) - Tab.4.3'!$L$15,'Vmáx(material) - Tab.4.3'!$M$15)))","v":""},{"$f":"IF(AD21=\"\",\"\",VLOOKUP($AH21,'Vmáx(material) - Tab.4.3'!$R$35:$X$41,2))","v":""},{"$f":"IF(AD21=\"\",\"\",VLOOKUP($AH21,'Vmáx(material) - Tab.4.3'!$R$35:$X$41,3))","v":""},{"$f":"IF(AD21=\"\",\"\",VLOOKUP($AH21,'Vmáx(material) - Tab.4.3'!$R$35:$X$41,4))","v":""},{"$f":"IF(AD21=\"\",\"\",VLOOKUP($AH21,'Vmáx(material) - Tab.4.3'!$R$35:$X$41,5))","v":""},{"$f":"IF(AD21=\"\",\"\",VLOOKUP($AH21,'Vmáx(material) - Tab.4.3'!$R$35:$X$41,6))","v":""},{"$f":"IF(AD21=\"\",\"\",IF(AD21=\"\",\"\",VLOOKUP($AH21,'Vmáx(material) - Tab.4.3'!$R$35:$X$41,7)))","v":""},{"$f":"IF(AD21=\"\",\"\",IF(AE21=1,FCi(J21,AK21),FTr(J21,AJ21,AK21)))","v":""},"",{"$f":"IF(AD21=\"\",\"\",Hw(BH21,BI21,BJ21,BK21,BL21,BM21,Z,BN21,AO21,AK21))","v":""},"","","","",{"$f":"IF(AD21=\"\",\"\",ho(BT21,AK21,AX21))","v":""},{"$f":"IF(AD21=\"\",\"\",IF(AE21=1,PeriCi(AK21,BB21),PeriTr(AJ21,AN21,BB21)))","v":""},{"$f":"IF(AD21=\"\",\"\",IF(AE21=1,AreaCi(AK21,BB21),AreaTr(AJ21,AN21,BB21)))","v":""},{"$f":"IF(AD21=\"\",\"\",RhCi(BW21,BV21))","v":""},"",{"$f":"IF(AD21=\"\",\"\",hf(AL21,J21,AM21,BW21,BX21))","v":""},{"$f":"IF(AD21=\"\",\"\",LOOKUP(AP21,Tab.4.5!$J$6:$J$27,Tab.4.5!$L$6:$L$27))","v":""},{"$f":"IF(AD21=\"\",\"\",He(CA21,BY21))","v":""},{"$f":"IF(AD21=\"\",\"\",Hs(BY21))","v":""},{"$f":"IF(AD21=\"\",\"\",Hm(BU21,BZ21,CB21,CC21,AL21,AO21))","v":""},"","","","","","",null,null,null,null,null,null,null,null,null,null,null,null,null,null,null,0,0,0,0,0,{"$f":"IF(CK21=\"\",\"\",IF(CL21=1,YcCi(CR21,J21),YcTr(J21,CQ21,CU21)))","v":""},{"$f":"IF(CK21=\"\",\"\",IF(CL21=1,Teta1(DE21,CR21),\"-\"))","v":""},"","",{"$f":"IF(CK21=\"\",\"\",IF(CL21=1,Ynci(CR21,J21,CT21,CV21),YnTr(1,CT21,CQ21,CU21,CV21,J21)))","v":""},{"$f":"IF(CK21=\"\",\"\",IF(CL21=1,Teta1(DI21,CR21),\"-\"))","v":""},{"$f":"IF(CK21=\"\",\"\",IF(CL21=1,AreaCi(CR21,J21),AreaTr(CQ21,CU21,DI21)))","v":""},{"$f":"IF(CK21=\"\",\"\",IF(CL21=1,FrCi(DM21,9.806,DJ21,CR21),FrTr(DM21,9.806,CQ21,CU21,DI21)))","v":""},"",{"$f":"IF(CK21=\"\",\"\",IF(CL21=1,LOOKUP(CP21,'Vmáx(material) - Tab.4.3'!$L$2:$L$11,'Vmáx(material) - Tab.4.3'!$M$2:$M$11),LOOKUP(CP21,'Vmáx(material) - Tab.4.3'!$L$15,'Vmáx(material) - Tab.4.3'!$M$15)))","v":""},{"$f":"IF(CK21=\"\",\"\",VLOOKUP($CO21,'Vmáx(material) - Tab.4.3'!$R$35:$X$41,2))","v":""},{"$f":"IF(CK21=\"\",\"\",VLOOKUP($CO21,'Vmáx(material) - Tab.4.3'!$R$35:$X$41,3))","v":""},{"$f":"IF(CK21=\"\",\"\",VLOOKUP($CO21,'Vmáx(material) - Tab.4.3'!$R$35:$X$41,4))","v":""},{"$f":"IF(CK21=\"\",\"\",VLOOKUP($CO21,'Vmáx(material) - Tab.4.3'!$R$35:$X$41,5))","v":""},{"$f":"IF(CK21=\"\",\"\",VLOOKUP($CO21,'Vmáx(material) - Tab.4.3'!$R$35:$X$41,6))","v":""},{"$f":"IF(CK21=\"\",\"\",IF(CK21=\"\",\"\",VLOOKUP(CO21,'Vmáx(material) - Tab.4.3'!$R$35:$X$41,7)))","v":""},{"$f":"IF(CK21=\"\",\"\",IF(CL21=1,FCi(J21,CR21),FTr(J21,CQ21,CR21)))","v":""},"",{"$f":"IF(CK21=\"\",\"\",Hw(DO21,DP21,DQ21,DR21,DS21,DT21,Z,DU21,CV21,CR21))","v":""},"","","","","",{"$f":"IF(CK21=\"\",\"\",IF(CL21=1,PeriCi(CR21,DI21),PeriTr(CQ21,CU21,DI21)))","v":""},{"$f":"IF(CK21=\"\",\"\",IF(CL21=1,AreaCi(CR21,DI21),AreaTr(CQ21,CU21,DI21)))","v":""},{"$f":"IF(CK21=\"\",\"\",RhCi(DK21,EC21))","v":""},"",{"$f":"IF(CK21=\"\",\"\",hf(CS21,J21,CT21,DK21,EE21))","v":""},{"$f":"IF(CK21=\"\",\"\",LOOKUP(CW21,Tab.4.5!$J$6:$J$27,Tab.4.5!$L$6:$L$27))","v":""},{"$f":"IF(CK21=\"\",\"\",He(EH21,DM21))","v":""},{"$f":"IF(CK21=\"\",\"\",Hs(DM21))","v":""},{"$f":"IF(CK21=\"\",\"\",Hm(EB21,EG21,EI21,EJ21,CS21,CV21))","v":""},"","","","","","","K45+-45000 () ",{"$f":"IF(B21=\"Existe.\",IF(AE21=1,CONCATENATE(#REF!,AK21,\" m.\"),CONCATENATE(#REF!,AJ21,\" m x \",AK21,\" m.\")),IF(CL21=1,CONCATENATE(#REF!,CR21,\" m.\"),CONCATENATE(#REF!,CQ21,\" m x \",CR21,\" m.\")))","v":{"$error":"#REF!"}},"Concreto, L =  m, S = 0 %.","Cota clave eje= 0 msnm.",null,null,null,"","","","","",{"$f":"IF(EV21=\"\",\"\",VLOOKUP(EY21,'Estructura escalonada'!$D$3:$H$953,2))","v":""},"","","","","",""]
[null,null,null,null,null,null,null,null,null,null,null,{"$f":"IF(K22=\"No\",\"\",J22)","v":0},null,{"$f":"IF(K22=\"No\",\"\",L22+M22)","v":0},null,null,null,null,null,null,{"$f":"IF(K22=\"No\",\"\",IF(O22=\"\",YcCi(P22,N22),YcTr(N22,O22,S22)))","v":{"$error":"#VALUE!"}},{"$f":"IF(K22=\"No\",\"\",IF(O22=\"\",Teta1(U22,P22),\"-\"))","v":{"$error":"#VALUE!"}},{"$f":"IF(K22=\"No\",\"\",IF(O22=\"\",(1/8*(V22-SIN(V22))*P22^2),(O22+S22*U22)*U22))","v":{"$error":"#VALUE!"}},{"$f":"IF(W22=\"\",\"\",N22/W22)","v":{"$error":"#VALUE!"}},{"$f":"IF(K22=\"No\",\"\",IF(O22=\"\",Ynci(P22,N22,R22,T22),YnTr(1,R22,O22,S22,T22,N22)))","v":{"$error":"#VALUE!"}},{"$f":"IF(K22=\"No\",\"\",IF(O22=\"\",Teta1(Y22,P22),\"-\"))","v":{"$error":"#VALUE!"}},{"$f":"IF(K22=\"No\",\"\",IF(O22=\"\",AreaCi(P22,Y22),AreaTr(O22,S22,Y22)))","v":{"$error":"#VALUE!"}},{"$f":"IF(K22=\"No\",\"\",IF(O22=\"\",FrCi(AC22,9.806,Z22,P22),FrTr(AC22,9.806,O22,S22,Y22)))","v":{"$error":"#VALUE!"}},{"$f":"IF(K22=\"No\",\"\",N22/AA22)","v":{"$error":"#VALUE!"}},null,null,null,null,null,null,null,null,null,null,null,null,null,null,null,{"$f":"AQ22-AO22*AL22/2","v":0},{"$f":"AQ22-AO22*AL22","v":0},{"$f":"IF(AD22=\"\",\"\",AR22-AS22)","v":""},{"$f":"IF(AD22=\"\",\"\",1.2*AK22)","v":""},{"$f":"IF(AD22=\"\",\"\",AK22)","v":""},{"$f":"IF(AD22=\"\",\"\",IF(AE22=1,YcCi(AK22,J22),YcTr(J22,AJ22,AN22)))","v":""},{"$f":"IF(AD22=\"\",\"\",IF(AE22=1,Teta1(AX22,AK22),\"-\"))","v":""},{"$f":"IF(AD22=\"\",\"\",IF(AE22=1,AreaCi(AK22,AX22),AreaTr(AJ22,AN22,AX22)))","v":""},{"$f":"IF(AD22=\"\",\"\",J22/AZ22)","v":""},{"$f":"IF(AD22=\"\",\"\",IF(AE22=1,Ynci(AK22,J22,AM22,AO22),YnTr(1,AM22,AJ22,AN22,AO22,J22)))","v":""},{"$f":"IF(AD22=\"\",\"\",IF(AE22=1,Teta1(BB22,AK22),\"-\"))","v":""},{"$f":"IF(AD22=\"\",\"\",IF(AE22=1,AreaCi(AK22,BB22),AreaTr(AJ22,AN22,BB22)))","v":""},{"$f":"IF(AD22=\"\",\"\",IF(AE22=1,FrCi(BF22,9.806,BC22,AK22),FrTr(BF22,9.806,AJ22,AN22,BB22)))","v":""},{"$f":"IF(AD22=\"\",\"\",J22/BD22)","v":""},{"$f":"IF(AD22=\"\",\"\",IF(AE22=1,LOOKUP(AI22,'Vmáx(material) - Tab.4.3'!$L$2:$L$11,'Vmáx(material) - Tab.4.3'!$M$2:$M$11),LOOKUP(AI22,'Vmáx(material) - Tab.4.3'!$L$15,'Vmáx(material) - Tab.4.3'!$M$15)))","v":""},{"$f":"IF(AD22=\"\",\"\",VLOOKUP($AH22,'Vmáx(material) - Tab.4.3'!$R$35:$X$41,2))","v":""},{"$f":"IF(AD22=\"\",\"\",VLOOKUP($AH22,'Vmáx(material) - Tab.4.3'!$R$35:$X$41,3))","v":""},{"$f":"IF(AD22=\"\",\"\",VLOOKUP($AH22,'Vmáx(material) - Tab.4.3'!$R$35:$X$41,4))","v":""},{"$f":"IF(AD22=\"\",\"\",VLOOKUP($AH22,'Vmáx(material) - Tab.4.3'!$R$35:$X$41,5))","v":""},{"$f":"IF(AD22=\"\",\"\",VLOOKUP($AH22,'Vmáx(material) - Tab.4.3'!$R$35:$X$41,6))","v":""},{"$f":"IF(AD22=\"\",\"\",IF(AD22=\"\",\"\",VLOOKUP($AH22,'Vmáx(material) - Tab.4.3'!$R$35:$X$41,7)))","v":""},{"$f":"IF(AD22=\"\",\"\",IF(AE22=1,FCi(J22,AK22),FTr(J22,AJ22,AK22)))","v":""},{"$f":"IF(AD22=\"\",\"\",IF(BB22=\"Q > Qmax\",\"Insuficiencia hidráulica.\", IF(ABS(AX22-BB22)<=0.0001,\"Crítico\",IF(AX22>BB22,\"Supercrítico\",\"Subcrítico\"))))","v":""},{"$f":"IF(AD22=\"\",\"\",Hw(BH22,BI22,BJ22,BK22,BL22,BM22,Z,BN22,AO22,AK22))","v":""},{"$f":"IF(AD22=\"\",\"\",BP22/AK22)","v":""},{"$f":"IF(AD22=\"\",\"\",IF(AE22=1,0.438*AK22*SQRT(9.806)*AV22^1.5/AK22^0.4,2/3*0.9*AJ22*AV22*SQRT(2/3*9.806*AV22))*AD22)","v":""},{"$f":"IF(AD22=\"\",\"\",IF(BQ22<1.2,\"Cumple\",\"No Cumple\"))","v":""},{"$f":"IF(AD22=\"\",\"\",IF(K22=\"No\",0,Y22))","v":""},{"$f":"IF(AD22=\"\",\"\",ho(BT22,AK22,AX22))","v":""},{"$f":"IF(AD22=\"\",\"\",IF(AE22=1,PeriCi(AK22,BB22),PeriTr(AJ22,AN22,BB22)))","v":""},{"$f":"IF(AD22=\"\",\"\",IF(AE22=1,AreaCi(AK22,BB22),AreaTr(AJ22,AN22,BB22)))","v":""},{"$f":"IF(AD22=\"\",\"\",RhCi(BW22,BV22))","v":""},{"$f":"IF(AD22=\"\",\"\",J22/BW22)","v":""},{"$f":"IF(AD22=\"\",\"\",hf(AL22,J22,AM22,BW22,BX22))","v":""},{"$f":"IF(AD22=\"\",\"\",LOOKUP(AP22,Tab.4.5!$J$6:$J$27,Tab.4.5!$L$6:$L$27))","v":""},{"$f":"IF(AD22=\"\",\"\",He(CA22,BY22))","v":""},{"$f":"IF(AD22=\"\",\"\",Hs(BY22))","v":""},{"$f":"IF(AD22=\"\",\"\",Hm(BU22,BZ22,CB22,CC22,AL22,AO22))","v":""},{"$f":"IF(AD22=\"\",\"\",CD22/AK22)","v":""},{"$f":"IF(AD22=\"\",\"\",IF(AE22=1,0.438*AK22*SQRT(9.806)*AV22^1.5/AK22^0.4,2/3*0.9*AJ22*AV22*SQRT(2/3*9.806*AV22))*AD22)","v":""},{"$f":"IF(AD22=\"\",\"\",IF(CE22<1.2,\"Cumple\",\"No Cumple\"))","v":""},{"$f":"IF(AD22=\"\",\"\",IF(BT22=\"\",\"\",IF(BO22=\"Supercrítico\",\"Funciona con control a la entrada.\",\"Funciona con control a la salida\")))","v":""},{"$f":"IF(AD22=\"\",\"\",IF(BT22=\"\",\"\",IF(BO22=\"Supercrítico\",IF(BT22>BB22,\"Se presenta resalto hidráulico cerca de la salida.\",\"\"),\"\")))","v":""},{"$f":"IF(AD22=\"\",\"\",IF(BS22=\"No Cumple\",\"Reemplazar.\",IF(B22=\"Nueva\",\"Se requiere obra nueva.\",\"Conservar y realizar labores de limpieza y mantenimiento.\")))","v":""},null,null,null,null,null,null,null,null,null,null,null,null,null,null,null,{"$f":"CX22-CV22*CS22/2","v":0},{"$f":"CX22-CV22*CS22","v":0},{"$f":"CY22-CZ22","v":0},{"$f":"1.2*CR22","v":0},{"$f":"CR22","v":0},{"$f":"IF(CK22=\"\",\"\",IF(CL22=1,YcCi(CR22,J22),YcTr(J22,CQ22,CU22)))","v":""},{"$f":"IF(CK22=\"\",\"\",IF(CL22=1,Teta1(DE22,CR22),\"-\"))","v":""},{"$f":"IF(CK22=\"\",\"\",IF(CL22=1,1/8*(DF22-SIN(DF22))*CR22^2,(CQ22+CU22*DE22)*DE22))","v":""},{"$f":"IF(CK22=\"\",\"\",J22/DG22)","v":""},{"$f":"IF(CK22=\"\",\"\",IF(CL22=1,Ynci(CR22,J22,CT22,CV22),YnTr(1,CT22,CQ22,CU22,CV22,J22)))","v":""},{"$f":"IF(CK22=\"\",\"\",IF(CL22=1,Teta1(DI22,CR22),\"-\"))","v":""},{"$f":"IF(CK22=\"\",\"\",IF(CL22=1,AreaCi(CR22,J22),AreaTr(CQ22,CU22,DI22)))","v":""},{"$f":"IF(CK22=\"\",\"\",IF(CL22=1,FrCi(DM22,9.806,DJ22,CR22),FrTr(DM22,9.806,CQ22,CU22,DI22)))","v":""},{"$f":"IF(CK22=\"\",\"\",J22/DK22)","v":""},{"$f":"IF(CK22=\"\",\"\",IF(CL22=1,LOOKUP(CP22,'Vmáx(material) - Tab.4.3'!$L$2:$L$11,'Vmáx(material) - Tab.4.3'!$M$2:$M$11),LOOKUP(CP22,'Vmáx(material) - Tab.4.3'!$L$15,'Vmáx(material) - Tab.4.3'!$M$15)))","v":""},{"$f":"IF(CK22=\"\",\"\",VLOOKUP($CO22,'Vmáx(material) - Tab.4.3'!$R$35:$X$41,2))","v":""},{"$f":"IF(CK22=\"\",\"\",VLOOKUP($CO22,'Vmáx(material) - Tab.4.3'!$R$35:$X$41,3))","v":""},{"$f":"IF(CK22=\"\",\"\",VLOOKUP($CO22,'Vmáx(material) - Tab.4.3'!$R$35:$X$41,4))","v":""},{"$f":"IF(CK22=\"\",\"\",VLOOKUP($CO22,'Vmáx(material) - Tab.4.3'!$R$35:$X$41,5))","v":""},{"$f":"IF(CK22=\"\",\"\",VLOOKUP($CO22,'Vmáx(material) - Tab.4.3'!$R$35:$X$41,6))","v":""},{"$f":"IF(CK22=\"\",\"\",IF(CK22=\"\",\"\",VLOOKUP(CO22,'Vmáx(material) - Tab.4.3'!$R$35:$X$41,7)))","v":""},{"$f":"IF(CK22=\"\",\"\",IF(CL22=1,FCi(J22,CR22),FTr(J22,CQ22,CR22)))","v":""},{"$f":"IF(CK22=\"\",\"\",IF(DI22=\"Q > Qmax\",\"Insuficiencia hidráulica.\",IF(ABS(DE22-DI22)<=0.0001,\"Crítico\",IF(DE22>DI22,\"Supercrítico\",\"Subcrítico\"))))","v":""},{"$f":"IF(CK22=\"\",\"\",Hw(DO22,DP22,DQ22,DR22,DS22,DT22,Z,DU22,CV22,CR22))","v":""},{"$f":"IF(CK22=\"\",\"\",DW22/CR22)","v":""},{"$f":"IF(CK22=\"\",\"\",IF(CL22=1,0.438*CR22*SQRT(9.806)*DC22^1.5/CR22^0.4,2/3*0.9*CQ22*DC22*SQRT(2/3*9.806*DC22))*CK22)","v":""},{"$f":"IF(CK22=\"\",\"\",IF(DX22<1.2,\"Cumple\",\"No Cumple\"))","v":""},{"$f":"IF(CK22=\"\",\"\",IF(K22=\"No\",0,Y22))","v":""},{"$f":"IF(CK22=\"\",\"\",MAX(EA22,(CR22+DE22)/2))","v":""},{"$f":"IF(CK22=\"\",\"\",IF(CL22=1,PeriCi(CR22,DI22),PeriTr(CQ22,CU22,DI22)))","v":""},{"$f":"IF(CK22=\"\",\"\",IF(CL22=1,AreaCi(CR22,DI22),AreaTr(CQ22,CU22,DI22)))","v":""},{"$f":"IF(CK22=\"\",\"\",RhCi(DK22,EC22))","v":""},{"$f":"IF(CK22=\"\",\"\",AVERAGE(AC22,J22/ED22))","v":""},{"$f":"IF(CK22=\"\",\"\",hf(CS22,J22,CT22,DK22,EE22))","v":""},{"$f":"IF(CK22=\"\",\"\",LOOKUP(CW22,Tab.4.5!$J$6:$J$27,Tab.4.5!$L$6:$L$27))","v":""},{"$f":"IF(CK22=\"\",\"\",He(EH22,DM22))","v":""},{"$f":"IF(CK22=\"\",\"\",Hs(DM22))","v":""},{"$f":"IF(CK22=\"\",\"\",Hm(EB22,EG22,EI22,EJ22,CS22,CV22))","v":""},{"$f":"IF(CK22=\"\",\"\",EK22/CR22)","v":""},{"$f":"IF(CK22=\"\",\"\",IF(CL22=1,0.438*CR22*SQRT(9.806)*DC22^1.5/CR22^0.4,2/3*0.9*CQ22*DC22*SQRT(2/3*9.806*DC22))*CK22)","v":""},{"$f":"IF(EL22=\"\",\"\",IF(EL22<1.2,\"Cumple\",\"No Cumple\"))","v":""},{"$f":"IF(CK22=\"\",\"\",IF(EA22=\"\",\"\",IF(DV22=\"Supercrítico\",\"Funciona con control a la entrada.\",\"Funciona con control a la salida\")))","v":""},{"$f":"IF(CK22=\"\",\"\",IF(EA22=\"\",\"\",IF(DV22=\"Supercrítico\",IF(EA22>DI22,\"Se presenta resalto hidráulico cerca de la salida.\",\"\"),\"\")))","v":""},{"$f":"IF(CK22=\"\",\"\",ES22)","v":""},{"$f":" CONCATENATE(\"K45+\",D22-45000, \" (\",A22,\")\",\" \",B22)","v":"K45+-45000 () "},{"$f":"IF(B22=\"Existe.\",IF(AE22=1,CONCATENATE(#REF!,AK22,\" m.\"),CONCATENATE(#REF!,AJ22,\" m x \",AK22,\" m.\")),IF(CL22=1,CONCATENATE(#REF!,CR22,\" m.\"),CONCATENATE(#REF!,CQ22,\" m x \",CR22,\" m.\")))","v":{"$error":"#REF!"}},{"$f":"IF(AI22=2,CONCATENATE(\"Concreto, L = \",AL22,\" m, S = \",AO22*100,\" %.\"),CONCATENATE(\"Concreto, L = \",CS22,\" m, S = \",CV22*100,\" %.\"))","v":"Concreto, L =  m, S = 0 %."},{"$f":"IF(B22=\"Existe.\",\"\",CONCATENATE(\"Cota clave eje= \",CZ22,\" msnm.\"))","v":"Cota clave eje= 0 msnm."},null,null,null,{"$f":"IF(EV22=\"\",\"\",N22)","v":""},{"$f":"IF(EV22=\"\",\"\",EW22/EX22)","v":""},{"$f":"IF(EV22=\"\",\"\",ATAN(EZ22)*(180/PI()))","v":""},{"$f":"IF(EV22=\"\",\"\",EX22*(SIN(FA22*PI()/180)))","v":""},{"$f":"IF(EV22=\"\",\"\",(EW22^2+EX22^2)^0.5)","v":""},{"$f":"IF(EV22=\"\",\"\",VLOOKUP(EY22,'Estructura escalonada'!$D$3:$H$953,2))","v":""},{"$f":"IF(EV22=\"\",\"\",EV22*FD22)","v":""},{"$f":"IF(EV22=\"\",\"\",(2*FD22+EV22))","v":""},{"$f":"IF(EV22=\"\",\"\",FE22/FF22)","v":""},{"$f":"IF(EV22=\"\",\"\",18*LOG10(6*FG22/(FB22/2)))","v":""},{"$f":"IF(EV22=\"\",\"\",FH22*(FG22*EZ22)^0.5)","v":""},{"$f":"IF(EV22=\"\",\"\",IF(FD22+0.15<0.5,0.5,IF(FD22+0.15<1,1,\"Amplíe el ancho B\")))","v":""}]
[null,null,null,null,null,null,null,null,null,null,null,0,null,0,null,null,null,null,null,null,{"$f":"IF(K23=\"No\",\"\",IF(O23=\"\",YcCi(P23,N23),YcTr(N23,O23,S23)))","v":{"$error":"#VALUE!"}},{"$f":"IF(K23=\"No\",\"\",IF(O23=\"\",Teta1(U23,P23),\"-\"))","v":{"$error":"#VALUE!"}},{"$error":"#VALUE!"},{"$error":"#VALUE!"},{"$f":"IF(K23=\"No\",\"\",IF(O23=\"\",Ynci(P23,N23,R23,T23),YnTr(1,R23,O23,S23,T23,N23)))","v":{"$error":"#VALUE!"}},{"$f":"IF(K23=\"No\",\"\",IF(O23=\"\",Teta1(Y23,P23),\"-\"))","v":{"$error":"#VALUE!"}},{"$f":"IF(K23=\"No\",\"\",IF(O23=\"\",AreaCi(P23,Y23),AreaTr(O23,S23,Y23)))","v":{"$error":"#VALUE!"}},{"$f":"IF(K23=\"No\",\"\",IF(O23=\"\",FrCi(AC23,9.806,Z23,P23),FrTr(AC23,9.806,O23,S23,Y23)))","v":{"$error":"#VALUE!"}},{"$error":"#VALUE!"},null,null,null,null,null,null,null,null,null,null,null,null,null,null,null,0,0,"","","",{"$f":"IF(AD23=\"\",\"\",IF(AE23=1,YcCi(AK23,J23),YcTr(J23,AJ23,AN23)))","v":""},{"$f":"IF(AD23=\"\",\"\",IF(AE23=1,Teta1(AX23,AK23),\"-\"))","v":""},{"$f":"IF(AD23=\"\",\"\",IF(AE23=1,AreaCi(AK23,AX23),AreaTr(AJ23,AN23,AX23)))","v":""},"",{"$f":"IF(AD23=\"\",\"\",IF(AE23=1,Ynci(AK23,J23,AM23,AO23),YnTr(1,AM23,AJ23,AN23,AO23,J23)))","v":""},{"$f":"IF(AD23=\"\",\"\",IF(AE23=1,Teta1(BB23,AK23),\"-\"))","v":""},{"$f":"IF(AD23=\"\",\"\",IF(AE23=1,AreaCi(AK23,BB23),AreaTr(AJ23,AN23,BB23)))","v":""},{"$f":"IF(AD23=\"\",\"\",IF(AE23=1,FrCi(BF23,9.806,BC23,AK23),FrTr(BF23,9.806,AJ23,AN23,BB23)))","v":""},"",{"$f":"IF(AD23=\"\",\"\",IF(AE23=1,LOOKUP(AI23,'Vmáx(material) - Tab.4.3'!$L$2:$L$11,'Vmáx(material) - Tab.4.3'!$M$2:$M$11),LOOKUP(AI23,'Vmáx(material) - Tab.4.3'!$L$15,'Vmáx(material) - Tab.4.3'!$M$15)))","v":""},{"$f":"IF(AD23=\"\",\"\",VLOOKUP($AH23,'Vmáx(material) - Tab.4.3'!$R$35:$X$41,2))","v":""},{"$f":"IF(AD23=\"\",\"\",VLOOKUP($AH23,'Vmáx(material) - Tab.4.3'!$R$35:$X$41,3))","v":""},{"$f":"IF(AD23=\"\",\"\",VLOOKUP($AH23,'Vmáx(material) - Tab.4.3'!$R$35:$X$41,4))","v":""},{"$f":"IF(AD23=\"\",\"\",VLOOKUP($AH23,'Vmáx(material) - Tab.4.3'!$R$35:$X$41,5))","v":""},{"$f":"IF(AD23=\"\",\"\",VLOOKUP($AH23,'Vmáx(material) - Tab.4.3'!$R$35:$X$41,6))","v":""},{"$f":"IF(AD23=\"\",\"\",IF(AD23=\"\",\"\",VLOOKUP($AH23,'Vmáx(material) - Tab.4.3'!$R$35:$X$41,7)))","v":""},{"$f":"IF(AD23=\"\",\"\",IF(AE23=1,FCi(J23,AK23),FTr(J23,AJ23,AK23)))","v":""},"",{"$f":"IF(AD23=\"\",\"\",Hw(BH23,BI23,BJ23,BK23,BL23,BM23,Z,BN23,AO23,AK23))","v":""},"","","","",{"$f":"IF(AD23=\"\",\"\",ho(BT23,AK23,AX23))","v":""},{"$f":"IF(AD23=\"\",\"\",IF(AE23=1,PeriCi(AK23,BB23),PeriTr(AJ23,AN23,BB23)))","v":""},{"$f":"IF(AD23=\"\",\"\",IF(AE23=1,AreaCi(AK23,BB23),AreaTr(AJ23,AN23,BB23)))","v":""},{"$f":"IF(AD23=\"\",\"\",RhCi(BW23,BV23))","v":""},"",{"$f":"IF(AD23=\"\",\"\",hf(AL23,J23,AM23,BW23,BX23))","v":""},{"$f":"IF(AD23=\"\",\"\",LOOKUP(AP23,Tab.4.5!$J$6:$J$27,Tab.4.5!$L$6:$L$27))","v":""},{"$f":"IF(AD23=\"\",\"\",He(CA23,BY23))","v":""},{"$f":"IF(AD23=\"\",\"\",Hs(BY23))","v":""},{"$f":"IF(AD23=\"\",\"\",Hm(BU23,BZ23,CB23,CC23,AL23,AO23))","v":""},"","","","","","",null,null,null,null,null,null,null,null,null,null,null,null,null,null,null,0,0,0,0,0,{"$f":"IF(CK23=\"\",\"\",IF(CL23=1,YcCi(CR23,J23),YcTr(J23,CQ23,CU23)))","v":""},{"$f":"IF(CK23=\"\",\"\",IF(CL23=1,Teta1(DE23,CR23),\"-\"))","v":""},"","",{"$f":"IF(CK23=\"\",\"\",IF(CL23=1,Ynci(CR23,J23,CT23,CV23),YnTr(1,CT23,CQ23,CU23,CV23,J23)))","v":""},{"$f":"IF(CK23=\"\",\"\",IF(CL23=1,Teta1(DI23,CR23),\"-\"))","v":""},{"$f":"IF(CK23=\"\",\"\",IF(CL23=1,AreaCi(CR23,J23),AreaTr(CQ23,CU23,DI23)))","v":""},{"$f":"IF(CK23=\"\",\"\",IF(CL23=1,FrCi(DM23,9.806,DJ23,CR23),FrTr(DM23,9.806,CQ23,CU23,DI23)))","v":""},"",{"$f":"IF(CK23=\"\",\"\",IF(CL23=1,LOOKUP(CP23,'Vmáx(material) - Tab.4.3'!$L$2:$L$11,'Vmáx(material) - Tab.4.3'!$M$2:$M$11),LOOKUP(CP23,'Vmáx(material) - Tab.4.3'!$L$15,'Vmáx(material) - Tab.4.3'!$M$15)))","v":""},{"$f":"IF(CK23=\"\",\"\",VLOOKUP($CO23,'Vmáx(material) - Tab.4.3'!$R$35:$X$41,2))","v":""},{"$f":"IF(CK23=\"\",\"\",VLOOKUP($CO23,'Vmáx(material) - Tab.4.3'!$R$35:$X$41,3))","v":""},{"$f":"IF(CK23=\"\",\"\",VLOOKUP($CO23,'Vmáx(material) - Tab.4.3'!$R$35:$X$41,4))","v":""},{"$f":"IF(CK23=\"\",\"\",VLOOKUP($CO23,'Vmáx(material) - Tab.4.3'!$R$35:$X$41,5))","v":""},{"$f":"IF(CK23=\"\",\"\",VLOOKUP($CO23,'Vmáx(material) - Tab.4.3'!$R$35:$X$41,6))","v":""},{"$f":"IF(CK23=\"\",\"\",IF(CK23=\"\",\"\",VLOOKUP(CO23,'Vmáx(material) - Tab.4.3'!$R$35:$X$41,7)))","v":""},{"$f":"IF(CK23=\"\",\"\",IF(CL23=1,FCi(J23,CR23),FTr(J23,CQ23,CR23)))","v":""},"",{"$f":"IF(CK23=\"\",\"\",Hw(DO23,DP23,DQ23,DR23,DS23,DT23,Z,DU23,CV23,CR23))","v":""},"","","","","",{"$f":"IF(CK23=\"\",\"\",IF(CL23=1,PeriCi(CR23,DI23),PeriTr(CQ23,CU23,DI23)))","v":""},{"$f":"IF(CK23=\"\",\"\",IF(CL23=1,AreaCi(CR23,DI23),AreaTr(CQ23,CU23,DI23)))","v":""},{"$f":"IF(CK23=\"\",\"\",RhCi(DK23,EC23))","v":""},"",{"$f":"IF(CK23=\"\",\"\",hf(CS23,J23,CT23,DK23,EE23))","v":""},{"$f":"IF(CK23=\"\",\"\",LOOKUP(CW23,Tab.4.5!$J$6:$J$27,Tab.4.5!$L$6:$L$27))","v":""},{"$f":"IF(CK23=\"\",\"\",He(EH23,DM23))","v":""},{"$f":"IF(CK23=\"\",\"\",Hs(DM23))","v":""},{"$f":"IF(CK23=\"\",\"\",Hm(EB23,EG23,EI23,EJ23,CS23,CV23))","v":""},"","","","","","","K45+-45000 () ",{"$f":"IF(B23=\"Existe.\",IF(AE23=1,CONCATENATE(#REF!,AK23,\" m.\"),CONCATENATE(#REF!,AJ23,\" m x \",AK23,\" m.\")),IF(CL23=1,CONCATENATE(#REF!,CR23,\" m.\"),CONCATENATE(#REF!,CQ23,\" m x \",CR23,\" m.\")))","v":{"$error":"#REF!"}},"Concreto, L =  m, S = 0 %.","Cota clave eje= 0 msnm.",null,null,null,"","","","","",{"$f":"IF(EV23=\"\",\"\",VLOOKUP(EY23,'Estructura escalonada'!$D$3:$H$953,2))","v":""},"","","","","",""]
[null,null,null,null,null,null,null,null,null,null,null,0,null,0,null,null,null,null,null,null,{"$f":"IF(K24=\"No\",\"\",IF(O24=\"\",YcCi(P24,N24),YcTr(N24,O24,S24)))","v":{"$error":"#VALUE!"}},{"$f":"IF(K24=\"No\",\"\",IF(O24=\"\",Teta1(U24,P24),\"-\"))","v":{"$error":"#VALUE!"}},{"$error":"#VALUE!"},{"$error":"#VALUE!"},{"$f":"IF(K24=\"No\",\"\",IF(O24=\"\",Ynci(P24,N24,R24,T24),YnTr(1,R24,O24,S24,T24,N24)))","v":{"$error":"#VALUE!"}},{"$f":"IF(K24=\"No\",\"\",IF(O24=\"\",Teta1(Y24,P24),\"-\"))","v":{"$error":"#VALUE!"}},{"$f":"IF(K24=\"No\",\"\",IF(O24=\"\",AreaCi(P24,Y24),AreaTr(O24,S24,Y24)))","v":{"$error":"#VALUE!"}},{"$f":"IF(K24=\"No\",\"\",IF(O24=\"\",FrCi(AC24,9.806,Z24,P24),FrTr(AC24,9.806,O24,S24,Y24)))","v":{"$error":"#VALUE!"}},{"$error":"#VALUE!"},null,null,null,null,null,null,null,null,null,null,null,null,null,null,null,0,0,"","","",{"$f":"IF(AD24=\"\",\"\",IF(AE24=1,YcCi(AK24,J24),YcTr(J24,AJ24,AN24)))","v":""},{"$f":"IF(AD24=\"\",\"\",IF(AE24=1,Teta1(AX24,AK24),\"-\"))","v":""},{"$f":"IF(AD24=\"\",\"\",IF(AE24=1,AreaCi(AK24,AX24),AreaTr(AJ24,AN24,AX24)))","v":""},"",{"$f":"IF(AD24=\"\",\"\",IF(AE24=1,Ynci(AK24,J24,AM24,AO24),YnTr(1,AM24,AJ24,AN24,AO24,J24)))","v":""},{"$f":"IF(AD24=\"\",\"\",IF(AE24=1,Teta1(BB24,AK24),\"-\"))","v":""},{"$f":"IF(AD24=\"\",\"\",IF(AE24=1,AreaCi(AK24,BB24),AreaTr(AJ24,AN24,BB24)))","v":""},{"$f":"IF(AD24=\"\",\"\",IF(AE24=1,FrCi(BF24,9.806,BC24,AK24),FrTr(BF24,9.806,AJ24,AN24,BB24)))","v":""},"",{"$f":"IF(AD24=\"\",\"\",IF(AE24=1,LOOKUP(AI24,'Vmáx(material) - Tab.4.3'!$L$2:$L$11,'Vmáx(material) - Tab.4.3'!$M$2:$M$11),LOOKUP(AI24,'Vmáx(material) - Tab.4.3'!$L$15,'Vmáx(material) - Tab.4.3'!$M$15)))","v":""},{"$f":"IF(AD24=\"\",\"\",VLOOKUP($AH24,'Vmáx(material) - Tab.4.3'!$R$35:$X$41,2))","v":""},{"$f":"IF(AD24=\"\",\"\",VLOOKUP($AH24,'Vmáx(material) - Tab.4.3'!$R$35:$X$41,3))","v":""},{"$f":"IF(AD24=\"\",\"\",VLOOKUP($AH24,'Vmáx(material) - Tab.4.3'!$R$35:$X$41,4))","v":""},{"$f":"IF(AD24=\"\",\"\",VLOOKUP($AH24,'Vmáx(material) - Tab.4.3'!$R$35:$X$41,5))","v":""},{"$f":"IF(AD24=\"\",\"\",VLOOKUP($AH24,'Vmáx(material) - Tab.4.3'!$R$35:$X$41,6))","v":""},{"$f":"IF(AD24=\"\",\"\",IF(AD24=\"\",\"\",VLOOKUP($AH24,'Vmáx(material) - Tab.4.3'!$R$35:$X$41,7)))","v":""},{"$f":"IF(AD24=\"\",\"\",IF(AE24=1,FCi(J24,AK24),FTr(J24,AJ24,AK24)))","v":""},"",{"$f":"IF(AD24=\"\",\"\",Hw(BH24,BI24,BJ24,BK24,BL24,BM24,Z,BN24,AO24,AK24))","v":""},"","","","",{"$f":"IF(AD24=\"\",\"\",ho(BT24,AK24,AX24))","v":""},{"$f":"IF(AD24=\"\",\"\",IF(AE24=1,PeriCi(AK24,BB24),PeriTr(AJ24,AN24,BB24)))","v":""},{"$f":"IF(AD24=\"\",\"\",IF(AE24=1,AreaCi(AK24,BB24),AreaTr(AJ24,AN24,BB24)))","v":""},{"$f":"IF(AD24=\"\",\"\",RhCi(BW24,BV24))","v":""},"",{"$f":"IF(AD24=\"\",\"\",hf(AL24,J24,AM24,BW24,BX24))","v":""},{"$f":"IF(AD24=\"\",\"\",LOOKUP(AP24,Tab.4.5!$J$6:$J$27,Tab.4.5!$L$6:$L$27))","v":""},{"$f":"IF(AD24=\"\",\"\",He(CA24,BY24))","v":""},{"$f":"IF(AD24=\"\",\"\",Hs(BY24))","v":""},{"$f":"IF(AD24=\"\",\"\",Hm(BU24,BZ24,CB24,CC24,AL24,AO24))","v":""},"","","","","","",null,null,null,null,null,null,null,null,null,null,null,null,null,null,null,0,0,0,0,0,{"$f":"IF(CK24=\"\",\"\",IF(CL24=1,YcCi(CR24,J24),YcTr(J24,CQ24,CU24)))","v":""},{"$f":"IF(CK24=\"\",\"\",IF(CL24=1,Teta1(DE24,CR24),\"-\"))","v":""},"","",{"$f":"IF(CK24=\"\",\"\",IF(CL24=1,Ynci(CR24,J24,CT24,CV24),YnTr(1,CT24,CQ24,CU24,CV24,J24)))","v":""},{"$f":"IF(CK24=\"\",\"\",IF(CL24=1,Teta1(DI24,CR24),\"-\"))","v":""},{"$f":"IF(CK24=\"\",\"\",IF(CL24=1,AreaCi(CR24,J24),AreaTr(CQ24,CU24,DI24)))","v":""},{"$f":"IF(CK24=\"\",\"\",IF(CL24=1,FrCi(DM24,9.806,DJ24,CR24),FrTr(DM24,9.806,CQ24,CU24,DI24)))","v":""},"",{"$f":"IF(CK24=\"\",\"\",IF(CL24=1,LOOKUP(CP24,'Vmáx(material) - Tab.4.3'!$L$2:$L$11,'Vmáx(material) - Tab.4.3'!$M$2:$M$11),LOOKUP(CP24,'Vmáx(material) - Tab.4.3'!$L$15,'Vmáx(material) - Tab.4.3'!$M$15)))","v":""},{"$f":"IF(CK24=\"\",\"\",VLOOKUP($CO24,'Vmáx(material) - Tab.4.3'!$R$35:$X$41,2))","v":""},{"$f":"IF(CK24=\"\",\"\",VLOOKUP($CO24,'Vmáx(material) - Tab.4.3'!$R$35:$X$41,3))","v":""},{"$f":"IF(CK24=\"\",\"\",VLOOKUP($CO24,'Vmáx(material) - Tab.4.3'!$R$35:$X$41,4))","v":""},{"$f":"IF(CK24=\"\",\"\",VLOOKUP($CO24,'Vmáx(material) - Tab.4.3'!$R$35:$X$41,5))","v":""},{"$f":"IF(CK24=\"\",\"\",VLOOKUP($CO24,'Vmáx(material) - Tab.4.3'!$R$35:$X$41,6))","v":""},{"$f":"IF(CK24=\"\",\"\",IF(CK24=\"\",\"\",VLOOKUP(CO24,'Vmáx(material) - Tab.4.3'!$R$35:$X$41,7)))","v":""},{"$f":"IF(CK24=\"\",\"\",IF(CL24=1,FCi(J24,CR24),FTr(J24,CQ24,CR24)))","v":""},"",{"$f":"IF(CK24=\"\",\"\",Hw(DO24,DP24,DQ24,DR24,DS24,DT24,Z,DU24,CV24,CR24))","v":""},"","","","","",{"$f":"IF(CK24=\"\",\"\",IF(CL24=1,PeriCi(CR24,DI24),PeriTr(CQ24,CU24,DI24)))","v":""},{"$f":"IF(CK24=\"\",\"\",IF(CL24=1,AreaCi(CR24,DI24),AreaTr(CQ24,CU24,DI24)))","v":""},{"$f":"IF(CK24=\"\",\"\",RhCi(DK24,EC24))","v":""},"",{"$f":"IF(CK24=\"\",\"\",hf(CS24,J24,CT24,DK24,EE24))","v":""},{"$f":"IF(CK24=\"\",\"\",LOOKUP(CW24,Tab.4.5!$J$6:$J$27,Tab.4.5!$L$6:$L$27))","v":""},{"$f":"IF(CK24=\"\",\"\",He(EH24,DM24))","v":""},{"$f":"IF(CK24=\"\",\"\",Hs(DM24))","v":""},{"$f":"IF(CK24=\"\",\"\",Hm(EB24,EG24,EI24,EJ24,CS24,CV24))","v":""},"","","","","","","K45+-45000 () ",{"$f":"IF(B24=\"Existe.\",IF(AE24=1,CONCATENATE(#REF!,AK24,\" m.\"),CONCATENATE(#REF!,AJ24,\" m x \",AK24,\" m.\")),IF(CL24=1,CONCATENATE(#REF!,CR24,\" m.\"),CONCATENATE(#REF!,CQ24,\" m x \",CR24,\" m.\")))","v":{"$error":"#REF!"}},"Concreto, L =  m, S = 0 %.","Cota clave eje= 0 msnm.",null,null,null,"","","","","",{"$f":"IF(EV24=\"\",\"\",VLOOKUP(EY24,'Estructura escalonada'!$D$3:$H$953,2))","v":""},"","","","","",""]
[null,null,null,null,null,null,null,null,null,null,null,0,null,0,null,null,null,null,null,null,{"$f":"IF(K25=\"No\",\"\",IF(O25=\"\",YcCi(P25,N25),YcTr(N25,O25,S25)))","v":{"$error":"#VALUE!"}},{"$f":"IF(K25=\"No\",\"\",IF(O25=\"\",Teta1(U25,P25),\"-\"))","v":{"$error":"#VALUE!"}},{"$error":"#VALUE!"},{"$error":"#VALUE!"},{"$f":"IF(K25=\"No\",\"\",IF(O25=\"\",Ynci(P25,N25,R25,T25),YnTr(1,R25,O25,S25,T25,N25)))","v":{"$error":"#VALUE!"}},{"$f":"IF(K25=\"No\",\"\",IF(O25=\"\",Teta1(Y25,P25),\"-\"))","v":{"$error":"#VALUE!"}},{"$f":"IF(K25=\"No\",\"\",IF(O25=\"\",AreaCi(P25,Y25),AreaTr(O25,S25,Y25)))","v":{"$error":"#VALUE!"}},{"$f":"IF(K25=\"No\",\"\",IF(O25=\"\",FrCi(AC25,9.806,Z25,P25),FrTr(AC25,9.806,O25,S25,Y25)))","v":{"$error":"#VALUE!"}},{"$error":"#VALUE!"},null,null,null,null,null,null,null,null,null,null,null,null,null,null,null,0,0,"","","",{"$f":"IF(AD25=\"\",\"\",IF(AE25=1,YcCi(AK25,J25),YcTr(J25,AJ25,AN25)))","v":""},{"$f":"IF(AD25=\"\",\"\",IF(AE25=1,Teta1(AX25,AK25),\"-\"))","v":""},{"$f":"IF(AD25=\"\",\"\",IF(AE25=1,AreaCi(AK25,AX25),AreaTr(AJ25,AN25,AX25)))","v":""},"",{"$f":"IF(AD25=\"\",\"\",IF(AE25=1,Ynci(AK25,J25,AM25,AO25),YnTr(1,AM25,AJ25,AN25,AO25,J25)))","v":""},{"$f":"IF(AD25=\"\",\"\",IF(AE25=1,Teta1(BB25,AK25),\"-\"))","v":""},{"$f":"IF(AD25=\"\",\"\",IF(AE25=1,AreaCi(AK25,BB25),AreaTr(AJ25,AN25,BB25)))","v":""},{"$f":"IF(AD25=\"\",\"\",IF(AE25=1,FrCi(BF25,9.806,BC25,AK25),FrTr(BF25,9.806,AJ25,AN25,BB25)))","v":""},"",{"$f":"IF(AD25=\"\",\"\",IF(AE25=1,LOOKUP(AI25,'Vmáx(material) - Tab.4.3'!$L$2:$L$11,'Vmáx(material) - Tab.4.3'!$M$2:$M$11),LOOKUP(AI25,'Vmáx(material) - Tab.4.3'!$L$15,'Vmáx(material) - Tab.4.3'!$M$15)))","v":""},{"$f":"IF(AD25=\"\",\"\",VLOOKUP($AH25,'Vmáx(material) - Tab.4.3'!$R$35:$X$41,2))","v":""},{"$f":"IF(AD25=\"\",\"\",VLOOKUP($AH25,'Vmáx(material) - Tab.4.3'!$R$35:$X$41,3))","v":""},{"$f":"IF(AD25=\"\",\"\",VLOOKUP($AH25,'Vmáx(material) - Tab.4.3'!$R$35:$X$41,4))","v":""},{"$f":"IF(AD25=\"\",\"\",VLOOKUP($AH25,'Vmáx(material) - Tab.4.3'!$R$35:$X$41,5))","v":""},{"$f":"IF(AD25=\"\",\"\",VLOOKUP($AH25,'Vmáx(material) - Tab.4.3'!$R$35:$X$41,6))","v":""},{"$f":"IF(AD25=\"\",\"\",IF(AD25=\"\",\"\",VLOOKUP($AH25,'Vmáx(material) - Tab.4.3'!$R$35:$X$41,7)))","v":""},{"$f":"IF(AD25=\"\",\"\",IF(AE25=1,FCi(J25,AK25),FTr(J25,AJ25,AK25)))","v":""},"",{"$f":"IF(AD25=\"\",\"\",Hw(BH25,BI25,BJ25,BK25,BL25,BM25,Z,BN25,AO25,AK25))","v":""},"","","","",{"$f":"IF(AD25=\"\",\"\",ho(BT25,AK25,AX25))","v":""},{"$f":"IF(AD25=\"\",\"\",IF(AE25=1,PeriCi(AK25,BB25),PeriTr(AJ25,AN25,BB25)))","v":""},{"$f":"IF(AD25=\"\",\"\",IF(AE25=1,AreaCi(AK25,BB25),AreaTr(AJ25,AN25,BB25)))","v":""},{"$f":"IF(AD25=\"\",\"\",RhCi(BW25,BV25))","v":""},"",{"$f":"IF(AD25=\"\",\"\",hf(AL25,J25,AM25,BW25,BX25))","v":""},{"$f":"IF(AD25=\"\",\"\",LOOKUP(AP25,Tab.4.5!$J$6:$J$27,Tab.4.5!$L$6:$L$27))","v":""},{"$f":"IF(AD25=\"\",\"\",He(CA25,BY25))","v":""},{"$f":"IF(AD25=\"\",\"\",Hs(BY25))","v":""},{"$f":"IF(AD25=\"\",\"\",Hm(BU25,BZ25,CB25,CC25,AL25,AO25))","v":""},"","","","","","",null,null,null,null,null,null,null,null,null,null,null,null,null,null,null,0,0,0,0,0,{"$f":"IF(CK25=\"\",\"\",IF(CL25=1,YcCi(CR25,J25),YcTr(J25,CQ25,CU25)))","v":""},{"$f":"IF(CK25=\"\",\"\",IF(CL25=1,Teta1(DE25,CR25),\"-\"))","v":""},"","",{"$f":"IF(CK25=\"\",\"\",IF(CL25=1,Ynci(CR25,J25,CT25,CV25),YnTr(1,CT25,CQ25,CU25,CV25,J25)))","v":""},{"$f":"IF(CK25=\"\",\"\",IF(CL25=1,Teta1(DI25,CR25),\"-\"))","v":""},{"$f":"IF(CK25=\"\",\"\",IF(CL25=1,AreaCi(CR25,J25),AreaTr(CQ25,CU25,DI25)))","v":""},{"$f":"IF(CK25=\"\",\"\",IF(CL25=1,FrCi(DM25,9.806,DJ25,CR25),FrTr(DM25,9.806,CQ25,CU25,DI25)))","v":""},"",{"$f":"IF(CK25=\"\",\"\",IF(CL25=1,LOOKUP(CP25,'Vmáx(material) - Tab.4.3'!$L$2:$L$11,'Vmáx(material) - Tab.4.3'!$M$2:$M$11),LOOKUP(CP25,'Vmáx(material) - Tab.4.3'!$L$15,'Vmáx(material) - Tab.4.3'!$M$15)))","v":""},{"$f":"IF(CK25=\"\",\"\",VLOOKUP($CO25,'Vmáx(material) - Tab.4.3'!$R$35:$X$41,2))","v":""},{"$f":"IF(CK25=\"\",\"\",VLOOKUP($CO25,'Vmáx(material) - Tab.4.3'!$R$35:$X$41,3))","v":""},{"$f":"IF(CK25=\"\",\"\",VLOOKUP($CO25,'Vmáx(material) - Tab.4.3'!$R$35:$X$41,4))","v":""},{"$f":"IF(CK25=\"\",\"\",VLOOKUP($CO25,'Vmáx(material) - Tab.4.3'!$R$35:$X$41,5))","v":""},{"$f":"IF(CK25=\"\",\"\",VLOOKUP($CO25,'Vmáx(material) - Tab.4.3'!$R$35:$X$41,6))","v":""},{"$f":"IF(CK25=\"\",\"\",IF(CK25=\"\",\"\",VLOOKUP(CO25,'Vmáx(material) - Tab.4.3'!$R$35:$X$41,7)))","v":""},{"$f":"IF(CK25=\"\",\"\",IF(CL25=1,FCi(J25,CR25),FTr(J25,CQ25,CR25)))","v":""},"",{"$f":"IF(CK25=\"\",\"\",Hw(DO25,DP25,DQ25,DR25,DS25,DT25,Z,DU25,CV25,CR25))","v":""},"","","","","",{"$f":"IF(CK25=\"\",\"\",IF(CL25=1,PeriCi(CR25,DI25),PeriTr(CQ25,CU25,DI25)))","v":""},{"$f":"IF(CK25=\"\",\"\",IF(CL25=1,AreaCi(CR25,DI25),AreaTr(CQ25,CU25,DI25)))","v":""},{"$f":"IF(CK25=\"\",\"\",RhCi(DK25,EC25))","v":""},"",{"$f":"IF(CK25=\"\",\"\",hf(CS25,J25,CT25,DK25,EE25))","v":""},{"$f":"IF(CK25=\"\",\"\",LOOKUP(CW25,Tab.4.5!$J$6:$J$27,Tab.4.5!$L$6:$L$27))","v":""},{"$f":"IF(CK25=\"\",\"\",He(EH25,DM25))","v":""},{"$f":"IF(CK25=\"\",\"\",Hs(DM25))","v":""},{"$f":"IF(CK25=\"\",\"\",Hm(EB25,EG25,EI25,EJ25,CS25,CV25))","v":""},"","","","","","","K45+-45000 () ",{"$f":"IF(B25=\"Existe.\",IF(AE25=1,CONCATENATE(#REF!,AK25,\" m.\"),CONCATENATE(#REF!,AJ25,\" m x \",AK25,\" m.\")),IF(CL25=1,CONCATENATE(#REF!,CR25,\" m.\"),CONCATENATE(#REF!,CQ25,\" m x \",CR25,\" m.\")))","v":{"$error":"#REF!"}},"Concreto, L =  m, S = 0 %.","Cota clave eje= 0 msnm.",null,null,null,"","","","","",{"$f":"IF(EV25=\"\",\"\",VLOOKUP(EY25,'Estructura escalonada'!$D$3:$H$953,2))","v":""},"","","","","",""]
[null,null,null,null,null,null,null,null,null,null,null,0,null,0,null,null,null,null,null,null,{"$f":"IF(K26=\"No\",\"\",IF(O26=\"\",YcCi(P26,N26),YcTr(N26,O26,S26)))","v":{"$error":"#VALUE!"}},{"$f":"IF(K26=\"No\",\"\",IF(O26=\"\",Teta1(U26,P26),\"-\"))","v":{"$error":"#VALUE!"}},{"$error":"#VALUE!"},{"$error":"#VALUE!"},{"$f":"IF(K26=\"No\",\"\",IF(O26=\"\",Ynci(P26,N26,R26,T26),YnTr(1,R26,O26,S26,T26,N26)))","v":{"$error":"#VALUE!"}},{"$f":"IF(K26=\"No\",\"\",IF(O26=\"\",Teta1(Y26,P26),\"-\"))","v":{"$error":"#VALUE!"}},{"$f":"IF(K26=\"No\",\"\",IF(O26=\"\",AreaCi(P26,Y26),AreaTr(O26,S26,Y26)))","v":{"$error":"#VALUE!"}},{"$f":"IF(K26=\"No\",\"\",IF(O26=\"\",FrCi(AC26,9.806,Z26,P26),FrTr(AC26,9.806,O26,S26,Y26)))","v":{"$error":"#VALUE!"}},{"$error":"#VALUE!"},null,null,null,null,null,null,null,null,null,null,null,null,null,null,null,0,0,"","","",{"$f":"IF(AD26=\"\",\"\",IF(AE26=1,YcCi(AK26,J26),YcTr(J26,AJ26,AN26)))","v":""},{"$f":"IF(AD26=\"\",\"\",IF(AE26=1,Teta1(AX26,AK26),\"-\"))","v":""},{"$f":"IF(AD26=\"\",\"\",IF(AE26=1,AreaCi(AK26,AX26),AreaTr(AJ26,AN26,AX26)))","v":""},"",{"$f":"IF(AD26=\"\",\"\",IF(AE26=1,Ynci(AK26,J26,AM26,AO26),YnTr(1,AM26,AJ26,AN26,AO26,J26)))","v":""},{"$f":"IF(AD26=\"\",\"\",IF(AE26=1,Teta1(BB26,AK26),\"-\"))","v":""},{"$f":"IF(AD26=\"\",\"\",IF(AE26=1,AreaCi(AK26,BB26),AreaTr(AJ26,AN26,BB26)))","v":""},{"$f":"IF(AD26=\"\",\"\",IF(AE26=1,FrCi(BF26,9.806,BC26,AK26),FrTr(BF26,9.806,AJ26,AN26,BB26)))","v":""},"",{"$f":"IF(AD26=\"\",\"\",IF(AE26=1,LOOKUP(AI26,'Vmáx(material) - Tab.4.3'!$L$2:$L$11,'Vmáx(material) - Tab.4.3'!$M$2:$M$11),LOOKUP(AI26,'Vmáx(material) - Tab.4.3'!$L$15,'Vmáx(material) - Tab.4.3'!$M$15)))","v":""},{"$f":"IF(AD26=\"\",\"\",VLOOKUP($AH26,'Vmáx(material) - Tab.4.3'!$R$35:$X$41,2))","v":""},{"$f":"IF(AD26=\"\",\"\",VLOOKUP($AH26,'Vmáx(material) - Tab.4.3'!$R$35:$X$41,3))","v":""},{"$f":"IF(AD26=\"\",\"\",VLOOKUP($AH26,'Vmáx(material) - Tab.4.3'!$R$35:$X$41,4))","v":""},{"$f":"IF(AD26=\"\",\"\",VLOOKUP($AH26,'Vmáx(material) - Tab.4.3'!$R$35:$X$41,5))","v":""},{"$f":"IF(AD26=\"\",\"\",VLOOKUP($AH26,'Vmáx(material) - Tab.4.3'!$R$35:$X$41,6))","v":""},{"$f":"IF(AD26=\"\",\"\",IF(AD26=\"\",\"\",VLOOKUP($AH26,'Vmáx(material) - Tab.4.3'!$R$35:$X$41,7)))","v":""},{"$f":"IF(AD26=\"\",\"\",IF(AE26=1,FCi(J26,AK26),FTr(J26,AJ26,AK26)))","v":""},"",{"$f":"IF(AD26=\"\",\"\",Hw(BH26,BI26,BJ26,BK26,BL26,BM26,Z,BN26,AO26,AK26))","v":""},"","","","",{"$f":"IF(AD26=\"\",\"\",ho(BT26,AK26,AX26))","v":""},{"$f":"IF(AD26=\"\",\"\",IF(AE26=1,PeriCi(AK26,BB26),PeriTr(AJ26,AN26,BB26)))","v":""},{"$f":"IF(AD26=\"\",\"\",IF(AE26=1,AreaCi(AK26,BB26),AreaTr(AJ26,AN26,BB26)))","v":""},{"$f":"IF(AD26=\"\",\"\",RhCi(BW26,BV26))","v":""},"",{"$f":"IF(AD26=\"\",\"\",hf(AL26,J26,AM26,BW26,BX26))","v":""},{"$f":"IF(AD26=\"\",\"\",LOOKUP(AP26,Tab.4.5!$J$6:$J$27,Tab.4.5!$L$6:$L$27))","v":""},{"$f":"IF(AD26=\"\",\"\",He(CA26,BY26))","v":""},{"$f":"IF(AD26=\"\",\"\",Hs(BY26))","v":""},{"$f":"IF(AD26=\"\",\"\",Hm(BU26,BZ26,CB26,CC26,AL26,AO26))","v":""},"","","","","","",null,null,null,null,null,null,null,null,null,null,null,null,null,null,null,0,0,0,0,0,{"$f":"IF(CK26=\"\",\"\",IF(CL26=1,YcCi(CR26,J26),YcTr(J26,CQ26,CU26)))","v":""},{"$f":"IF(CK26=\"\",\"\",IF(CL26=1,Teta1(DE26,CR26),\"-\"))","v":""},"","",{"$f":"IF(CK26=\"\",\"\",IF(CL26=1,Ynci(CR26,J26,CT26,CV26),YnTr(1,CT26,CQ26,CU26,CV26,J26)))","v":""},{"$f":"IF(CK26=\"\",\"\",IF(CL26=1,Teta1(DI26,CR26),\"-\"))","v":""},{"$f":"IF(CK26=\"\",\"\",IF(CL26=1,AreaCi(CR26,J26),AreaTr(CQ26,CU26,DI26)))","v":""},{"$f":"IF(CK26=\"\",\"\",IF(CL26=1,FrCi(DM26,9.806,DJ26,CR26),FrTr(DM26,9.806,CQ26,CU26,DI26)))","v":""},"",{"$f":"IF(CK26=\"\",\"\",IF(CL26=1,LOOKUP(CP26,'Vmáx(material) - Tab.4.3'!$L$2:$L$11,'Vmáx(material) - Tab.4.3'!$M$2:$M$11),LOOKUP(CP26,'Vmáx(material) - Tab.4.3'!$L$15,'Vmáx(material) - Tab.4.3'!$M$15)))","v":""},{"$f":"IF(CK26=\"\",\"\",VLOOKUP($CO26,'Vmáx(material) - Tab.4.3'!$R$35:$X$41,2))","v":""},{"$f":"IF(CK26=\"\",\"\",VLOOKUP($CO26,'Vmáx(material) - Tab.4.3'!$R$35:$X$41,3))","v":""},{"$f":"IF(CK26=\"\",\"\",VLOOKUP($CO26,'Vmáx(material) - Tab.4.3'!$R$35:$X$41,4))","v":""},{"$f":"IF(CK26=\"\",\"\",VLOOKUP($CO26,'Vmáx(material) - Tab.4.3'!$R$35:$X$41,5))","v":""},{"$f":"IF(CK26=\"\",\"\",VLOOKUP($CO26,'Vmáx(material) - Tab.4.3'!$R$35:$X$41,6))","v":""},{"$f":"IF(CK26=\"\",\"\",IF(CK26=\"\",\"\",VLOOKUP(CO26,'Vmáx(material) - Tab.4.3'!$R$35:$X$41,7)))","v":""},{"$f":"IF(CK26=\"\",\"\",IF(CL26=1,FCi(J26,CR26),FTr(J26,CQ26,CR26)))","v":""},"",{"$f":"IF(CK26=\"\",\"\",Hw(DO26,DP26,DQ26,DR26,DS26,DT26,Z,DU26,CV26,CR26))","v":""},"","","","","",{"$f":"IF(CK26=\"\",\"\",IF(CL26=1,PeriCi(CR26,DI26),PeriTr(CQ26,CU26,DI26)))","v":""},{"$f":"IF(CK26=\"\",\"\",IF(CL26=1,AreaCi(CR26,DI26),AreaTr(CQ26,CU26,DI26)))","v":""},{"$f":"IF(CK26=\"\",\"\",RhCi(DK26,EC26))","v":""},"",{"$f":"IF(CK26=\"\",\"\",hf(CS26,J26,CT26,DK26,EE26))","v":""},{"$f":"IF(CK26=\"\",\"\",LOOKUP(CW26,Tab.4.5!$J$6:$J$27,Tab.4.5!$L$6:$L$27))","v":""},{"$f":"IF(CK26=\"\",\"\",He(EH26,DM26))","v":""},{"$f":"IF(CK26=\"\",\"\",Hs(DM26))","v":""},{"$f":"IF(CK26=\"\",\"\",Hm(EB26,EG26,EI26,EJ26,CS26,CV26))","v":""},"","","","","","","K45+-45000 () ",{"$f":"IF(B26=\"Existe.\",IF(AE26=1,CONCATENATE(#REF!,AK26,\" m.\"),CONCATENATE(#REF!,AJ26,\" m x \",AK26,\" m.\")),IF(CL26=1,CONCATENATE(#REF!,CR26,\" m.\"),CONCATENATE(#REF!,CQ26,\" m x \",CR26,\" m.\")))","v":{"$error":"#REF!"}},"Concreto, L =  m, S = 0 %.","Cota clave eje= 0 msnm.",null,null,null,"","","","","",{"$f":"IF(EV26=\"\",\"\",VLOOKUP(EY26,'Estructura escalonada'!$D$3:$H$953,2))","v":""},"","","","","",""]
[null,null,null,null,null,null,null,null,null,null,null,0,null,0,null,null,null,null,null,null,{"$f":"IF(K27=\"No\",\"\",IF(O27=\"\",YcCi(P27,N27),YcTr(N27,O27,S27)))","v":{"$error":"#VALUE!"}},{"$f":"IF(K27=\"No\",\"\",IF(O27=\"\",Teta1(U27,P27),\"-\"))","v":{"$error":"#VALUE!"}},{"$error":"#VALUE!"},{"$error":"#VALUE!"},{"$f":"IF(K27=\"No\",\"\",IF(O27=\"\",Ynci(P27,N27,R27,T27),YnTr(1,R27,O27,S27,T27,N27)))","v":{"$error":"#VALUE!"}},{"$f":"IF(K27=\"No\",\"\",IF(O27=\"\",Teta1(Y27,P27),\"-\"))","v":{"$error":"#VALUE!"}},{"$f":"IF(K27=\"No\",\"\",IF(O27=\"\",AreaCi(P27,Y27),AreaTr(O27,S27,Y27)))","v":{"$error":"#VALUE!"}},{"$f":"IF(K27=\"No\",\"\",IF(O27=\"\",FrCi(AC27,9.806,Z27,P27),FrTr(AC27,9.806,O27,S27,Y27)))","v":{"$error":"#VALUE!"}},{"$error":"#VALUE!"},null,null,null,null,null,null,null,null,null,null,null,null,null,null,null,0,0,"","","",{"$f":"IF(AD27=\"\",\"\",IF(AE27=1,YcCi(AK27,J27),YcTr(J27,AJ27,AN27)))","v":""},{"$f":"IF(AD27=\"\",\"\",IF(AE27=1,Teta1(AX27,AK27),\"-\"))","v":""},{"$f":"IF(AD27=\"\",\"\",IF(AE27=1,AreaCi(AK27,AX27),AreaTr(AJ27,AN27,AX27)))","v":""},"",{"$f":"IF(AD27=\"\",\"\",IF(AE27=1,Ynci(AK27,J27,AM27,AO27),YnTr(1,AM27,AJ27,AN27,AO27,J27)))","v":""},{"$f":"IF(AD27=\"\",\"\",IF(AE27=1,Teta1(BB27,AK27),\"-\"))","v":""},{"$f":"IF(AD27=\"\",\"\",IF(AE27=1,AreaCi(AK27,BB27),AreaTr(AJ27,AN27,BB27)))","v":""},{"$f":"IF(AD27=\"\",\"\",IF(AE27=1,FrCi(BF27,9.806,BC27,AK27),FrTr(BF27,9.806,AJ27,AN27,BB27)))","v":""},"",{"$f":"IF(AD27=\"\",\"\",IF(AE27=1,LOOKUP(AI27,'Vmáx(material) - Tab.4.3'!$L$2:$L$11,'Vmáx(material) - Tab.4.3'!$M$2:$M$11),LOOKUP(AI27,'Vmáx(material) - Tab.4.3'!$L$15,'Vmáx(material) - Tab.4.3'!$M$15)))","v":""},{"$f":"IF(AD27=\"\",\"\",VLOOKUP($AH27,'Vmáx(material) - Tab.4.3'!$R$35:$X$41,2))","v":""},{"$f":"IF(AD27=\"\",\"\",VLOOKUP($AH27,'Vmáx(material) - Tab.4.3'!$R$35:$X$41,3))","v":""},{"$f":"IF(AD27=\"\",\"\",VLOOKUP($AH27,'Vmáx(material) - Tab.4.3'!$R$35:$X$41,4))","v":""},{"$f":"IF(AD27=\"\",\"\",VLOOKUP($AH27,'Vmáx(material) - Tab.4.3'!$R$35:$X$41,5))","v":""},{"$f":"IF(AD27=\"\",\"\",VLOOKUP($AH27,'Vmáx(material) - Tab.4.3'!$R$35:$X$41,6))","v":""},{"$f":"IF(AD27=\"\",\"\",IF(AD27=\"\",\"\",VLOOKUP($AH27,'Vmáx(material) - Tab.4.3'!$R$35:$X$41,7)))","v":""},{"$f":"IF(AD27=\"\",\"\",IF(AE27=1,FCi(J27,AK27),FTr(J27,AJ27,AK27)))","v":""},"",{"$f":"IF(AD27=\"\",\"\",Hw(BH27,BI27,BJ27,BK27,BL27,BM27,Z,BN27,AO27,AK27))","v":""},"","","","",{"$f":"IF(AD27=\"\",\"\",ho(BT27,AK27,AX27))","v":""},{"$f":"IF(AD27=\"\",\"\",IF(AE27=1,PeriCi(AK27,BB27),PeriTr(AJ27,AN27,BB27)))","v":""},{"$f":"IF(AD27=\"\",\"\",IF(AE27=1,AreaCi(AK27,BB27),AreaTr(AJ27,AN27,BB27)))","v":""},{"$f":"IF(AD27=\"\",\"\",RhCi(BW27,BV27))","v":""},"",{"$f":"IF(AD27=\"\",\"\",hf(AL27,J27,AM27,BW27,BX27))","v":""},{"$f":"IF(AD27=\"\",\"\",LOOKUP(AP27,Tab.4.5!$J$6:$J$27,Tab.4.5!$L$6:$L$27))","v":""},{"$f":"IF(AD27=\"\",\"\",He(CA27,BY27))","v":""},{"$f":"IF(AD27=\"\",\"\",Hs(BY27))","v":""},{"$f":"IF(AD27=\"\",\"\",Hm(BU27,BZ27,CB27,CC27,AL27,AO27))","v":""},"","","","","","",null,null,null,null,null,null,null,null,null,null,null,null,null,null,null,0,0,0,0,0,{"$f":"IF(CK27=\"\",\"\",IF(CL27=1,YcCi(CR27,J27),YcTr(J27,CQ27,CU27)))","v":""},{"$f":"IF(CK27=\"\",\"\",IF(CL27=1,Teta1(DE27,CR27),\"-\"))","v":""},"","",{"$f":"IF(CK27=\"\",\"\",IF(CL27=1,Ynci(CR27,J27,CT27,CV27),YnTr(1,CT27,CQ27,CU27,CV27,J27)))","v":""},{"$f":"IF(CK27=\"\",\"\",IF(CL27=1,Teta1(DI27,CR27),\"-\"))","v":""},{"$f":"IF(CK27=\"\",\"\",IF(CL27=1,AreaCi(CR27,J27),AreaTr(CQ27,CU27,DI27)))","v":""},{"$f":"IF(CK27=\"\",\"\",IF(CL27=1,FrCi(DM27,9.806,DJ27,CR27),FrTr(DM27,9.806,CQ27,CU27,DI27)))","v":""},"",{"$f":"IF(CK27=\"\",\"\",IF(CL27=1,LOOKUP(CP27,'Vmáx(material) - Tab.4.3'!$L$2:$L$11,'Vmáx(material) - Tab.4.3'!$M$2:$M$11),LOOKUP(CP27,'Vmáx(material) - Tab.4.3'!$L$15,'Vmáx(material) - Tab.4.3'!$M$15)))","v":""},{"$f":"IF(CK27=\"\",\"\",VLOOKUP($CO27,'Vmáx(material) - Tab.4.3'!$R$35:$X$41,2))","v":""},{"$f":"IF(CK27=\"\",\"\",VLOOKUP($CO27,'Vmáx(material) - Tab.4.3'!$R$35:$X$41,3))","v":""},{"$f":"IF(CK27=\"\",\"\",VLOOKUP($CO27,'Vmáx(material) - Tab.4.3'!$R$35:$X$41,4))","v":""},{"$f":"IF(CK27=\"\",\"\",VLOOKUP($CO27,'Vmáx(material) - Tab.4.3'!$R$35:$X$41,5))","v":""},{"$f":"IF(CK27=\"\",\"\",VLOOKUP($CO27,'Vmáx(material) - Tab.4.3'!$R$35:$X$41,6))","v":""},{"$f":"IF(CK27=\"\",\"\",IF(CK27=\"\",\"\",VLOOKUP(CO27,'Vmáx(material) - Tab.4.3'!$R$35:$X$41,7)))","v":""},{"$f":"IF(CK27=\"\",\"\",IF(CL27=1,FCi(J27,CR27),FTr(J27,CQ27,CR27)))","v":""},"",{"$f":"IF(CK27=\"\",\"\",Hw(DO27,DP27,DQ27,DR27,DS27,DT27,Z,DU27,CV27,CR27))","v":""},"","","","","",{"$f":"IF(CK27=\"\",\"\",IF(CL27=1,PeriCi(CR27,DI27),PeriTr(CQ27,CU27,DI27)))","v":""},{"$f":"IF(CK27=\"\",\"\",IF(CL27=1,AreaCi(CR27,DI27),AreaTr(CQ27,CU27,DI27)))","v":""},{"$f":"IF(CK27=\"\",\"\",RhCi(DK27,EC27))","v":""},"",{"$f":"IF(CK27=\"\",\"\",hf(CS27,J27,CT27,DK27,EE27))","v":""},{"$f":"IF(CK27=\"\",\"\",LOOKUP(CW27,Tab.4.5!$J$6:$J$27,Tab.4.5!$L$6:$L$27))","v":""},{"$f":"IF(CK27=\"\",\"\",He(EH27,DM27))","v":""},{"$f":"IF(CK27=\"\",\"\",Hs(DM27))","v":""},{"$f":"IF(CK27=\"\",\"\",Hm(EB27,EG27,EI27,EJ27,CS27,CV27))","v":""},"","","","","","","K45+-45000 () ",{"$f":"IF(B27=\"Existe.\",IF(AE27=1,CONCATENATE(#REF!,AK27,\" m.\"),CONCATENATE(#REF!,AJ27,\" m x \",AK27,\" m.\")),IF(CL27=1,CONCATENATE(#REF!,CR27,\" m.\"),CONCATENATE(#REF!,CQ27,\" m x \",CR27,\" m.\")))","v":{"$error":"#REF!"}},"Concreto, L =  m, S = 0 %.","Cota clave eje= 0 msnm.",null,null,null,"","","","","",{"$f":"IF(EV27=\"\",\"\",VLOOKUP(EY27,'Estructura escalonada'!$D$3:$H$953,2))","v":""},"","","","","",""]
[null,null,null,null,null,null,null,null,null,null,null,0,null,0,null,null,null,null,null,null,{"$f":"IF(K28=\"No\",\"\",IF(O28=\"\",YcCi(P28,N28),YcTr(N28,O28,S28)))","v":{"$error":"#VALUE!"}},{"$f":"IF(K28=\"No\",\"\",IF(O28=\"\",Teta1(U28,P28),\"-\"))","v":{"$error":"#VALUE!"}},{"$error":"#VALUE!"},{"$error":"#VALUE!"},{"$f":"IF(K28=\"No\",\"\",IF(O28=\"\",Ynci(P28,N28,R28,T28),YnTr(1,R28,O28,S28,T28,N28)))","v":{"$error":"#VALUE!"}},{"$f":"IF(K28=\"No\",\"\",IF(O28=\"\",Teta1(Y28,P28),\"-\"))","v":{"$error":"#VALUE!"}},{"$f":"IF(K28=\"No\",\"\",IF(O28=\"\",AreaCi(P28,Y28),AreaTr(O28,S28,Y28)))","v":{"$error":"#VALUE!"}},{"$f":"IF(K28=\"No\",\"\",IF(O28=\"\",FrCi(AC28,9.806,Z28,P28),FrTr(AC28,9.806,O28,S28,Y28)))","v":{"$error":"#VALUE!"}},{"$error":"#VALUE!"},null,null,null,null,null,null,null,null,null,null,null,null,null,null,null,0,0,"","","",{"$f":"IF(AD28=\"\",\"\",IF(AE28=1,YcCi(AK28,J28),YcTr(J28,AJ28,AN28)))","v":""},{"$f":"IF(AD28=\"\",\"\",IF(AE28=1,Teta1(AX28,AK28),\"-\"))","v":""},{"$f":"IF(AD28=\"\",\"\",IF(AE28=1,AreaCi(AK28,AX28),AreaTr(AJ28,AN28,AX28)))","v":""},"",{"$f":"IF(AD28=\"\",\"\",IF(AE28=1,Ynci(AK28,J28,AM28,AO28),YnTr(1,AM28,AJ28,AN28,AO28,J28)))","v":""},{"$f":"IF(AD28=\"\",\"\",IF(AE28=1,Teta1(BB28,AK28),\"-\"))","v":""},{"$f":"IF(AD28=\"\",\"\",IF(AE28=1,AreaCi(AK28,BB28),AreaTr(AJ28,AN28,BB28)))","v":""},{"$f":"IF(AD28=\"\",\"\",IF(AE28=1,FrCi(BF28,9.806,BC28,AK28),FrTr(BF28,9.806,AJ28,AN28,BB28)))","v":""},"",{"$f":"IF(AD28=\"\",\"\",IF(AE28=1,LOOKUP(AI28,'Vmáx(material) - Tab.4.3'!$L$2:$L$11,'Vmáx(material) - Tab.4.3'!$M$2:$M$11),LOOKUP(AI28,'Vmáx(material) - Tab.4.3'!$L$15,'Vmáx(material) - Tab.4.3'!$M$15)))","v":""},{"$f":"IF(AD28=\"\",\"\",VLOOKUP($AH28,'Vmáx(material) - Tab.4.3'!$R$35:$X$41,2))","v":""},{"$f":"IF(AD28=\"\",\"\",VLOOKUP($AH28,'Vmáx(material) - Tab.4.3'!$R$35:$X$41,3))","v":""},{"$f":"IF(AD28=\"\",\"\",VLOOKUP($AH28,'Vmáx(material) - Tab.4.3'!$R$35:$X$41,4))","v":""},{"$f":"IF(AD28=\"\",\"\",VLOOKUP($AH28,'Vmáx(material) - Tab.4.3'!$R$35:$X$41,5))","v":""},{"$f":"IF(AD28=\"\",\"\",VLOOKUP($AH28,'Vmáx(material) - Tab.4.3'!$R$35:$X$41,6))","v":""},{"$f":"IF(AD28=\"\",\"\",IF(AD28=\"\",\"\",VLOOKUP($AH28,'Vmáx(material) - Tab.4.3'!$R$35:$X$41,7)))","v":""},{"$f":"IF(AD28=\"\",\"\",IF(AE28=1,FCi(J28,AK28),FTr(J28,AJ28,AK28)))","v":""},"",{"$f":"IF(AD28=\"\",\"\",Hw(BH28,BI28,BJ28,BK28,BL28,BM28,Z,BN28,AO28,AK28))","v":""},"","","","",{"$f":"IF(AD28=\"\",\"\",ho(BT28,AK28,AX28))","v":""},{"$f":"IF(AD28=\"\",\"\",IF(AE28=1,PeriCi(AK28,BB28),PeriTr(AJ28,AN28,BB28)))","v":""},{"$f":"IF(AD28=\"\",\"\",IF(AE28=1,AreaCi(AK28,BB28),AreaTr(AJ28,AN28,BB28)))","v":""},{"$f":"IF(AD28=\"\",\"\",RhCi(BW28,BV28))","v":""},"",{"$f":"IF(AD28=\"\",\"\",hf(AL28,J28,AM28,BW28,BX28))","v":""},{"$f":"IF(AD28=\"\",\"\",LOOKUP(AP28,Tab.4.5!$J$6:$J$27,Tab.4.5!$L$6:$L$27))","v":""},{"$f":"IF(AD28=\"\",\"\",He(CA28,BY28))","v":""},{"$f":"IF(AD28=\"\",\"\",Hs(BY28))","v":""},{"$f":"IF(AD28=\"\",\"\",Hm(BU28,BZ28,CB28,CC28,AL28,AO28))","v":""},"","","","","","",null,null,null,null,null,null,null,null,null,null,null,null,null,null,null,0,0,0,0,0,{"$f":"IF(CK28=\"\",\"\",IF(CL28=1,YcCi(CR28,J28),YcTr(J28,CQ28,CU28)))","v":""},{"$f":"IF(CK28=\"\",\"\",IF(CL28=1,Teta1(DE28,CR28),\"-\"))","v":""},"","",{"$f":"IF(CK28=\"\",\"\",IF(CL28=1,Ynci(CR28,J28,CT28,CV28),YnTr(1,CT28,CQ28,CU28,CV28,J28)))","v":""},{"$f":"IF(CK28=\"\",\"\",IF(CL28=1,Teta1(DI28,CR28),\"-\"))","v":""},{"$f":"IF(CK28=\"\",\"\",IF(CL28=1,AreaCi(CR28,J28),AreaTr(CQ28,CU28,DI28)))","v":""},{"$f":"IF(CK28=\"\",\"\",IF(CL28=1,FrCi(DM28,9.806,DJ28,CR28),FrTr(DM28,9.806,CQ28,CU28,DI28)))","v":""},"",{"$f":"IF(CK28=\"\",\"\",IF(CL28=1,LOOKUP(CP28,'Vmáx(material) - Tab.4.3'!$L$2:$L$11,'Vmáx(material) - Tab.4.3'!$M$2:$M$11),LOOKUP(CP28,'Vmáx(material) - Tab.4.3'!$L$15,'Vmáx(material) - Tab.4.3'!$M$15)))","v":""},{"$f":"IF(CK28=\"\",\"\",VLOOKUP($CO28,'Vmáx(material) - Tab.4.3'!$R$35:$X$41,2))","v":""},{"$f":"IF(CK28=\"\",\"\",VLOOKUP($CO28,'Vmáx(material) - Tab.4.3'!$R$35:$X$41,3))","v":""},{"$f":"IF(CK28=\"\",\"\",VLOOKUP($CO28,'Vmáx(material) - Tab.4.3'!$R$35:$X$41,4))","v":""},{"$f":"IF(CK28=\"\",\"\",VLOOKUP($CO28,'Vmáx(material) - Tab.4.3'!$R$35:$X$41,5))","v":""},{"$f":"IF(CK28=\"\",\"\",VLOOKUP($CO28,'Vmáx(material) - Tab.4.3'!$R$35:$X$41,6))","v":""},{"$f":"IF(CK28=\"\",\"\",IF(CK28=\"\",\"\",VLOOKUP(CO28,'Vmáx(material) - Tab.4.3'!$R$35:$X$41,7)))","v":""},{"$f":"IF(CK28=\"\",\"\",IF(CL28=1,FCi(J28,CR28),FTr(J28,CQ28,CR28)))","v":""},"",{"$f":"IF(CK28=\"\",\"\",Hw(DO28,DP28,DQ28,DR28,DS28,DT28,Z,DU28,CV28,CR28))","v":""},"","","","","",{"$f":"IF(CK28=\"\",\"\",IF(CL28=1,PeriCi(CR28,DI28),PeriTr(CQ28,CU28,DI28)))","v":""},{"$f":"IF(CK28=\"\",\"\",IF(CL28=1,AreaCi(CR28,DI28),AreaTr(CQ28,CU28,DI28)))","v":""},{"$f":"IF(CK28=\"\",\"\",RhCi(DK28,EC28))","v":""},"",{"$f":"IF(CK28=\"\",\"\",hf(CS28,J28,CT28,DK28,EE28))","v":""},{"$f":"IF(CK28=\"\",\"\",LOOKUP(CW28,Tab.4.5!$J$6:$J$27,Tab.4.5!$L$6:$L$27))","v":""},{"$f":"IF(CK28=\"\",\"\",He(EH28,DM28))","v":""},{"$f":"IF(CK28=\"\",\"\",Hs(DM28))","v":""},{"$f":"IF(CK28=\"\",\"\",Hm(EB28,EG28,EI28,EJ28,CS28,CV28))","v":""},"","","","","","","K45+-45000 () ",{"$f":"IF(B28=\"Existe.\",IF(AE28=1,CONCATENATE(#REF!,AK28,\" m.\"),CONCATENATE(#REF!,AJ28,\" m x \",AK28,\" m.\")),IF(CL28=1,CONCATENATE(#REF!,CR28,\" m.\"),CONCATENATE(#REF!,CQ28,\" m x \",CR28,\" m.\")))","v":{"$error":"#REF!"}},"Concreto, L =  m, S = 0 %.","Cota clave eje= 0 msnm.",null,null,null,"","","","","",{"$f":"IF(EV28=\"\",\"\",VLOOKUP(EY28,'Estructura escalonada'!$D$3:$H$953,2))","v":""},"","","","","",""]
[null,null,null,null,null,null,null,null,null,null,null,0,null,0,null,null,null,null,null,null,{"$f":"IF(K29=\"No\",\"\",IF(O29=\"\",YcCi(P29,N29),YcTr(N29,O29,S29)))","v":{"$error":"#VALUE!"}},{"$f":"IF(K29=\"No\",\"\",IF(O29=\"\",Teta1(U29,P29),\"-\"))","v":{"$error":"#VALUE!"}},{"$error":"#VALUE!"},{"$error":"#VALUE!"},{"$f":"IF(K29=\"No\",\"\",IF(O29=\"\",Ynci(P29,N29,R29,T29),YnTr(1,R29,O29,S29,T29,N29)))","v":{"$error":"#VALUE!"}},{"$f":"IF(K29=\"No\",\"\",IF(O29=\"\",Teta1(Y29,P29),\"-\"))","v":{"$error":"#VALUE!"}},{"$f":"IF(K29=\"No\",\"\",IF(O29=\"\",AreaCi(P29,Y29),AreaTr(O29,S29,Y29)))","v":{"$error":"#VALUE!"}},{"$f":"IF(K29=\"No\",\"\",IF(O29=\"\",FrCi(AC29,9.806,Z29,P29),FrTr(AC29,9.806,O29,S29,Y29)))","v":{"$error":"#VALUE!"}},{"$error":"#VALUE!"},null,null,null,null,null,null,null,null,null,null,null,null,null,null,null,0,0,"","","",{"$f":"IF(AD29=\"\",\"\",IF(AE29=1,YcCi(AK29,J29),YcTr(J29,AJ29,AN29)))","v":""},{"$f":"IF(AD29=\"\",\"\",IF(AE29=1,Teta1(AX29,AK29),\"-\"))","v":""},{"$f":"IF(AD29=\"\",\"\",IF(AE29=1,AreaCi(AK29,AX29),AreaTr(AJ29,AN29,AX29)))","v":""},"",{"$f":"IF(AD29=\"\",\"\",IF(AE29=1,Ynci(AK29,J29,AM29,AO29),YnTr(1,AM29,AJ29,AN29,AO29,J29)))","v":""},{"$f":"IF(AD29=\"\",\"\",IF(AE29=1,Teta1(BB29,AK29),\"-\"))","v":""},{"$f":"IF(AD29=\"\",\"\",IF(AE29=1,AreaCi(AK29,BB29),AreaTr(AJ29,AN29,BB29)))","v":""},{"$f":"IF(AD29=\"\",\"\",IF(AE29=1,FrCi(BF29,9.806,BC29,AK29),FrTr(BF29,9.806,AJ29,AN29,BB29)))","v":""},"",{"$f":"IF(AD29=\"\",\"\",IF(AE29=1,LOOKUP(AI29,'Vmáx(material) - Tab.4.3'!$L$2:$L$11,'Vmáx(material) - Tab.4.3'!$M$2:$M$11),LOOKUP(AI29,'Vmáx(material) - Tab.4.3'!$L$15,'Vmáx(material) - Tab.4.3'!$M$15)))","v":""},{"$f":"IF(AD29=\"\",\"\",VLOOKUP($AH29,'Vmáx(material) - Tab.4.3'!$R$35:$X$41,2))","v":""},{"$f":"IF(AD29=\"\",\"\",VLOOKUP($AH29,'Vmáx(material) - Tab.4.3'!$R$35:$X$41,3))","v":""},{"$f":"IF(AD29=\"\",\"\",VLOOKUP($AH29,'Vmáx(material) - Tab.4.3'!$R$35:$X$41,4))","v":""},{"$f":"IF(AD29=\"\",\"\",VLOOKUP($AH29,'Vmáx(material) - Tab.4.3'!$R$35:$X$41,5))","v":""},{"$f":"IF(AD29=\"\",\"\",VLOOKUP($AH29,'Vmáx(material) - Tab.4.3'!$R$35:$X$41,6))","v":""},{"$f":"IF(AD29=\"\",\"\",IF(AD29=\"\",\"\",VLOOKUP($AH29,'Vmáx(material) - Tab.4.3'!$R$35:$X$41,7)))","v":""},{"$f":"IF(AD29=\"\",\"\",IF(AE29=1,FCi(J29,AK29),FTr(J29,AJ29,AK29)))","v":""},"",{"$f":"IF(AD29=\"\",\"\",Hw(BH29,BI29,BJ29,BK29,BL29,BM29,Z,BN29,AO29,AK29))","v":""},"","","","",{"$f":"IF(AD29=\"\",\"\",ho(BT29,AK29,AX29))","v":""},{"$f":"IF(AD29=\"\",\"\",IF(AE29=1,PeriCi(AK29,BB29),PeriTr(AJ29,AN29,BB29)))","v":""},{"$f":"IF(AD29=\"\",\"\",IF(AE29=1,AreaCi(AK29,BB29),AreaTr(AJ29,AN29,BB29)))","v":""},{"$f":"IF(AD29=\"\",\"\",RhCi(BW29,BV29))","v":""},"",{"$f":"IF(AD29=\"\",\"\",hf(AL29,J29,AM29,BW29,BX29))","v":""},{"$f":"IF(AD29=\"\",\"\",LOOKUP(AP29,Tab.4.5!$J$6:$J$27,Tab.4.5!$L$6:$L$27))","v":""},{"$f":"IF(AD29=\"\",\"\",He(CA29,BY29))","v":""},{"$f":"IF(AD29=\"\",\"\",Hs(BY29))","v":""},{"$f":"IF(AD29=\"\",\"\",Hm(BU29,BZ29,CB29,CC29,AL29,AO29))","v":""},"","","","","","",null,null,null,null,null,null,null,null,null,null,null,null,null,null,null,0,0,0,0,0,{"$f":"IF(CK29=\"\",\"\",IF(CL29=1,YcCi(CR29,J29),YcTr(J29,CQ29,CU29)))","v":""},{"$f":"IF(CK29=\"\",\"\",IF(CL29=1,Teta1(DE29,CR29),\"-\"))","v":""},"","",{"$f":"IF(CK29=\"\",\"\",IF(CL29=1,Ynci(CR29,J29,CT29,CV29),YnTr(1,CT29,CQ29,CU29,CV29,J29)))","v":""},{"$f":"IF(CK29=\"\",\"\",IF(CL29=1,Teta1(DI29,CR29),\"-\"))","v":""},{"$f":"IF(CK29=\"\",\"\",IF(CL29=1,AreaCi(CR29,J29),AreaTr(CQ29,CU29,DI29)))","v":""},{"$f":"IF(CK29=\"\",\"\",IF(CL29=1,FrCi(DM29,9.806,DJ29,CR29),FrTr(DM29,9.806,CQ29,CU29,DI29)))","v":""},"",{"$f":"IF(CK29=\"\",\"\",IF(CL29=1,LOOKUP(CP29,'Vmáx(material) - Tab.4.3'!$L$2:$L$11,'Vmáx(material) - Tab.4.3'!$M$2:$M$11),LOOKUP(CP29,'Vmáx(material) - Tab.4.3'!$L$15,'Vmáx(material) - Tab.4.3'!$M$15)))","v":""},{"$f":"IF(CK29=\"\",\"\",VLOOKUP($CO29,'Vmáx(material) - Tab.4.3'!$R$35:$X$41,2))","v":""},{"$f":"IF(CK29=\"\",\"\",VLOOKUP($CO29,'Vmáx(material) - Tab.4.3'!$R$35:$X$41,3))","v":""},{"$f":"IF(CK29=\"\",\"\",VLOOKUP($CO29,'Vmáx(material) - Tab.4.3'!$R$35:$X$41,4))","v":""},{"$f":"IF(CK29=\"\",\"\",VLOOKUP($CO29,'Vmáx(material) - Tab.4.3'!$R$35:$X$41,5))","v":""},{"$f":"IF(CK29=\"\",\"\",VLOOKUP($CO29,'Vmáx(material) - Tab.4.3'!$R$35:$X$41,6))","v":""},{"$f":"IF(CK29=\"\",\"\",IF(CK29=\"\",\"\",VLOOKUP(CO29,'Vmáx(material) - Tab.4.3'!$R$35:$X$41,7)))","v":""},{"$f":"IF(CK29=\"\",\"\",IF(CL29=1,FCi(J29,CR29),FTr(J29,CQ29,CR29)))","v":""},"",{"$f":"IF(CK29=\"\",\"\",Hw(DO29,DP29,DQ29,DR29,DS29,DT29,Z,DU29,CV29,CR29))","v":""},"","","","","",{"$f":"IF(CK29=\"\",\"\",IF(CL29=1,PeriCi(CR29,DI29),PeriTr(CQ29,CU29,DI29)))","v":""},{"$f":"IF(CK29=\"\",\"\",IF(CL29=1,AreaCi(CR29,DI29),AreaTr(CQ29,CU29,DI29)))","v":""},{"$f":"IF(CK29=\"\",\"\",RhCi(DK29,EC29))","v":""},"",{"$f":"IF(CK29=\"\",\"\",hf(CS29,J29,CT29,DK29,EE29))","v":""},{"$f":"IF(CK29=\"\",\"\",LOOKUP(CW29,Tab.4.5!$J$6:$J$27,Tab.4.5!$L$6:$L$27))","v":""},{"$f":"IF(CK29=\"\",\"\",He(EH29,DM29))","v":""},{"$f":"IF(CK29=\"\",\"\",Hs(DM29))","v":""},{"$f":"IF(CK29=\"\",\"\",Hm(EB29,EG29,EI29,EJ29,CS29,CV29))","v":""},"","","","","","","K45+-45000 () ",{"$f":"IF(B29=\"Existe.\",IF(AE29=1,CONCATENATE(#REF!,AK29,\" m.\"),CONCATENATE(#REF!,AJ29,\" m x \",AK29,\" m.\")),IF(CL29=1,CONCATENATE(#REF!,CR29,\" m.\"),CONCATENATE(#REF!,CQ29,\" m x \",CR29,\" m.\")))","v":{"$error":"#REF!"}},"Concreto, L =  m, S = 0 %.","Cota clave eje= 0 msnm.",null,null,null,"","","","","",{"$f":"IF(EV29=\"\",\"\",VLOOKUP(EY29,'Estructura escalonada'!$D$3:$H$953,2))","v":""},"","","","","",""]
[null,null,null,null,null,null,null,null,null,null,null,0,null,0,null,null,null,null,null,null,{"$f":"IF(K30=\"No\",\"\",IF(O30=\"\",YcCi(P30,N30),YcTr(N30,O30,S30)))","v":{"$error":"#VALUE!"}},{"$f":"IF(K30=\"No\",\"\",IF(O30=\"\",Teta1(U30,P30),\"-\"))","v":{"$error":"#VALUE!"}},{"$error":"#VALUE!"},{"$error":"#VALUE!"},{"$f":"IF(K30=\"No\",\"\",IF(O30=\"\",Ynci(P30,N30,R30,T30),YnTr(1,R30,O30,S30,T30,N30)))","v":{"$error":"#VALUE!"}},{"$f":"IF(K30=\"No\",\"\",IF(O30=\"\",Teta1(Y30,P30),\"-\"))","v":{"$error":"#VALUE!"}},{"$f":"IF(K30=\"No\",\"\",IF(O30=\"\",AreaCi(P30,Y30),AreaTr(O30,S30,Y30)))","v":{"$error":"#VALUE!"}},{"$f":"IF(K30=\"No\",\"\",IF(O30=\"\",FrCi(AC30,9.806,Z30,P30),FrTr(AC30,9.806,O30,S30,Y30)))","v":{"$error":"#VALUE!"}},{"$error":"#VALUE!"},null,null,null,null,null,null,null,null,null,null,null,null,null,null,null,0,0,"","","",{"$f":"IF(AD30=\"\",\"\",IF(AE30=1,YcCi(AK30,J30),YcTr(J30,AJ30,AN30)))","v":""},{"$f":"IF(AD30=\"\",\"\",IF(AE30=1,Teta1(AX30,AK30),\"-\"))","v":""},{"$f":"IF(AD30=\"\",\"\",IF(AE30=1,AreaCi(AK30,AX30),AreaTr(AJ30,AN30,AX30)))","v":""},"",{"$f":"IF(AD30=\"\",\"\",IF(AE30=1,Ynci(AK30,J30,AM30,AO30),YnTr(1,AM30,AJ30,AN30,AO30,J30)))","v":""},{"$f":"IF(AD30=\"\",\"\",IF(AE30=1,Teta1(BB30,AK30),\"-\"))","v":""},{"$f":"IF(AD30=\"\",\"\",IF(AE30=1,AreaCi(AK30,BB30),AreaTr(AJ30,AN30,BB30)))","v":""},{"$f":"IF(AD30=\"\",\"\",IF(AE30=1,FrCi(BF30,9.806,BC30,AK30),FrTr(BF30,9.806,AJ30,AN30,BB30)))","v":""},"",{"$f":"IF(AD30=\"\",\"\",IF(AE30=1,LOOKUP(AI30,'Vmáx(material) - Tab.4.3'!$L$2:$L$11,'Vmáx(material) - Tab.4.3'!$M$2:$M$11),LOOKUP(AI30,'Vmáx(material) - Tab.4.3'!$L$15,'Vmáx(material) - Tab.4.3'!$M$15)))","v":""},{"$f":"IF(AD30=\"\",\"\",VLOOKUP($AH30,'Vmáx(material) - Tab.4.3'!$R$35:$X$41,2))","v":""},{"$f":"IF(AD30=\"\",\"\",VLOOKUP($AH30,'Vmáx(material) - Tab.4.3'!$R$35:$X$41,3))","v":""},{"$f":"IF(AD30=\"\",\"\",VLOOKUP($AH30,'Vmáx(material) - Tab.4.3'!$R$35:$X$41,4))","v":""},{"$f":"IF(AD30=\"\",\"\",VLOOKUP($AH30,'Vmáx(material) - Tab.4.3'!$R$35:$X$41,5))","v":""},{"$f":"IF(AD30=\"\",\"\",VLOOKUP($AH30,'Vmáx(material) - Tab.4.3'!$R$35:$X$41,6))","v":""},{"$f":"IF(AD30=\"\",\"\",IF(AD30=\"\",\"\",VLOOKUP($AH30,'Vmáx(material) - Tab.4.3'!$R$35:$X$41,7)))","v":""},{"$f":"IF(AD30=\"\",\"\",IF(AE30=1,FCi(J30,AK30),FTr(J30,AJ30,AK30)))","v":""},"",{"$f":"IF(AD30=\"\",\"\",Hw(BH30,BI30,BJ30,BK30,BL30,BM30,Z,BN30,AO30,AK30))","v":""},"","","","",{"$f":"IF(AD30=\"\",\"\",ho(BT30,AK30,AX30))","v":""},{"$f":"IF(AD30=\"\",\"\",IF(AE30=1,PeriCi(AK30,BB30),PeriTr(AJ30,AN30,BB30)))","v":""},{"$f":"IF(AD30=\"\",\"\",IF(AE30=1,AreaCi(AK30,BB30),AreaTr(AJ30,AN30,BB30)))","v":""},{"$f":"IF(AD30=\"\",\"\",RhCi(BW30,BV30))","v":""},"",{"$f":"IF(AD30=\"\",\"\",hf(AL30,J30,AM30,BW30,BX30))","v":""},{"$f":"IF(AD30=\"\",\"\",LOOKUP(AP30,Tab.4.5!$J$6:$J$27,Tab.4.5!$L$6:$L$27))","v":""},{"$f":"IF(AD30=\"\",\"\",He(CA30,BY30))","v":""},{"$f":"IF(AD30=\"\",\"\",Hs(BY30))","v":""},{"$f":"IF(AD30=\"\",\"\",Hm(BU30,BZ30,CB30,CC30,AL30,AO30))","v":""},"","","","","","",null,null,null,null,null,null,null,null,null,null,null,null,null,null,null,0,0,0,0,0,{"$f":"IF(CK30=\"\",\"\",IF(CL30=1,YcCi(CR30,J30),YcTr(J30,CQ30,CU30)))","v":""},{"$f":"IF(CK30=\"\",\"\",IF(CL30=1,Teta1(DE30,CR30),\"-\"))","v":""},"","",{"$f":"IF(CK30=\"\",\"\",IF(CL30=1,Ynci(CR30,J30,CT30,CV30),YnTr(1,CT30,CQ30,CU30,CV30,J30)))","v":""},{"$f":"IF(CK30=\"\",\"\",IF(CL30=1,Teta1(DI30,CR30),\"-\"))","v":""},{"$f":"IF(CK30=\"\",\"\",IF(CL30=1,AreaCi(CR30,J30),AreaTr(CQ30,CU30,DI30)))","v":""},{"$f":"IF(CK30=\"\",\"\",IF(CL30=1,FrCi(DM30,9.806,DJ30,CR30),FrTr(DM30,9.806,CQ30,CU30,DI30)))","v":""},"",{"$f":"IF(CK30=\"\",\"\",IF(CL30=1,LOOKUP(CP30,'Vmáx(material) - Tab.4.3'!$L$2:$L$11,'Vmáx(material) - Tab.4.3'!$M$2:$M$11),LOOKUP(CP30,'Vmáx(material) - Tab.4.3'!$L$15,'Vmáx(material) - Tab.4.3'!$M$15)))","v":""},{"$f":"IF(CK30=\"\",\"\",VLOOKUP($CO30,'Vmáx(material) - Tab.4.3'!$R$35:$X$41,2))","v":""},{"$f":"IF(CK30=\"\",\"\",VLOOKUP($CO30,'Vmáx(material) - Tab.4.3'!$R$35:$X$41,3))","v":""},{"$f":"IF(CK30=\"\",\"\",VLOOKUP($CO30,'Vmáx(material) - Tab.4.3'!$R$35:$X$41,4))","v":""},{"$f":"IF(CK30=\"\",\"\",VLOOKUP($CO30,'Vmáx(material) - Tab.4.3'!$R$35:$X$41,5))","v":""},{"$f":"IF(CK30=\"\",\"\",VLOOKUP($CO30,'Vmáx(material) - Tab.4.3'!$R$35:$X$41,6))","v":""},{"$f":"IF(CK30=\"\",\"\",IF(CK30=\"\",\"\",VLOOKUP(CO30,'Vmáx(material) - Tab.4.3'!$R$35:$X$41,7)))","v":""},{"$f":"IF(CK30=\"\",\"\",IF(CL30=1,FCi(J30,CR30),FTr(J30,CQ30,CR30)))","v":""},"",{"$f":"IF(CK30=\"\",\"\",Hw(DO30,DP30,DQ30,DR30,DS30,DT30,Z,DU30,CV30,CR30))","v":""},"","","","","",{"$f":"IF(CK30=\"\",\"\",IF(CL30=1,PeriCi(CR30,DI30),PeriTr(CQ30,CU30,DI30)))","v":""},{"$f":"IF(CK30=\"\",\"\",IF(CL30=1,AreaCi(CR30,DI30),AreaTr(CQ30,CU30,DI30)))","v":""},{"$f":"IF(CK30=\"\",\"\",RhCi(DK30,EC30))","v":""},"",{"$f":"IF(CK30=\"\",\"\",hf(CS30,J30,CT30,DK30,EE30))","v":""},{"$f":"IF(CK30=\"\",\"\",LOOKUP(CW30,Tab.4.5!$J$6:$J$27,Tab.4.5!$L$6:$L$27))","v":""},{"$f":"IF(CK30=\"\",\"\",He(EH30,DM30))","v":""},{"$f":"IF(CK30=\"\",\"\",Hs(DM30))","v":""},{"$f":"IF(CK30=\"\",\"\",Hm(EB30,EG30,EI30,EJ30,CS30,CV30))","v":""},"","","","","","","K45+-45000 () ",{"$f":"IF(B30=\"Existe.\",IF(AE30=1,CONCATENATE(#REF!,AK30,\" m.\"),CONCATENATE(#REF!,AJ30,\" m x \",AK30,\" m.\")),IF(CL30=1,CONCATENATE(#REF!,CR30,\" m.\"),CONCATENATE(#REF!,CQ30,\" m x \",CR30,\" m.\")))","v":{"$error":"#REF!"}},"Concreto, L =  m, S = 0 %.","Cota clave eje= 0 msnm.",null,null,null,"","","","","",{"$f":"IF(EV30=\"\",\"\",VLOOKUP(EY30,'Estructura escalonada'!$D$3:$H$953,2))","v":""},"","","","","",""]
[null,null,null,null,null,null,null,null,null,null,null,0,null,0,null,null,null,null,null,null,{"$f":"IF(K31=\"No\",\"\",IF(O31=\"\",YcCi(P31,N31),YcTr(N31,O31,S31)))","v":{"$error":"#VALUE!"}},{"$f":"IF(K31=\"No\",\"\",IF(O31=\"\",Teta1(U31,P31),\"-\"))","v":{"$error":"#VALUE!"}},{"$error":"#VALUE!"},{"$error":"#VALUE!"},{"$f":"IF(K31=\"No\",\"\",IF(O31=\"\",Ynci(P31,N31,R31,T31),YnTr(1,R31,O31,S31,T31,N31)))","v":{"$error":"#VALUE!"}},{"$f":"IF(K31=\"No\",\"\",IF(O31=\"\",Teta1(Y31,P31),\"-\"))","v":{"$error":"#VALUE!"}},{"$f":"IF(K31=\"No\",\"\",IF(O31=\"\",AreaCi(P31,Y31),AreaTr(O31,S31,Y31)))","v":{"$error":"#VALUE!"}},{"$f":"IF(K31=\"No\",\"\",IF(O31=\"\",FrCi(AC31,9.806,Z31,P31),FrTr(AC31,9.806,O31,S31,Y31)))","v":{"$error":"#VALUE!"}},{"$error":"#VALUE!"},null,null,null,null,null,null,null,null,null,null,null,null,null,null,null,0,0,"","","",{"$f":"IF(AD31=\"\",\"\",IF(AE31=1,YcCi(AK31,J31),YcTr(J31,AJ31,AN31)))","v":""},{"$f":"IF(AD31=\"\",\"\",IF(AE31=1,Teta1(AX31,AK31),\"-\"))","v":""},{"$f":"IF(AD31=\"\",\"\",IF(AE31=1,AreaCi(AK31,AX31),AreaTr(AJ31,AN31,AX31)))","v":""},"",{"$f":"IF(AD31=\"\",\"\",IF(AE31=1,Ynci(AK31,J31,AM31,AO31),YnTr(1,AM31,AJ31,AN31,AO31,J31)))","v":""},{"$f":"IF(AD31=\"\",\"\",IF(AE31=1,Teta1(BB31,AK31),\"-\"))","v":""},{"$f":"IF(AD31=\"\",\"\",IF(AE31=1,AreaCi(AK31,BB31),AreaTr(AJ31,AN31,BB31)))","v":""},{"$f":"IF(AD31=\"\",\"\",IF(AE31=1,FrCi(BF31,9.806,BC31,AK31),FrTr(BF31,9.806,AJ31,AN31,BB31)))","v":""},"",{"$f":"IF(AD31=\"\",\"\",IF(AE31=1,LOOKUP(AI31,'Vmáx(material) - Tab.4.3'!$L$2:$L$11,'Vmáx(material) - Tab.4.3'!$M$2:$M$11),LOOKUP(AI31,'Vmáx(material) - Tab.4.3'!$L$15,'Vmáx(material) - Tab.4.3'!$M$15)))","v":""},{"$f":"IF(AD31=\"\",\"\",VLOOKUP($AH31,'Vmáx(material) - Tab.4.3'!$R$35:$X$41,2))","v":""},{"$f":"IF(AD31=\"\",\"\",VLOOKUP($AH31,'Vmáx(material) - Tab.4.3'!$R$35:$X$41,3))","v":""},{"$f":"IF(AD31=\"\",\"\",VLOOKUP($AH31,'Vmáx(material) - Tab.4.3'!$R$35:$X$41,4))","v":""},{"$f":"IF(AD31=\"\",\"\",VLOOKUP($AH31,'Vmáx(material) - Tab.4.3'!$R$35:$X$41,5))","v":""},{"$f":"IF(AD31=\"\",\"\",VLOOKUP($AH31,'Vmáx(material) - Tab.4.3'!$R$35:$X$41,6))","v":""},{"$f":"IF(AD31=\"\",\"\",IF(AD31=\"\",\"\",VLOOKUP($AH31,'Vmáx(material) - Tab.4.3'!$R$35:$X$41,7)))","v":""},{"$f":"IF(AD31=\"\",\"\",IF(AE31=1,FCi(J31,AK31),FTr(J31,AJ31,AK31)))","v":""},"",{"$f":"IF(AD31=\"\",\"\",Hw(BH31,BI31,BJ31,BK31,BL31,BM31,Z,BN31,AO31,AK31))","v":""},"","","","",{"$f":"IF(AD31=\"\",\"\",ho(BT31,AK31,AX31))","v":""},{"$f":"IF(AD31=\"\",\"\",IF(AE31=1,PeriCi(AK31,BB31),PeriTr(AJ31,AN31,BB31)))","v":""},{"$f":"IF(AD31=\"\",\"\",IF(AE31=1,AreaCi(AK31,BB31),AreaTr(AJ31,AN31,BB31)))","v":""},{"$f":"IF(AD31=\"\",\"\",RhCi(BW31,BV31))","v":""},"",{"$f":"IF(AD31=\"\",\"\",hf(AL31,J31,AM31,BW31,BX31))","v":""},{"$f":"IF(AD31=\"\",\"\",LOOKUP(AP31,Tab.4.5!$J$6:$J$27,Tab.4.5!$L$6:$L$27))","v":""},{"$f":"IF(AD31=\"\",\"\",He(CA31,BY31))","v":""},{"$f":"IF(AD31=\"\",\"\",Hs(BY31))","v":""},{"$f":"IF(AD31=\"\",\"\",Hm(BU31,BZ31,CB31,CC31,AL31,AO31))","v":""},"","","","","","",null,null,null,null,null,null,null,null,null,null,null,null,null,null,null,0,0,0,0,0,{"$f":"IF(CK31=\"\",\"\",IF(CL31=1,YcCi(CR31,J31),YcTr(J31,CQ31,CU31)))","v":""},{"$f":"IF(CK31=\"\",\"\",IF(CL31=1,Teta1(DE31,CR31),\"-\"))","v":""},"","",{"$f":"IF(CK31=\"\",\"\",IF(CL31=1,Ynci(CR31,J31,CT31,CV31),YnTr(1,CT31,CQ31,CU31,CV31,J31)))","v":""},{"$f":"IF(CK31=\"\",\"\",IF(CL31=1,Teta1(DI31,CR31),\"-\"))","v":""},{"$f":"IF(CK31=\"\",\"\",IF(CL31=1,AreaCi(CR31,J31),AreaTr(CQ31,CU31,DI31)))","v":""},{"$f":"IF(CK31=\"\",\"\",IF(CL31=1,FrCi(DM31,9.806,DJ31,CR31),FrTr(DM31,9.806,CQ31,CU31,DI31)))","v":""},"",{"$f":"IF(CK31=\"\",\"\",IF(CL31=1,LOOKUP(CP31,'Vmáx(material) - Tab.4.3'!$L$2:$L$11,'Vmáx(material) - Tab.4.3'!$M$2:$M$11),LOOKUP(CP31,'Vmáx(material) - Tab.4.3'!$L$15,'Vmáx(material) - Tab.4.3'!$M$15)))","v":""},{"$f":"IF(CK31=\"\",\"\",VLOOKUP($CO31,'Vmáx(material) - Tab.4.3'!$R$35:$X$41,2))","v":""},{"$f":"IF(CK31=\"\",\"\",VLOOKUP($CO31,'Vmáx(material) - Tab.4.3'!$R$35:$X$41,3))","v":""},{"$f":"IF(CK31=\"\",\"\",VLOOKUP($CO31,'Vmáx(material) - Tab.4.3'!$R$35:$X$41,4))","v":""},{"$f":"IF(CK31=\"\",\"\",VLOOKUP($CO31,'Vmáx(material) - Tab.4.3'!$R$35:$X$41,5))","v":""},{"$f":"IF(CK31=\"\",\"\",VLOOKUP($CO31,'Vmáx(material) - Tab.4.3'!$R$35:$X$41,6))","v":""},{"$f":"IF(CK31=\"\",\"\",IF(CK31=\"\",\"\",VLOOKUP(CO31,'Vmáx(material) - Tab.4.3'!$R$35:$X$41,7)))","v":""},{"$f":"IF(CK31=\"\",\"\",IF(CL31=1,FCi(J31,CR31),FTr(J31,CQ31,CR31)))","v":""},"",{"$f":"IF(CK31=\"\",\"\",Hw(DO31,DP31,DQ31,DR31,DS31,DT31,Z,DU31,CV31,CR31))","v":""},"","","","","",{"$f":"IF(CK31=\"\",\"\",IF(CL31=1,PeriCi(CR31,DI31),PeriTr(CQ31,CU31,DI31)))","v":""},{"$f":"IF(CK31=\"\",\"\",IF(CL31=1,AreaCi(CR31,DI31),AreaTr(CQ31,CU31,DI31)))","v":""},{"$f":"IF(CK31=\"\",\"\",RhCi(DK31,EC31))","v":""},"",{"$f":"IF(CK31=\"\",\"\",hf(CS31,J31,CT31,DK31,EE31))","v":""},{"$f":"IF(CK31=\"\",\"\",LOOKUP(CW31,Tab.4.5!$J$6:$J$27,Tab.4.5!$L$6:$L$27))","v":""},{"$f":"IF(CK31=\"\",\"\",He(EH31,DM31))","v":""},{"$f":"IF(CK31=\"\",\"\",Hs(DM31))","v":""},{"$f":"IF(CK31=\"\",\"\",Hm(EB31,EG31,EI31,EJ31,CS31,CV31))","v":""},"","","","","","","K45+-45000 () ",{"$f":"IF(B31=\"Existe.\",IF(AE31=1,CONCATENATE(#REF!,AK31,\" m.\"),CONCATENATE(#REF!,AJ31,\" m x \",AK31,\" m.\")),IF(CL31=1,CONCATENATE(#REF!,CR31,\" m.\"),CONCATENATE(#REF!,CQ31,\" m x \",CR31,\" m.\")))","v":{"$error":"#REF!"}},"Concreto, L =  m, S = 0 %.","Cota clave eje= 0 msnm.",null,null,null,"","","","","",{"$f":"IF(EV31=\"\",\"\",VLOOKUP(EY31,'Estructura escalonada'!$D$3:$H$953,2))","v":""},"","","","","",""]
[null,null,null,null,null,null,null,null,null,null,null,0,null,0,null,null,null,null,null,null,{"$f":"IF(K32=\"No\",\"\",IF(O32=\"\",YcCi(P32,N32),YcTr(N32,O32,S32)))","v":{"$error":"#VALUE!"}},{"$f":"IF(K32=\"No\",\"\",IF(O32=\"\",Teta1(U32,P32),\"-\"))","v":{"$error":"#VALUE!"}},{"$error":"#VALUE!"},{"$error":"#VALUE!"},{"$f":"IF(K32=\"No\",\"\",IF(O32=\"\",Ynci(P32,N32,R32,T32),YnTr(1,R32,O32,S32,T32,N32)))","v":{"$error":"#VALUE!"}},{"$f":"IF(K32=\"No\",\"\",IF(O32=\"\",Teta1(Y32,P32),\"-\"))","v":{"$error":"#VALUE!"}},{"$f":"IF(K32=\"No\",\"\",IF(O32=\"\",AreaCi(P32,Y32),AreaTr(O32,S32,Y32)))","v":{"$error":"#VALUE!"}},{"$f":"IF(K32=\"No\",\"\",IF(O32=\"\",FrCi(AC32,9.806,Z32,P32),FrTr(AC32,9.806,O32,S32,Y32)))","v":{"$error":"#VALUE!"}},{"$error":"#VALUE!"},null,null,null,null,null,null,null,null,null,null,null,null,null,null,null,0,0,"","","",{"$f":"IF(AD32=\"\",\"\",IF(AE32=1,YcCi(AK32,J32),YcTr(J32,AJ32,AN32)))","v":""},{"$f":"IF(AD32=\"\",\"\",IF(AE32=1,Teta1(AX32,AK32),\"-\"))","v":""},{"$f":"IF(AD32=\"\",\"\",IF(AE32=1,AreaCi(AK32,AX32),AreaTr(AJ32,AN32,AX32)))","v":""},"",{"$f":"IF(AD32=\"\",\"\",IF(AE32=1,Ynci(AK32,J32,AM32,AO32),YnTr(1,AM32,AJ32,AN32,AO32,J32)))","v":""},{"$f":"IF(AD32=\"\",\"\",IF(AE32=1,Teta1(BB32,AK32),\"-\"))","v":""},{"$f":"IF(AD32=\"\",\"\",IF(AE32=1,AreaCi(AK32,BB32),AreaTr(AJ32,AN32,BB32)))","v":""},{"$f":"IF(AD32=\"\",\"\",IF(AE32=1,FrCi(BF32,9.806,BC32,AK32),FrTr(BF32,9.806,AJ32,AN32,BB32)))","v":""},"",{"$f":"IF(AD32=\"\",\"\",IF(AE32=1,LOOKUP(AI32,'Vmáx(material) - Tab.4.3'!$L$2:$L$11,'Vmáx(material) - Tab.4.3'!$M$2:$M$11),LOOKUP(AI32,'Vmáx(material) - Tab.4.3'!$L$15,'Vmáx(material) - Tab.4.3'!$M$15)))","v":""},{"$f":"IF(AD32=\"\",\"\",VLOOKUP($AH32,'Vmáx(material) - Tab.4.3'!$R$35:$X$41,2))","v":""},{"$f":"IF(AD32=\"\",\"\",VLOOKUP($AH32,'Vmáx(material) - Tab.4.3'!$R$35:$X$41,3))","v":""},{"$f":"IF(AD32=\"\",\"\",VLOOKUP($AH32,'Vmáx(material) - Tab.4.3'!$R$35:$X$41,4))","v":""},{"$f":"IF(AD32=\"\",\"\",VLOOKUP($AH32,'Vmáx(material) - Tab.4.3'!$R$35:$X$41,5))","v":""},{"$f":"IF(AD32=\"\",\"\",VLOOKUP($AH32,'Vmáx(material) - Tab.4.3'!$R$35:$X$41,6))","v":""},{"$f":"IF(AD32=\"\",\"\",IF(AD32=\"\",\"\",VLOOKUP($AH32,'Vmáx(material) - Tab.4.3'!$R$35:$X$41,7)))","v":""},{"$f":"IF(AD32=\"\",\"\",IF(AE32=1,FCi(J32,AK32),FTr(J32,AJ32,AK32)))","v":""},"",{"$f":"IF(AD32=\"\",\"\",Hw(BH32,BI32,BJ32,BK32,BL32,BM32,Z,BN32,AO32,AK32))","v":""},"","","","",{"$f":"IF(AD32=\"\",\"\",ho(BT32,AK32,AX32))","v":""},{"$f":"IF(AD32=\"\",\"\",IF(AE32=1,PeriCi(AK32,BB32),PeriTr(AJ32,AN32,BB32)))","v":""},{"$f":"IF(AD32=\"\",\"\",IF(AE32=1,AreaCi(AK32,BB32),AreaTr(AJ32,AN32,BB32)))","v":""},{"$f":"IF(AD32=\"\",\"\",RhCi(BW32,BV32))","v":""},"",{"$f":"IF(AD32=\"\",\"\",hf(AL32,J32,AM32,BW32,BX32))","v":""},{"$f":"IF(AD32=\"\",\"\",LOOKUP(AP32,Tab.4.5!$J$6:$J$27,Tab.4.5!$L$6:$L$27))","v":""},{"$f":"IF(AD32=\"\",\"\",He(CA32,BY32))","v":""},{"$f":"IF(AD32=\"\",\"\",Hs(BY32))","v":""},{"$f":"IF(AD32=\"\",\"\",Hm(BU32,BZ32,CB32,CC32,AL32,AO32))","v":""},"","","","","","",null,null,null,null,null,null,null,null,null,null,null,null,null,null,null,0,0,0,0,0,{"$f":"IF(CK32=\"\",\"\",IF(CL32=1,YcCi(CR32,J32),YcTr(J32,CQ32,CU32)))","v":""},{"$f":"IF(CK32=\"\",\"\",IF(CL32=1,Teta1(DE32,CR32),\"-\"))","v":""},"","",{"$f":"IF(CK32=\"\",\"\",IF(CL32=1,Ynci(CR32,J32,CT32,CV32),YnTr(1,CT32,CQ32,CU32,CV32,J32)))","v":""},{"$f":"IF(CK32=\"\",\"\",IF(CL32=1,Teta1(DI32,CR32),\"-\"))","v":""},{"$f":"IF(CK32=\"\",\"\",IF(CL32=1,AreaCi(CR32,J32),AreaTr(CQ32,CU32,DI32)))","v":""},{"$f":"IF(CK32=\"\",\"\",IF(CL32=1,FrCi(DM32,9.806,DJ32,CR32),FrTr(DM32,9.806,CQ32,CU32,DI32)))","v":""},"",{"$f":"IF(CK32=\"\",\"\",IF(CL32=1,LOOKUP(CP32,'Vmáx(material) - Tab.4.3'!$L$2:$L$11,'Vmáx(material) - Tab.4.3'!$M$2:$M$11),LOOKUP(CP32,'Vmáx(material) - Tab.4.3'!$L$15,'Vmáx(material) - Tab.4.3'!$M$15)))","v":""},{"$f":"IF(CK32=\"\",\"\",VLOOKUP($CO32,'Vmáx(material) - Tab.4.3'!$R$35:$X$41,2))","v":""},{"$f":"IF(CK32=\"\",\"\",VLOOKUP($CO32,'Vmáx(material) - Tab.4.3'!$R$35:$X$41,3))","v":""},{"$f":"IF(CK32=\"\",\"\",VLOOKUP($CO32,'Vmáx(material) - Tab.4.3'!$R$35:$X$41,4))","v":""},{"$f":"IF(CK32=\"\",\"\",VLOOKUP($CO32,'Vmáx(material) - Tab.4.3'!$R$35:$X$41,5))","v":""},{"$f":"IF(CK32=\"\",\"\",VLOOKUP($CO32,'Vmáx(material) - Tab.4.3'!$R$35:$X$41,6))","v":""},{"$f":"IF(CK32=\"\",\"\",IF(CK32=\"\",\"\",VLOOKUP(CO32,'Vmáx(material) - Tab.4.3'!$R$35:$X$41,7)))","v":""},{"$f":"IF(CK32=\"\",\"\",IF(CL32=1,FCi(J32,CR32),FTr(J32,CQ32,CR32)))","v":""},"",{"$f":"IF(CK32=\"\",\"\",Hw(DO32,DP32,DQ32,DR32,DS32,DT32,Z,DU32,CV32,CR32))","v":""},"","","","","",{"$f":"IF(CK32=\"\",\"\",IF(CL32=1,PeriCi(CR32,DI32),PeriTr(CQ32,CU32,DI32)))","v":""},{"$f":"IF(CK32=\"\",\"\",IF(CL32=1,AreaCi(CR32,DI32),AreaTr(CQ32,CU32,DI32)))","v":""},{"$f":"IF(CK32=\"\",\"\",RhCi(DK32,EC32))","v":""},"",{"$f":"IF(CK32=\"\",\"\",hf(CS32,J32,CT32,DK32,EE32))","v":""},{"$f":"IF(CK32=\"\",\"\",LOOKUP(CW32,Tab.4.5!$J$6:$J$27,Tab.4.5!$L$6:$L$27))","v":""},{"$f":"IF(CK32=\"\",\"\",He(EH32,DM32))","v":""},{"$f":"IF(CK32=\"\",\"\",Hs(DM32))","v":""},{"$f":"IF(CK32=\"\",\"\",Hm(EB32,EG32,EI32,EJ32,CS32,CV32))","v":""},"","","","","","","K45+-45000 () ",{"$f":"IF(B32=\"Existe.\",IF(AE32=1,CONCATENATE(#REF!,AK32,\" m.\"),CONCATENATE(#REF!,AJ32,\" m x \",AK32,\" m.\")),IF(CL32=1,CONCATENATE(#REF!,CR32,\" m.\"),CONCATENATE(#REF!,CQ32,\" m x \",CR32,\" m.\")))","v":{"$error":"#REF!"}},"Concreto, L =  m, S = 0 %.","Cota clave eje= 0 msnm.",null,null,null,"","","","","",{"$f":"IF(EV32=\"\",\"\",VLOOKUP(EY32,'Estructura escalonada'!$D$3:$H$953,2))","v":""},"","","","","",""]
[null,null,null,null,null,null,null,null,null,null,null,0,null,0,null,null,null,null,null,null,{"$f":"IF(K33=\"No\",\"\",IF(O33=\"\",YcCi(P33,N33),YcTr(N33,O33,S33)))","v":{"$error":"#VALUE!"}},{"$f":"IF(K33=\"No\",\"\",IF(O33=\"\",Teta1(U33,P33),\"-\"))","v":{"$error":"#VALUE!"}},{"$error":"#VALUE!"},{"$error":"#VALUE!"},{"$f":"IF(K33=\"No\",\"\",IF(O33=\"\",Ynci(P33,N33,R33,T33),YnTr(1,R33,O33,S33,T33,N33)))","v":{"$error":"#VALUE!"}},{"$f":"IF(K33=\"No\",\"\",IF(O33=\"\",Teta1(Y33,P33),\"-\"))","v":{"$error":"#VALUE!"}},{"$f":"IF(K33=\"No\",\"\",IF(O33=\"\",AreaCi(P33,Y33),AreaTr(O33,S33,Y33)))","v":{"$error":"#VALUE!"}},{"$f":"IF(K33=\"No\",\"\",IF(O33=\"\",FrCi(AC33,9.806,Z33,P33),FrTr(AC33,9.806,O33,S33,Y33)))","v":{"$error":"#VALUE!"}},{"$error":"#VALUE!"},null,null,null,null,null,null,null,null,null,null,null,null,null,null,null,0,0,"","","",{"$f":"IF(AD33=\"\",\"\",IF(AE33=1,YcCi(AK33,J33),YcTr(J33,AJ33,AN33)))","v":""},{"$f":"IF(AD33=\"\",\"\",IF(AE33=1,Teta1(AX33,AK33),\"-\"))","v":""},{"$f":"IF(AD33=\"\",\"\",IF(AE33=1,AreaCi(AK33,AX33),AreaTr(AJ33,AN33,AX33)))","v":""},"",{"$f":"IF(AD33=\"\",\"\",IF(AE33=1,Ynci(AK33,J33,AM33,AO33),YnTr(1,AM33,AJ33,AN33,AO33,J33)))","v":""},{"$f":"IF(AD33=\"\",\"\",IF(AE33=1,Teta1(BB33,AK33),\"-\"))","v":""},{"$f":"IF(AD33=\"\",\"\",IF(AE33=1,AreaCi(AK33,BB33),AreaTr(AJ33,AN33,BB33)))","v":""},{"$f":"IF(AD33=\"\",\"\",IF(AE33=1,FrCi(BF33,9.806,BC33,AK33),FrTr(BF33,9.806,AJ33,AN33,BB33)))","v":""},"",{"$f":"IF(AD33=\"\",\"\",IF(AE33=1,LOOKUP(AI33,'Vmáx(material) - Tab.4.3'!$L$2:$L$11,'Vmáx(material) - Tab.4.3'!$M$2:$M$11),LOOKUP(AI33,'Vmáx(material) - Tab.4.3'!$L$15,'Vmáx(material) - Tab.4.3'!$M$15)))","v":""},{"$f":"IF(AD33=\"\",\"\",VLOOKUP($AH33,'Vmáx(material) - Tab.4.3'!$R$35:$X$41,2))","v":""},{"$f":"IF(AD33=\"\",\"\",VLOOKUP($AH33,'Vmáx(material) - Tab.4.3'!$R$35:$X$41,3))","v":""},{"$f":"IF(AD33=\"\",\"\",VLOOKUP($AH33,'Vmáx(material) - Tab.4.3'!$R$35:$X$41,4))","v":""},{"$f":"IF(AD33=\"\",\"\",VLOOKUP($AH33,'Vmáx(material) - Tab.4.3'!$R$35:$X$41,5))","v":""},{"$f":"IF(AD33=\"\",\"\",VLOOKUP($AH33,'Vmáx(material) - Tab.4.3'!$R$35:$X$41,6))","v":""},{"$f":"IF(AD33=\"\",\"\",IF(AD33=\"\",\"\",VLOOKUP($AH33,'Vmáx(material) - Tab.4.3'!$R$35:$X$41,7)))","v":""},{"$f":"IF(AD33=\"\",\"\",IF(AE33=1,FCi(J33,AK33),FTr(J33,AJ33,AK33)))","v":""},"",{"$f":"IF(AD33=\"\",\"\",Hw(BH33,BI33,BJ33,BK33,BL33,BM33,Z,BN33,AO33,AK33))","v":""},"","","","",{"$f":"IF(AD33=\"\",\"\",ho(BT33,AK33,AX33))","v":""},{"$f":"IF(AD33=\"\",\"\",IF(AE33=1,PeriCi(AK33,BB33),PeriTr(AJ33,AN33,BB33)))","v":""},{"$f":"IF(AD33=\"\",\"\",IF(AE33=1,AreaCi(AK33,BB33),AreaTr(AJ33,AN33,BB33)))","v":""},{"$f":"IF(AD33=\"\",\"\",RhCi(BW33,BV33))","v":""},"",{"$f":"IF(AD33=\"\",\"\",hf(AL33,J33,AM33,BW33,BX33))","v":""},{"$f":"IF(AD33=\"\",\"\",LOOKUP(AP33,Tab.4.5!$J$6:$J$27,Tab.4.5!$L$6:$L$27))","v":""},{"$f":"IF(AD33=\"\",\"\",He(CA33,BY33))","v":""},{"$f":"IF(AD33=\"\",\"\",Hs(BY33))","v":""},{"$f":"IF(AD33=\"\",\"\",Hm(BU33,BZ33,CB33,CC33,AL33,AO33))","v":""},"","","","","","",null,null,null,null,null,null,null,null,null,null,null,null,null,null,null,0,0,0,0,0,{"$f":"IF(CK33=\"\",\"\",IF(CL33=1,YcCi(CR33,J33),YcTr(J33,CQ33,CU33)))","v":""},{"$f":"IF(CK33=\"\",\"\",IF(CL33=1,Teta1(DE33,CR33),\"-\"))","v":""},"","",{"$f":"IF(CK33=\"\",\"\",IF(CL33=1,Ynci(CR33,J33,CT33,CV33),YnTr(1,CT33,CQ33,CU33,CV33,J33)))","v":""},{"$f":"IF(CK33=\"\",\"\",IF(CL33=1,Teta1(DI33,CR33),\"-\"))","v":""},{"$f":"IF(CK33=\"\",\"\",IF(CL33=1,AreaCi(CR33,J33),AreaTr(CQ33,CU33,DI33)))","v":""},{"$f":"IF(CK33=\"\",\"\",IF(CL33=1,FrCi(DM33,9.806,DJ33,CR33),FrTr(DM33,9.806,CQ33,CU33,DI33)))","v":""},"",{"$f":"IF(CK33=\"\",\"\",IF(CL33=1,LOOKUP(CP33,'Vmáx(material) - Tab.4.3'!$L$2:$L$11,'Vmáx(material) - Tab.4.3'!$M$2:$M$11),LOOKUP(CP33,'Vmáx(material) - Tab.4.3'!$L$15,'Vmáx(material) - Tab.4.3'!$M$15)))","v":""},{"$f":"IF(CK33=\"\",\"\",VLOOKUP($CO33,'Vmáx(material) - Tab.4.3'!$R$35:$X$41,2))","v":""},{"$f":"IF(CK33=\"\",\"\",VLOOKUP($CO33,'Vmáx(material) - Tab.4.3'!$R$35:$X$41,3))","v":""},{"$f":"IF(CK33=\"\",\"\",VLOOKUP($CO33,'Vmáx(material) - Tab.4.3'!$R$35:$X$41,4))","v":""},{"$f":"IF(CK33=\"\",\"\",VLOOKUP($CO33,'Vmáx(material) - Tab.4.3'!$R$35:$X$41,5))","v":""},{"$f":"IF(CK33=\"\",\"\",VLOOKUP($CO33,'Vmáx(material) - Tab.4.3'!$R$35:$X$41,6))","v":""},{"$f":"IF(CK33=\"\",\"\",IF(CK33=\"\",\"\",VLOOKUP(CO33,'Vmáx(material) - Tab.4.3'!$R$35:$X$41,7)))","v":""},{"$f":"IF(CK33=\"\",\"\",IF(CL33=1,FCi(J33,CR33),FTr(J33,CQ33,CR33)))","v":""},"",{"$f":"IF(CK33=\"\",\"\",Hw(DO33,DP33,DQ33,DR33,DS33,DT33,Z,DU33,CV33,CR33))","v":""},"","","","","",{"$f":"IF(CK33=\"\",\"\",IF(CL33=1,PeriCi(CR33,DI33),PeriTr(CQ33,CU33,DI33)))","v":""},{"$f":"IF(CK33=\"\",\"\",IF(CL33=1,AreaCi(CR33,DI33),AreaTr(CQ33,CU33,DI33)))","v":""},{"$f":"IF(CK33=\"\",\"\",RhCi(DK33,EC33))","v":""},"",{"$f":"IF(CK33=\"\",\"\",hf(CS33,J33,CT33,DK33,EE33))","v":""},{"$f":"IF(CK33=\"\",\"\",LOOKUP(CW33,Tab.4.5!$J$6:$J$27,Tab.4.5!$L$6:$L$27))","v":""},{"$f":"IF(CK33=\"\",\"\",He(EH33,DM33))","v":""},{"$f":"IF(CK33=\"\",\"\",Hs(DM33))","v":""},{"$f":"IF(CK33=\"\",\"\",Hm(EB33,EG33,EI33,EJ33,CS33,CV33))","v":""},"","","","","","","K45+-45000 () ",{"$f":"IF(B33=\"Existe.\",IF(AE33=1,CONCATENATE(#REF!,AK33,\" m.\"),CONCATENATE(#REF!,AJ33,\" m x \",AK33,\" m.\")),IF(CL33=1,CONCATENATE(#REF!,CR33,\" m.\"),CONCATENATE(#REF!,CQ33,\" m x \",CR33,\" m.\")))","v":{"$error":"#REF!"}},"Concreto, L =  m, S = 0 %.","Cota clave eje= 0 msnm.",null,null,null,"","","","","",{"$f":"IF(EV33=\"\",\"\",VLOOKUP(EY33,'Estructura escalonada'!$D$3:$H$953,2))","v":""},"","","","","",""]
[null,null,null,null,null,null,null,null,null,null,null,0,null,0,null,null,null,null,null,null,{"$f":"IF(K34=\"No\",\"\",IF(O34=\"\",YcCi(P34,N34),YcTr(N34,O34,S34)))","v":{"$error":"#VALUE!"}},{"$f":"IF(K34=\"No\",\"\",IF(O34=\"\",Teta1(U34,P34),\"-\"))","v":{"$error":"#VALUE!"}},{"$error":"#VALUE!"},{"$error":"#VALUE!"},{"$f":"IF(K34=\"No\",\"\",IF(O34=\"\",Ynci(P34,N34,R34,T34),YnTr(1,R34,O34,S34,T34,N34)))","v":{"$error":"#VALUE!"}},{"$f":"IF(K34=\"No\",\"\",IF(O34=\"\",Teta1(Y34,P34),\"-\"))","v":{"$error":"#VALUE!"}},{"$f":"IF(K34=\"No\",\"\",IF(O34=\"\",AreaCi(P34,Y34),AreaTr(O34,S34,Y34)))","v":{"$error":"#VALUE!"}},{"$f":"IF(K34=\"No\",\"\",IF(O34=\"\",FrCi(AC34,9.806,Z34,P34),FrTr(AC34,9.806,O34,S34,Y34)))","v":{"$error":"#VALUE!"}},{"$error":"#VALUE!"},null,null,null,null,null,null,null,null,null,null,null,null,null,null,null,0,0,"","","",{"$f":"IF(AD34=\"\",\"\",IF(AE34=1,YcCi(AK34,J34),YcTr(J34,AJ34,AN34)))","v":""},{"$f":"IF(AD34=\"\",\"\",IF(AE34=1,Teta1(AX34,AK34),\"-\"))","v":""},{"$f":"IF(AD34=\"\",\"\",IF(AE34=1,AreaCi(AK34,AX34),AreaTr(AJ34,AN34,AX34)))","v":""},"",{"$f":"IF(AD34=\"\",\"\",IF(AE34=1,Ynci(AK34,J34,AM34,AO34),YnTr(1,AM34,AJ34,AN34,AO34,J34)))","v":""},{"$f":"IF(AD34=\"\",\"\",IF(AE34=1,Teta1(BB34,AK34),\"-\"))","v":""},{"$f":"IF(AD34=\"\",\"\",IF(AE34=1,AreaCi(AK34,BB34),AreaTr(AJ34,AN34,BB34)))","v":""},{"$f":"IF(AD34=\"\",\"\",IF(AE34=1,FrCi(BF34,9.806,BC34,AK34),FrTr(BF34,9.806,AJ34,AN34,BB34)))","v":""},"",{"$f":"IF(AD34=\"\",\"\",IF(AE34=1,LOOKUP(AI34,'Vmáx(material) - Tab.4.3'!$L$2:$L$11,'Vmáx(material) - Tab.4.3'!$M$2:$M$11),LOOKUP(AI34,'Vmáx(material) - Tab.4.3'!$L$15,'Vmáx(material) - Tab.4.3'!$M$15)))","v":""},{"$f":"IF(AD34=\"\",\"\",VLOOKUP($AH34,'Vmáx(material) - Tab.4.3'!$R$35:$X$41,2))","v":""},{"$f":"IF(AD34=\"\",\"\",VLOOKUP($AH34,'Vmáx(material) - Tab.4.3'!$R$35:$X$41,3))","v":""},{"$f":"IF(AD34=\"\",\"\",VLOOKUP($AH34,'Vmáx(material) - Tab.4.3'!$R$35:$X$41,4))","v":""},{"$f":"IF(AD34=\"\",\"\",VLOOKUP($AH34,'Vmáx(material) - Tab.4.3'!$R$35:$X$41,5))","v":""},{"$f":"IF(AD34=\"\",\"\",VLOOKUP($AH34,'Vmáx(material) - Tab.4.3'!$R$35:$X$41,6))","v":""},{"$f":"IF(AD34=\"\",\"\",IF(AD34=\"\",\"\",VLOOKUP($AH34,'Vmáx(material) - Tab.4.3'!$R$35:$X$41,7)))","v":""},{"$f":"IF(AD34=\"\",\"\",IF(AE34=1,FCi(J34,AK34),FTr(J34,AJ34,AK34)))","v":""},"",{"$f":"IF(AD34=\"\",\"\",Hw(BH34,BI34,BJ34,BK34,BL34,BM34,Z,BN34,AO34,AK34))","v":""},"","","","",{"$f":"IF(AD34=\"\",\"\",ho(BT34,AK34,AX34))","v":""},{"$f":"IF(AD34=\"\",\"\",IF(AE34=1,PeriCi(AK34,BB34),PeriTr(AJ34,AN34,BB34)))","v":""},{"$f":"IF(AD34=\"\",\"\",IF(AE34=1,AreaCi(AK34,BB34),AreaTr(AJ34,AN34,BB34)))","v":""},{"$f":"IF(AD34=\"\",\"\",RhCi(BW34,BV34))","v":""},"",{"$f":"IF(AD34=\"\",\"\",hf(AL34,J34,AM34,BW34,BX34))","v":""},{"$f":"IF(AD34=\"\",\"\",LOOKUP(AP34,Tab.4.5!$J$6:$J$27,Tab.4.5!$L$6:$L$27))","v":""},{"$f":"IF(AD34=\"\",\"\",He(CA34,BY34))","v":""},{"$f":"IF(AD34=\"\",\"\",Hs(BY34))","v":""},{"$f":"IF(AD34=\"\",\"\",Hm(BU34,BZ34,CB34,CC34,AL34,AO34))","v":""},"","","","","","",null,null,null,null,null,null,null,null,null,null,null,null,null,null,null,0,0,0,0,0,{"$f":"IF(CK34=\"\",\"\",IF(CL34=1,YcCi(CR34,J34),YcTr(J34,CQ34,CU34)))","v":""},{"$f":"IF(CK34=\"\",\"\",IF(CL34=1,Teta1(DE34,CR34),\"-\"))","v":""},"","",{"$f":"IF(CK34=\"\",\"\",IF(CL34=1,Ynci(CR34,J34,CT34,CV34),YnTr(1,CT34,CQ34,CU34,CV34,J34)))","v":""},{"$f":"IF(CK34=\"\",\"\",IF(CL34=1,Teta1(DI34,CR34),\"-\"))","v":""},{"$f":"IF(CK34=\"\",\"\",IF(CL34=1,AreaCi(CR34,J34),AreaTr(CQ34,CU34,DI34)))","v":""},{"$f":"IF(CK34=\"\",\"\",IF(CL34=1,FrCi(DM34,9.806,DJ34,CR34),FrTr(DM34,9.806,CQ34,CU34,DI34)))","v":""},"",{"$f":"IF(CK34=\"\",\"\",IF(CL34=1,LOOKUP(CP34,'Vmáx(material) - Tab.4.3'!$L$2:$L$11,'Vmáx(material) - Tab.4.3'!$M$2:$M$11),LOOKUP(CP34,'Vmáx(material) - Tab.4.3'!$L$15,'Vmáx(material) - Tab.4.3'!$M$15)))","v":""},{"$f":"IF(CK34=\"\",\"\",VLOOKUP($CO34,'Vmáx(material) - Tab.4.3'!$R$35:$X$41,2))","v":""},{"$f":"IF(CK34=\"\",\"\",VLOOKUP($CO34,'Vmáx(material) - Tab.4.3'!$R$35:$X$41,3))","v":""},{"$f":"IF(CK34=\"\",\"\",VLOOKUP($CO34,'Vmáx(material) - Tab.4.3'!$R$35:$X$41,4))","v":""},{"$f":"IF(CK34=\"\",\"\",VLOOKUP($CO34,'Vmáx(material) - Tab.4.3'!$R$35:$X$41,5))","v":""},{"$f":"IF(CK34=\"\",\"\",VLOOKUP($CO34,'Vmáx(material) - Tab.4.3'!$R$35:$X$41,6))","v":""},{"$f":"IF(CK34=\"\",\"\",IF(CK34=\"\",\"\",VLOOKUP(CO34,'Vmáx(material) - Tab.4.3'!$R$35:$X$41,7)))","v":""},{"$f":"IF(CK34=\"\",\"\",IF(CL34=1,FCi(J34,CR34),FTr(J34,CQ34,CR34)))","v":""},"",{"$f":"IF(CK34=\"\",\"\",Hw(DO34,DP34,DQ34,DR34,DS34,DT34,Z,DU34,CV34,CR34))","v":""},"","","","","",{"$f":"IF(CK34=\"\",\"\",IF(CL34=1,PeriCi(CR34,DI34),PeriTr(CQ34,CU34,DI34)))","v":""},{"$f":"IF(CK34=\"\",\"\",IF(CL34=1,AreaCi(CR34,DI34),AreaTr(CQ34,CU34,DI34)))","v":""},{"$f":"IF(CK34=\"\",\"\",RhCi(DK34,EC34))","v":""},"",{"$f":"IF(CK34=\"\",\"\",hf(CS34,J34,CT34,DK34,EE34))","v":""},{"$f":"IF(CK34=\"\",\"\",LOOKUP(CW34,Tab.4.5!$J$6:$J$27,Tab.4.5!$L$6:$L$27))","v":""},{"$f":"IF(CK34=\"\",\"\",He(EH34,DM34))","v":""},{"$f":"IF(CK34=\"\",\"\",Hs(DM34))","v":""},{"$f":"IF(CK34=\"\",\"\",Hm(EB34,EG34,EI34,EJ34,CS34,CV34))","v":""},"","","","","","","K45+-45000 () ",{"$f":"IF(B34=\"Existe.\",IF(AE34=1,CONCATENATE(#REF!,AK34,\" m.\"),CONCATENATE(#REF!,AJ34,\" m x \",AK34,\" m.\")),IF(CL34=1,CONCATENATE(#REF!,CR34,\" m.\"),CONCATENATE(#REF!,CQ34,\" m x \",CR34,\" m.\")))","v":{"$error":"#REF!"}},"Concreto, L =  m, S = 0 %.","Cota clave eje= 0 msnm.",null,null,null,"","","","","",{"$f":"IF(EV34=\"\",\"\",VLOOKUP(EY34,'Estructura escalonada'!$D$3:$H$953,2))","v":""},"","","","","",""]
[null,null,null,null,null,null,null,null,null,null,null,0,null,0,null,null,null,null,null,null,{"$f":"IF(K35=\"No\",\"\",IF(O35=\"\",YcCi(P35,N35),YcTr(N35,O35,S35)))","v":{"$error":"#VALUE!"}},{"$f":"IF(K35=\"No\",\"\",IF(O35=\"\",Teta1(U35,P35),\"-\"))","v":{"$error":"#VALUE!"}},{"$error":"#VALUE!"},{"$error":"#VALUE!"},{"$f":"IF(K35=\"No\",\"\",IF(O35=\"\",Ynci(P35,N35,R35,T35),YnTr(1,R35,O35,S35,T35,N35)))","v":{"$error":"#VALUE!"}},{"$f":"IF(K35=\"No\",\"\",IF(O35=\"\",Teta1(Y35,P35),\"-\"))","v":{"$error":"#VALUE!"}},{"$f":"IF(K35=\"No\",\"\",IF(O35=\"\",AreaCi(P35,Y35),AreaTr(O35,S35,Y35)))","v":{"$error":"#VALUE!"}},{"$f":"IF(K35=\"No\",\"\",IF(O35=\"\",FrCi(AC35,9.806,Z35,P35),FrTr(AC35,9.806,O35,S35,Y35)))","v":{"$error":"#VALUE!"}},{"$error":"#VALUE!"},null,null,null,null,null,null,null,null,null,null,null,null,null,null,null,0,0,"","","",{"$f":"IF(AD35=\"\",\"\",IF(AE35=1,YcCi(AK35,J35),YcTr(J35,AJ35,AN35)))","v":""},{"$f":"IF(AD35=\"\",\"\",IF(AE35=1,Teta1(AX35,AK35),\"-\"))","v":""},{"$f":"IF(AD35=\"\",\"\",IF(AE35=1,AreaCi(AK35,AX35),AreaTr(AJ35,AN35,AX35)))","v":""},"",{"$f":"IF(AD35=\"\",\"\",IF(AE35=1,Ynci(AK35,J35,AM35,AO35),YnTr(1,AM35,AJ35,AN35,AO35,J35)))","v":""},{"$f":"IF(AD35=\"\",\"\",IF(AE35=1,Teta1(BB35,AK35),\"-\"))","v":""},{"$f":"IF(AD35=\"\",\"\",IF(AE35=1,AreaCi(AK35,BB35),AreaTr(AJ35,AN35,BB35)))","v":""},{"$f":"IF(AD35=\"\",\"\",IF(AE35=1,FrCi(BF35,9.806,BC35,AK35),FrTr(BF35,9.806,AJ35,AN35,BB35)))","v":""},"",{"$f":"IF(AD35=\"\",\"\",IF(AE35=1,LOOKUP(AI35,'Vmáx(material) - Tab.4.3'!$L$2:$L$11,'Vmáx(material) - Tab.4.3'!$M$2:$M$11),LOOKUP(AI35,'Vmáx(material) - Tab.4.3'!$L$15,'Vmáx(material) - Tab.4.3'!$M$15)))","v":""},{"$f":"IF(AD35=\"\",\"\",VLOOKUP($AH35,'Vmáx(material) - Tab.4.3'!$R$35:$X$41,2))","v":""},{"$f":"IF(AD35=\"\",\"\",VLOOKUP($AH35,'Vmáx(material) - Tab.4.3'!$R$35:$X$41,3))","v":""},{"$f":"IF(AD35=\"\",\"\",VLOOKUP($AH35,'Vmáx(material) - Tab.4.3'!$R$35:$X$41,4))","v":""},{"$f":"IF(AD35=\"\",\"\",VLOOKUP($AH35,'Vmáx(material) - Tab.4.3'!$R$35:$X$41,5))","v":""},{"$f":"IF(AD35=\"\",\"\",VLOOKUP($AH35,'Vmáx(material) - Tab.4.3'!$R$35:$X$41,6))","v":""},{"$f":"IF(AD35=\"\",\"\",IF(AD35=\"\",\"\",VLOOKUP($AH35,'Vmáx(material) - Tab.4.3'!$R$35:$X$41,7)))","v":""},{"$f":"IF(AD35=\"\",\"\",IF(AE35=1,FCi(J35,AK35),FTr(J35,AJ35,AK35)))","v":""},"",{"$f":"IF(AD35=\"\",\"\",Hw(BH35,BI35,BJ35,BK35,BL35,BM35,Z,BN35,AO35,AK35))","v":""},"","","","",{"$f":"IF(AD35=\"\",\"\",ho(BT35,AK35,AX35))","v":""},{"$f":"IF(AD35=\"\",\"\",IF(AE35=1,PeriCi(AK35,BB35),PeriTr(AJ35,AN35,BB35)))","v":""},{"$f":"IF(AD35=\"\",\"\",IF(AE35=1,AreaCi(AK35,BB35),AreaTr(AJ35,AN35,BB35)))","v":""},{"$f":"IF(AD35=\"\",\"\",RhCi(BW35,BV35))","v":""},"",{"$f":"IF(AD35=\"\",\"\",hf(AL35,J35,AM35,BW35,BX35))","v":""},{"$f":"IF(AD35=\"\",\"\",LOOKUP(AP35,Tab.4.5!$J$6:$J$27,Tab.4.5!$L$6:$L$27))","v":""},{"$f":"IF(AD35=\"\",\"\",He(CA35,BY35))","v":""},{"$f":"IF(AD35=\"\",\"\",Hs(BY35))","v":""},{"$f":"IF(AD35=\"\",\"\",Hm(BU35,BZ35,CB35,CC35,AL35,AO35))","v":""},"","","","","","",null,null,null,null,null,null,null,null,null,null,null,null,null,null,null,0,0,0,0,0,{"$f":"IF(CK35=\"\",\"\",IF(CL35=1,YcCi(CR35,J35),YcTr(J35,CQ35,CU35)))","v":""},{"$f":"IF(CK35=\"\",\"\",IF(CL35=1,Teta1(DE35,CR35),\"-\"))","v":""},"","",{"$f":"IF(CK35=\"\",\"\",IF(CL35=1,Ynci(CR35,J35,CT35,CV35),YnTr(1,CT35,CQ35,CU35,CV35,J35)))","v":""},{"$f":"IF(CK35=\"\",\"\",IF(CL35=1,Teta1(DI35,CR35),\"-\"))","v":""},{"$f":"IF(CK35=\"\",\"\",IF(CL35=1,AreaCi(CR35,J35),AreaTr(CQ35,CU35,DI35)))","v":""},{"$f":"IF(CK35=\"\",\"\",IF(CL35=1,FrCi(DM35,9.806,DJ35,CR35),FrTr(DM35,9.806,CQ35,CU35,DI35)))","v":""},"",{"$f":"IF(CK35=\"\",\"\",IF(CL35=1,LOOKUP(CP35,'Vmáx(material) - Tab.4.3'!$L$2:$L$11,'Vmáx(material) - Tab.4.3'!$M$2:$M$11),LOOKUP(CP35,'Vmáx(material) - Tab.4.3'!$L$15,'Vmáx(material) - Tab.4.3'!$M$15)))","v":""},{"$f":"IF(CK35=\"\",\"\",VLOOKUP($CO35,'Vmáx(material) - Tab.4.3'!$R$35:$X$41,2))","v":""},{"$f":"IF(CK35=\"\",\"\",VLOOKUP($CO35,'Vmáx(material) - Tab.4.3'!$R$35:$X$41,3))","v":""},{"$f":"IF(CK35=\"\",\"\",VLOOKUP($CO35,'Vmáx(material) - Tab.4.3'!$R$35:$X$41,4))","v":""},{"$f":"IF(CK35=\"\",\"\",VLOOKUP($CO35,'Vmáx(material) - Tab.4.3'!$R$35:$X$41,5))","v":""},{"$f":"IF(CK35=\"\",\"\",VLOOKUP($CO35,'Vmáx(material) - Tab.4.3'!$R$35:$X$41,6))","v":""},{"$f":"IF(CK35=\"\",\"\",IF(CK35=\"\",\"\",VLOOKUP(CO35,'Vmáx(material) - Tab.4.3'!$R$35:$X$41,7)))","v":""},{"$f":"IF(CK35=\"\",\"\",IF(CL35=1,FCi(J35,CR35),FTr(J35,CQ35,CR35)))","v":""},"",{"$f":"IF(CK35=\"\",\"\",Hw(DO35,DP35,DQ35,DR35,DS35,DT35,Z,DU35,CV35,CR35))","v":""},"","","","","",{"$f":"IF(CK35=\"\",\"\",IF(CL35=1,PeriCi(CR35,DI35),PeriTr(CQ35,CU35,DI35)))","v":""},{"$f":"IF(CK35=\"\",\"\",IF(CL35=1,AreaCi(CR35,DI35),AreaTr(CQ35,CU35,DI35)))","v":""},{"$f":"IF(CK35=\"\",\"\",RhCi(DK35,EC35))","v":""},"",{"$f":"IF(CK35=\"\",\"\",hf(CS35,J35,CT35,DK35,EE35))","v":""},{"$f":"IF(CK35=\"\",\"\",LOOKUP(CW35,Tab.4.5!$J$6:$J$27,Tab.4.5!$L$6:$L$27))","v":""},{"$f":"IF(CK35=\"\",\"\",He(EH35,DM35))","v":""},{"$f":"IF(CK35=\"\",\"\",Hs(DM35))","v":""},{"$f":"IF(CK35=\"\",\"\",Hm(EB35,EG35,EI35,EJ35,CS35,CV35))","v":""},"","","","","","","K45+-45000 () ",{"$f":"IF(B35=\"Existe.\",IF(AE35=1,CONCATENATE(#REF!,AK35,\" m.\"),CONCATENATE(#REF!,AJ35,\" m x \",AK35,\" m.\")),IF(CL35=1,CONCATENATE(#REF!,CR35,\" m.\"),CONCATENATE(#REF!,CQ35,\" m x \",CR35,\" m.\")))","v":{"$error":"#REF!"}},"Concreto, L =  m, S = 0 %.","Cota clave eje= 0 msnm.",null,null,null,"","","","","",{"$f":"IF(EV35=\"\",\"\",VLOOKUP(EY35,'Estructura escalonada'!$D$3:$H$953,2))","v":""},"","","","","",""]
[null,null,null,null,null,null,null,null,null,null,null,0,null,0,null,null,null,null,null,null,{"$f":"IF(K36=\"No\",\"\",IF(O36=\"\",YcCi(P36,N36),YcTr(N36,O36,S36)))","v":{"$error":"#VALUE!"}},{"$f":"IF(K36=\"No\",\"\",IF(O36=\"\",Teta1(U36,P36),\"-\"))","v":{"$error":"#VALUE!"}},{"$error":"#VALUE!"},{"$error":"#VALUE!"},{"$f":"IF(K36=\"No\",\"\",IF(O36=\"\",Ynci(P36,N36,R36,T36),YnTr(1,R36,O36,S36,T36,N36)))","v":{"$error":"#VALUE!"}},{"$f":"IF(K36=\"No\",\"\",IF(O36=\"\",Teta1(Y36,P36),\"-\"))","v":{"$error":"#VALUE!"}},{"$f":"IF(K36=\"No\",\"\",IF(O36=\"\",AreaCi(P36,Y36),AreaTr(O36,S36,Y36)))","v":{"$error":"#VALUE!"}},{"$f":"IF(K36=\"No\",\"\",IF(O36=\"\",FrCi(AC36,9.806,Z36,P36),FrTr(AC36,9.806,O36,S36,Y36)))","v":{"$error":"#VALUE!"}},{"$error":"#VALUE!"},null,null,null,null,null,null,null,null,null,null,null,null,null,null,null,0,0,"","","",{"$f":"IF(AD36=\"\",\"\",IF(AE36=1,YcCi(AK36,J36),YcTr(J36,AJ36,AN36)))","v":""},{"$f":"IF(AD36=\"\",\"\",IF(AE36=1,Teta1(AX36,AK36),\"-\"))","v":""},{"$f":"IF(AD36=\"\",\"\",IF(AE36=1,AreaCi(AK36,AX36),AreaTr(AJ36,AN36,AX36)))","v":""},"",{"$f":"IF(AD36=\"\",\"\",IF(AE36=1,Ynci(AK36,J36,AM36,AO36),YnTr(1,AM36,AJ36,AN36,AO36,J36)))","v":""},{"$f":"IF(AD36=\"\",\"\",IF(AE36=1,Teta1(BB36,AK36),\"-\"))","v":""},{"$f":"IF(AD36=\"\",\"\",IF(AE36=1,AreaCi(AK36,BB36),AreaTr(AJ36,AN36,BB36)))","v":""},{"$f":"IF(AD36=\"\",\"\",IF(AE36=1,FrCi(BF36,9.806,BC36,AK36),FrTr(BF36,9.806,AJ36,AN36,BB36)))","v":""},"",{"$f":"IF(AD36=\"\",\"\",IF(AE36=1,LOOKUP(AI36,'Vmáx(material) - Tab.4.3'!$L$2:$L$11,'Vmáx(material) - Tab.4.3'!$M$2:$M$11),LOOKUP(AI36,'Vmáx(material) - Tab.4.3'!$L$15,'Vmáx(material) - Tab.4.3'!$M$15)))","v":""},{"$f":"IF(AD36=\"\",\"\",VLOOKUP($AH36,'Vmáx(material) - Tab.4.3'!$R$35:$X$41,2))","v":""},{"$f":"IF(AD36=\"\",\"\",VLOOKUP($AH36,'Vmáx(material) - Tab.4.3'!$R$35:$X$41,3))","v":""},{"$f":"IF(AD36=\"\",\"\",VLOOKUP($AH36,'Vmáx(material) - Tab.4.3'!$R$35:$X$41,4))","v":""},{"$f":"IF(AD36=\"\",\"\",VLOOKUP($AH36,'Vmáx(material) - Tab.4.3'!$R$35:$X$41,5))","v":""},{"$f":"IF(AD36=\"\",\"\",VLOOKUP($AH36,'Vmáx(material) - Tab.4.3'!$R$35:$X$41,6))","v":""},{"$f":"IF(AD36=\"\",\"\",IF(AD36=\"\",\"\",VLOOKUP($AH36,'Vmáx(material) - Tab.4.3'!$R$35:$X$41,7)))","v":""},{"$f":"IF(AD36=\"\",\"\",IF(AE36=1,FCi(J36,AK36),FTr(J36,AJ36,AK36)))","v":""},"",{"$f":"IF(AD36=\"\",\"\",Hw(BH36,BI36,BJ36,BK36,BL36,BM36,Z,BN36,AO36,AK36))","v":""},"","","","",{"$f":"IF(AD36=\"\",\"\",ho(BT36,AK36,AX36))","v":""},{"$f":"IF(AD36=\"\",\"\",IF(AE36=1,PeriCi(AK36,BB36),PeriTr(AJ36,AN36,BB36)))","v":""},{"$f":"IF(AD36=\"\",\"\",IF(AE36=1,AreaCi(AK36,BB36),AreaTr(AJ36,AN36,BB36)))","v":""},{"$f":"IF(AD36=\"\",\"\",RhCi(BW36,BV36))","v":""},"",{"$f":"IF(AD36=\"\",\"\",hf(AL36,J36,AM36,BW36,BX36))","v":""},{"$f":"IF(AD36=\"\",\"\",LOOKUP(AP36,Tab.4.5!$J$6:$J$27,Tab.4.5!$L$6:$L$27))","v":""},{"$f":"IF(AD36=\"\",\"\",He(CA36,BY36))","v":""},{"$f":"IF(AD36=\"\",\"\",Hs(BY36))","v":""},{"$f":"IF(AD36=\"\",\"\",Hm(BU36,BZ36,CB36,CC36,AL36,AO36))","v":""},"","","","","","",null,null,null,null,null,null,null,null,null,null,null,null,null,null,null,0,0,0,0,0,{"$f":"IF(CK36=\"\",\"\",IF(CL36=1,YcCi(CR36,J36),YcTr(J36,CQ36,CU36)))","v":""},{"$f":"IF(CK36=\"\",\"\",IF(CL36=1,Teta1(DE36,CR36),\"-\"))","v":""},"","",{"$f":"IF(CK36=\"\",\"\",IF(CL36=1,Ynci(CR36,J36,CT36,CV36),YnTr(1,CT36,CQ36,CU36,CV36,J36)))","v":""},{"$f":"IF(CK36=\"\",\"\",IF(CL36=1,Teta1(DI36,CR36),\"-\"))","v":""},{"$f":"IF(CK36=\"\",\"\",IF(CL36=1,AreaCi(CR36,J36),AreaTr(CQ36,CU36,DI36)))","v":""},{"$f":"IF(CK36=\"\",\"\",IF(CL36=1,FrCi(DM36,9.806,DJ36,CR36),FrTr(DM36,9.806,CQ36,CU36,DI36)))","v":""},"",{"$f":"IF(CK36=\"\",\"\",IF(CL36=1,LOOKUP(CP36,'Vmáx(material) - Tab.4.3'!$L$2:$L$11,'Vmáx(material) - Tab.4.3'!$M$2:$M$11),LOOKUP(CP36,'Vmáx(material) - Tab.4.3'!$L$15,'Vmáx(material) - Tab.4.3'!$M$15)))","v":""},{"$f":"IF(CK36=\"\",\"\",VLOOKUP($CO36,'Vmáx(material) - Tab.4.3'!$R$35:$X$41,2))","v":""},{"$f":"IF(CK36=\"\",\"\",VLOOKUP($CO36,'Vmáx(material) - Tab.4.3'!$R$35:$X$41,3))","v":""},{"$f":"IF(CK36=\"\",\"\",VLOOKUP($CO36,'Vmáx(material) - Tab.4.3'!$R$35:$X$41,4))","v":""},{"$f":"IF(CK36=\"\",\"\",VLOOKUP($CO36,'Vmáx(material) - Tab.4.3'!$R$35:$X$41,5))","v":""},{"$f":"IF(CK36=\"\",\"\",VLOOKUP($CO36,'Vmáx(material) - Tab.4.3'!$R$35:$X$41,6))","v":""},{"$f":"IF(CK36=\"\",\"\",IF(CK36=\"\",\"\",VLOOKUP(CO36,'Vmáx(material) - Tab.4.3'!$R$35:$X$41,7)))","v":""},{"$f":"IF(CK36=\"\",\"\",IF(CL36=1,FCi(J36,CR36),FTr(J36,CQ36,CR36)))","v":""},"",{"$f":"IF(CK36=\"\",\"\",Hw(DO36,DP36,DQ36,DR36,DS36,DT36,Z,DU36,CV36,CR36))","v":""},"","","","","",{"$f":"IF(CK36=\"\",\"\",IF(CL36=1,PeriCi(CR36,DI36),PeriTr(CQ36,CU36,DI36)))","v":""},{"$f":"IF(CK36=\"\",\"\",IF(CL36=1,AreaCi(CR36,DI36),AreaTr(CQ36,CU36,DI36)))","v":""},{"$f":"IF(CK36=\"\",\"\",RhCi(DK36,EC36))","v":""},"",{"$f":"IF(CK36=\"\",\"\",hf(CS36,J36,CT36,DK36,EE36))","v":""},{"$f":"IF(CK36=\"\",\"\",LOOKUP(CW36,Tab.4.5!$J$6:$J$27,Tab.4.5!$L$6:$L$27))","v":""},{"$f":"IF(CK36=\"\",\"\",He(EH36,DM36))","v":""},{"$f":"IF(CK36=\"\",\"\",Hs(DM36))","v":""},{"$f":"IF(CK36=\"\",\"\",Hm(EB36,EG36,EI36,EJ36,CS36,CV36))","v":""},"","","","","","","K45+-45000 () ",{"$f":"IF(B36=\"Existe.\",IF(AE36=1,CONCATENATE(#REF!,AK36,\" m.\"),CONCATENATE(#REF!,AJ36,\" m x \",AK36,\" m.\")),IF(CL36=1,CONCATENATE(#REF!,CR36,\" m.\"),CONCATENATE(#REF!,CQ36,\" m x \",CR36,\" m.\")))","v":{"$error":"#REF!"}},"Concreto, L =  m, S = 0 %.","Cota clave eje= 0 msnm.",null,null,null,"","","","","",{"$f":"IF(EV36=\"\",\"\",VLOOKUP(EY36,'Estructura escalonada'!$D$3:$H$953,2))","v":""},"","","","","",""]
[null,null,null,null,null,null,null,null,null,null,null,0,null,0,null,null,null,null,null,null,{"$f":"IF(K37=\"No\",\"\",IF(O37=\"\",YcCi(P37,N37),YcTr(N37,O37,S37)))","v":{"$error":"#VALUE!"}},{"$f":"IF(K37=\"No\",\"\",IF(O37=\"\",Teta1(U37,P37),\"-\"))","v":{"$error":"#VALUE!"}},{"$error":"#VALUE!"},{"$error":"#VALUE!"},{"$f":"IF(K37=\"No\",\"\",IF(O37=\"\",Ynci(P37,N37,R37,T37),YnTr(1,R37,O37,S37,T37,N37)))","v":{"$error":"#VALUE!"}},{"$f":"IF(K37=\"No\",\"\",IF(O37=\"\",Teta1(Y37,P37),\"-\"))","v":{"$error":"#VALUE!"}},{"$f":"IF(K37=\"No\",\"\",IF(O37=\"\",AreaCi(P37,Y37),AreaTr(O37,S37,Y37)))","v":{"$error":"#VALUE!"}},{"$f":"IF(K37=\"No\",\"\",IF(O37=\"\",FrCi(AC37,9.806,Z37,P37),FrTr(AC37,9.806,O37,S37,Y37)))","v":{"$error":"#VALUE!"}},{"$error":"#VALUE!"},null,null,null,null,null,null,null,null,null,null,null,null,null,null,null,0,0,"","","",{"$f":"IF(AD37=\"\",\"\",IF(AE37=1,YcCi(AK37,J37),YcTr(J37,AJ37,AN37)))","v":""},{"$f":"IF(AD37=\"\",\"\",IF(AE37=1,Teta1(AX37,AK37),\"-\"))","v":""},{"$f":"IF(AD37=\"\",\"\",IF(AE37=1,AreaCi(AK37,AX37),AreaTr(AJ37,AN37,AX37)))","v":""},"",{"$f":"IF(AD37=\"\",\"\",IF(AE37=1,Ynci(AK37,J37,AM37,AO37),YnTr(1,AM37,AJ37,AN37,AO37,J37)))","v":""},{"$f":"IF(AD37=\"\",\"\",IF(AE37=1,Teta1(BB37,AK37),\"-\"))","v":""},{"$f":"IF(AD37=\"\",\"\",IF(AE37=1,AreaCi(AK37,BB37),AreaTr(AJ37,AN37,BB37)))","v":""},{"$f":"IF(AD37=\"\",\"\",IF(AE37=1,FrCi(BF37,9.806,BC37,AK37),FrTr(BF37,9.806,AJ37,AN37,BB37)))","v":""},"",{"$f":"IF(AD37=\"\",\"\",IF(AE37=1,LOOKUP(AI37,'Vmáx(material) - Tab.4.3'!$L$2:$L$11,'Vmáx(material) - Tab.4.3'!$M$2:$M$11),LOOKUP(AI37,'Vmáx(material) - Tab.4.3'!$L$15,'Vmáx(material) - Tab.4.3'!$M$15)))","v":""},{"$f":"IF(AD37=\"\",\"\",VLOOKUP($AH37,'Vmáx(material) - Tab.4.3'!$R$35:$X$41,2))","v":""},{"$f":"IF(AD37=\"\",\"\",VLOOKUP($AH37,'Vmáx(material) - Tab.4.3'!$R$35:$X$41,3))","v":""},{"$f":"IF(AD37=\"\",\"\",VLOOKUP($AH37,'Vmáx(material) - Tab.4.3'!$R$35:$X$41,4))","v":""},{"$f":"IF(AD37=\"\",\"\",VLOOKUP($AH37,'Vmáx(material) - Tab.4.3'!$R$35:$X$41,5))","v":""},{"$f":"IF(AD37=\"\",\"\",VLOOKUP($AH37,'Vmáx(material) - Tab.4.3'!$R$35:$X$41,6))","v":""},{"$f":"IF(AD37=\"\",\"\",IF(AD37=\"\",\"\",VLOOKUP($AH37,'Vmáx(material) - Tab.4.3'!$R$35:$X$41,7)))","v":""},{"$f":"IF(AD37=\"\",\"\",IF(AE37=1,FCi(J37,AK37),FTr(J37,AJ37,AK37)))","v":""},"",{"$f":"IF(AD37=\"\",\"\",Hw(BH37,BI37,BJ37,BK37,BL37,BM37,Z,BN37,AO37,AK37))","v":""},"","","","",{"$f":"IF(AD37=\"\",\"\",ho(BT37,AK37,AX37))","v":""},{"$f":"IF(AD37=\"\",\"\",IF(AE37=1,PeriCi(AK37,BB37),PeriTr(AJ37,AN37,BB37)))","v":""},{"$f":"IF(AD37=\"\",\"\",IF(AE37=1,AreaCi(AK37,BB37),AreaTr(AJ37,AN37,BB37)))","v":""},{"$f":"IF(AD37=\"\",\"\",RhCi(BW37,BV37))","v":""},"",{"$f":"IF(AD37=\"\",\"\",hf(AL37,J37,AM37,BW37,BX37))","v":""},{"$f":"IF(AD37=\"\",\"\",LOOKUP(AP37,Tab.4.5!$J$6:$J$27,Tab.4.5!$L$6:$L$27))","v":""},{"$f":"IF(AD37=\"\",\"\",He(CA37,BY37))","v":""},{"$f":"IF(AD37=\"\",\"\",Hs(BY37))","v":""},{"$f":"IF(AD37=\"\",\"\",Hm(BU37,BZ37,CB37,CC37,AL37,AO37))","v":""},"","","","","","",null,null,null,null,null,null,null,null,null,null,null,null,null,null,null,0,0,0,0,0,{"$f":"IF(CK37=\"\",\"\",IF(CL37=1,YcCi(CR37,J37),YcTr(J37,CQ37,CU37)))","v":""},{"$f":"IF(CK37=\"\",\"\",IF(CL37=1,Teta1(DE37,CR37),\"-\"))","v":""},"","",{"$f":"IF(CK37=\"\",\"\",IF(CL37=1,Ynci(CR37,J37,CT37,CV37),YnTr(1,CT37,CQ37,CU37,CV37,J37)))","v":""},{"$f":"IF(CK37=\"\",\"\",IF(CL37=1,Teta1(DI37,CR37),\"-\"))","v":""},{"$f":"IF(CK37=\"\",\"\",IF(CL37=1,AreaCi(CR37,J37),AreaTr(CQ37,CU37,DI37)))","v":""},{"$f":"IF(CK37=\"\",\"\",IF(CL37=1,FrCi(DM37,9.806,DJ37,CR37),FrTr(DM37,9.806,CQ37,CU37,DI37)))","v":""},"",{"$f":"IF(CK37=\"\",\"\",IF(CL37=1,LOOKUP(CP37,'Vmáx(material) - Tab.4.3'!$L$2:$L$11,'Vmáx(material) - Tab.4.3'!$M$2:$M$11),LOOKUP(CP37,'Vmáx(material) - Tab.4.3'!$L$15,'Vmáx(material) - Tab.4.3'!$M$15)))","v":""},{"$f":"IF(CK37=\"\",\"\",VLOOKUP($CO37,'Vmáx(material) - Tab.4.3'!$R$35:$X$41,2))","v":""},{"$f":"IF(CK37=\"\",\"\",VLOOKUP($CO37,'Vmáx(material) - Tab.4.3'!$R$35:$X$41,3))","v":""},{"$f":"IF(CK37=\"\",\"\",VLOOKUP($CO37,'Vmáx(material) - Tab.4.3'!$R$35:$X$41,4))","v":""},{"$f":"IF(CK37=\"\",\"\",VLOOKUP($CO37,'Vmáx(material) - Tab.4.3'!$R$35:$X$41,5))","v":""},{"$f":"IF(CK37=\"\",\"\",VLOOKUP($CO37,'Vmáx(material) - Tab.4.3'!$R$35:$X$41,6))","v":""},{"$f":"IF(CK37=\"\",\"\",IF(CK37=\"\",\"\",VLOOKUP(CO37,'Vmáx(material) - Tab.4.3'!$R$35:$X$41,7)))","v":""},{"$f":"IF(CK37=\"\",\"\",IF(CL37=1,FCi(J37,CR37),FTr(J37,CQ37,CR37)))","v":""},"",{"$f":"IF(CK37=\"\",\"\",Hw(DO37,DP37,DQ37,DR37,DS37,DT37,Z,DU37,CV37,CR37))","v":""},"","","","","",{"$f":"IF(CK37=\"\",\"\",IF(CL37=1,PeriCi(CR37,DI37),PeriTr(CQ37,CU37,DI37)))","v":""},{"$f":"IF(CK37=\"\",\"\",IF(CL37=1,AreaCi(CR37,DI37),AreaTr(CQ37,CU37,DI37)))","v":""},{"$f":"IF(CK37=\"\",\"\",RhCi(DK37,EC37))","v":""},"",{"$f":"IF(CK37=\"\",\"\",hf(CS37,J37,CT37,DK37,EE37))","v":""},{"$f":"IF(CK37=\"\",\"\",LOOKUP(CW37,Tab.4.5!$J$6:$J$27,Tab.4.5!$L$6:$L$27))","v":""},{"$f":"IF(CK37=\"\",\"\",He(EH37,DM37))","v":""},{"$f":"IF(CK37=\"\",\"\",Hs(DM37))","v":""},{"$f":"IF(CK37=\"\",\"\",Hm(EB37,EG37,EI37,EJ37,CS37,CV37))","v":""},"","","","","","","K45+-45000 () ",{"$f":"IF(B37=\"Existe.\",IF(AE37=1,CONCATENATE(#REF!,AK37,\" m.\"),CONCATENATE(#REF!,AJ37,\" m x \",AK37,\" m.\")),IF(CL37=1,CONCATENATE(#REF!,CR37,\" m.\"),CONCATENATE(#REF!,CQ37,\" m x \",CR37,\" m.\")))","v":{"$error":"#REF!"}},"Concreto, L =  m, S = 0 %.","Cota clave eje= 0 msnm.",null,null,null,"","","","","",{"$f":"IF(EV37=\"\",\"\",VLOOKUP(EY37,'Estructura escalonada'!$D$3:$H$953,2))","v":""},"","","","","",""]
[null,null,null,null,null,null,null,null,null,null,null,0,null,0,null,null,null,null,null,null,{"$f":"IF(K38=\"No\",\"\",IF(O38=\"\",YcCi(P38,N38),YcTr(N38,O38,S38)))","v":{"$error":"#VALUE!"}},{"$f":"IF(K38=\"No\",\"\",IF(O38=\"\",Teta1(U38,P38),\"-\"))","v":{"$error":"#VALUE!"}},{"$error":"#VALUE!"},{"$error":"#VALUE!"},{"$f":"IF(K38=\"No\",\"\",IF(O38=\"\",Ynci(P38,N38,R38,T38),YnTr(1,R38,O38,S38,T38,N38)))","v":{"$error":"#VALUE!"}},{"$f":"IF(K38=\"No\",\"\",IF(O38=\"\",Teta1(Y38,P38),\"-\"))","v":{"$error":"#VALUE!"}},{"$f":"IF(K38=\"No\",\"\",IF(O38=\"\",AreaCi(P38,Y38),AreaTr(O38,S38,Y38)))","v":{"$error":"#VALUE!"}},{"$f":"IF(K38=\"No\",\"\",IF(O38=\"\",FrCi(AC38,9.806,Z38,P38),FrTr(AC38,9.806,O38,S38,Y38)))","v":{"$error":"#VALUE!"}},{"$error":"#VALUE!"},null,null,null,null,null,null,null,null,null,null,null,null,null,null,null,0,0,"","","",{"$f":"IF(AD38=\"\",\"\",IF(AE38=1,YcCi(AK38,J38),YcTr(J38,AJ38,AN38)))","v":""},{"$f":"IF(AD38=\"\",\"\",IF(AE38=1,Teta1(AX38,AK38),\"-\"))","v":""},{"$f":"IF(AD38=\"\",\"\",IF(AE38=1,AreaCi(AK38,AX38),AreaTr(AJ38,AN38,AX38)))","v":""},"",{"$f":"IF(AD38=\"\",\"\",IF(AE38=1,Ynci(AK38,J38,AM38,AO38),YnTr(1,AM38,AJ38,AN38,AO38,J38)))","v":""},{"$f":"IF(AD38=\"\",\"\",IF(AE38=1,Teta1(BB38,AK38),\"-\"))","v":""},{"$f":"IF(AD38=\"\",\"\",IF(AE38=1,AreaCi(AK38,BB38),AreaTr(AJ38,AN38,BB38)))","v":""},{"$f":"IF(AD38=\"\",\"\",IF(AE38=1,FrCi(BF38,9.806,BC38,AK38),FrTr(BF38,9.806,AJ38,AN38,BB38)))","v":""},"",{"$f":"IF(AD38=\"\",\"\",IF(AE38=1,LOOKUP(AI38,'Vmáx(material) - Tab.4.3'!$L$2:$L$11,'Vmáx(material) - Tab.4.3'!$M$2:$M$11),LOOKUP(AI38,'Vmáx(material) - Tab.4.3'!$L$15,'Vmáx(material) - Tab.4.3'!$M$15)))","v":""},{"$f":"IF(AD38=\"\",\"\",VLOOKUP($AH38,'Vmáx(material) - Tab.4.3'!$R$35:$X$41,2))","v":""},{"$f":"IF(AD38=\"\",\"\",VLOOKUP($AH38,'Vmáx(material) - Tab.4.3'!$R$35:$X$41,3))","v":""},{"$f":"IF(AD38=\"\",\"\",VLOOKUP($AH38,'Vmáx(material) - Tab.4.3'!$R$35:$X$41,4))","v":""},{"$f":"IF(AD38=\"\",\"\",VLOOKUP($AH38,'Vmáx(material) - Tab.4.3'!$R$35:$X$41,5))","v":""},{"$f":"IF(AD38=\"\",\"\",VLOOKUP($AH38,'Vmáx(material) - Tab.4.3'!$R$35:$X$41,6))","v":""},{"$f":"IF(AD38=\"\",\"\",IF(AD38=\"\",\"\",VLOOKUP($AH38,'Vmáx(material) - Tab.4.3'!$R$35:$X$41,7)))","v":""},{"$f":"IF(AD38=\"\",\"\",IF(AE38=1,FCi(J38,AK38),FTr(J38,AJ38,AK38)))","v":""},"",{"$f":"IF(AD38=\"\",\"\",Hw(BH38,BI38,BJ38,BK38,BL38,BM38,Z,BN38,AO38,AK38))","v":""},"","","","",{"$f":"IF(AD38=\"\",\"\",ho(BT38,AK38,AX38))","v":""},{"$f":"IF(AD38=\"\",\"\",IF(AE38=1,PeriCi(AK38,BB38),PeriTr(AJ38,AN38,BB38)))","v":""},{"$f":"IF(AD38=\"\",\"\",IF(AE38=1,AreaCi(AK38,BB38),AreaTr(AJ38,AN38,BB38)))","v":""},{"$f":"IF(AD38=\"\",\"\",RhCi(BW38,BV38))","v":""},"",{"$f":"IF(AD38=\"\",\"\",hf(AL38,J38,AM38,BW38,BX38))","v":""},{"$f":"IF(AD38=\"\",\"\",LOOKUP(AP38,Tab.4.5!$J$6:$J$27,Tab.4.5!$L$6:$L$27))","v":""},{"$f":"IF(AD38=\"\",\"\",He(CA38,BY38))","v":""},{"$f":"IF(AD38=\"\",\"\",Hs(BY38))","v":""},{"$f":"IF(AD38=\"\",\"\",Hm(BU38,BZ38,CB38,CC38,AL38,AO38))","v":""},"","","","","","",null,null,null,null,null,null,null,null,null,null,null,null,null,null,null,0,0,0,0,0,{"$f":"IF(CK38=\"\",\"\",IF(CL38=1,YcCi(CR38,J38),YcTr(J38,CQ38,CU38)))","v":""},{"$f":"IF(CK38=\"\",\"\",IF(CL38=1,Teta1(DE38,CR38),\"-\"))","v":""},"","",{"$f":"IF(CK38=\"\",\"\",IF(CL38=1,Ynci(CR38,J38,CT38,CV38),YnTr(1,CT38,CQ38,CU38,CV38,J38)))","v":""},{"$f":"IF(CK38=\"\",\"\",IF(CL38=1,Teta1(DI38,CR38),\"-\"))","v":""},{"$f":"IF(CK38=\"\",\"\",IF(CL38=1,AreaCi(CR38,J38),AreaTr(CQ38,CU38,DI38)))","v":""},{"$f":"IF(CK38=\"\",\"\",IF(CL38=1,FrCi(DM38,9.806,DJ38,CR38),FrTr(DM38,9.806,CQ38,CU38,DI38)))","v":""},"",{"$f":"IF(CK38=\"\",\"\",IF(CL38=1,LOOKUP(CP38,'Vmáx(material) - Tab.4.3'!$L$2:$L$11,'Vmáx(material) - Tab.4.3'!$M$2:$M$11),LOOKUP(CP38,'Vmáx(material) - Tab.4.3'!$L$15,'Vmáx(material) - Tab.4.3'!$M$15)))","v":""},{"$f":"IF(CK38=\"\",\"\",VLOOKUP($CO38,'Vmáx(material) - Tab.4.3'!$R$35:$X$41,2))","v":""},{"$f":"IF(CK38=\"\",\"\",VLOOKUP($CO38,'Vmáx(material) - Tab.4.3'!$R$35:$X$41,3))","v":""},{"$f":"IF(CK38=\"\",\"\",VLOOKUP($CO38,'Vmáx(material) - Tab.4.3'!$R$35:$X$41,4))","v":""},{"$f":"IF(CK38=\"\",\"\",VLOOKUP($CO38,'Vmáx(material) - Tab.4.3'!$R$35:$X$41,5))","v":""},{"$f":"IF(CK38=\"\",\"\",VLOOKUP($CO38,'Vmáx(material) - Tab.4.3'!$R$35:$X$41,6))","v":""},{"$f":"IF(CK38=\"\",\"\",IF(CK38=\"\",\"\",VLOOKUP(CO38,'Vmáx(material) - Tab.4.3'!$R$35:$X$41,7)))","v":""},{"$f":"IF(CK38=\"\",\"\",IF(CL38=1,FCi(J38,CR38),FTr(J38,CQ38,CR38)))","v":""},"",{"$f":"IF(CK38=\"\",\"\",Hw(DO38,DP38,DQ38,DR38,DS38,DT38,Z,DU38,CV38,CR38))","v":""},"","","","","",{"$f":"IF(CK38=\"\",\"\",IF(CL38=1,PeriCi(CR38,DI38),PeriTr(CQ38,CU38,DI38)))","v":""},{"$f":"IF(CK38=\"\",\"\",IF(CL38=1,AreaCi(CR38,DI38),AreaTr(CQ38,CU38,DI38)))","v":""},{"$f":"IF(CK38=\"\",\"\",RhCi(DK38,EC38))","v":""},"",{"$f":"IF(CK38=\"\",\"\",hf(CS38,J38,CT38,DK38,EE38))","v":""},{"$f":"IF(CK38=\"\",\"\",LOOKUP(CW38,Tab.4.5!$J$6:$J$27,Tab.4.5!$L$6:$L$27))","v":""},{"$f":"IF(CK38=\"\",\"\",He(EH38,DM38))","v":""},{"$f":"IF(CK38=\"\",\"\",Hs(DM38))","v":""},{"$f":"IF(CK38=\"\",\"\",Hm(EB38,EG38,EI38,EJ38,CS38,CV38))","v":""},"","","","","","","K45+-45000 () ",{"$f":"IF(B38=\"Existe.\",IF(AE38=1,CONCATENATE(#REF!,AK38,\" m.\"),CONCATENATE(#REF!,AJ38,\" m x \",AK38,\" m.\")),IF(CL38=1,CONCATENATE(#REF!,CR38,\" m.\"),CONCATENATE(#REF!,CQ38,\" m x \",CR38,\" m.\")))","v":{"$error":"#REF!"}},"Concreto, L =  m, S = 0 %.","Cota clave eje= 0 msnm.",null,null,null,"","","","","",{"$f":"IF(EV38=\"\",\"\",VLOOKUP(EY38,'Estructura escalonada'!$D$3:$H$953,2))","v":""},"","","","","",""]
[null,null,null,null,null,null,null,null,null,null,null,0,null,0,null,null,null,null,null,null,{"$f":"IF(K39=\"No\",\"\",IF(O39=\"\",YcCi(P39,N39),YcTr(N39,O39,S39)))","v":{"$error":"#VALUE!"}},{"$f":"IF(K39=\"No\",\"\",IF(O39=\"\",Teta1(U39,P39),\"-\"))","v":{"$error":"#VALUE!"}},{"$error":"#VALUE!"},{"$error":"#VALUE!"},{"$f":"IF(K39=\"No\",\"\",IF(O39=\"\",Ynci(P39,N39,R39,T39),YnTr(1,R39,O39,S39,T39,N39)))","v":{"$error":"#VALUE!"}},{"$f":"IF(K39=\"No\",\"\",IF(O39=\"\",Teta1(Y39,P39),\"-\"))","v":{"$error":"#VALUE!"}},{"$f":"IF(K39=\"No\",\"\",IF(O39=\"\",AreaCi(P39,Y39),AreaTr(O39,S39,Y39)))","v":{"$error":"#VALUE!"}},{"$f":"IF(K39=\"No\",\"\",IF(O39=\"\",FrCi(AC39,9.806,Z39,P39),FrTr(AC39,9.806,O39,S39,Y39)))","v":{"$error":"#VALUE!"}},{"$error":"#VALUE!"},null,null,null,null,null,null,null,null,null,null,null,null,null,null,null,0,0,"","","",{"$f":"IF(AD39=\"\",\"\",IF(AE39=1,YcCi(AK39,J39),YcTr(J39,AJ39,AN39)))","v":""},{"$f":"IF(AD39=\"\",\"\",IF(AE39=1,Teta1(AX39,AK39),\"-\"))","v":""},{"$f":"IF(AD39=\"\",\"\",IF(AE39=1,AreaCi(AK39,AX39),AreaTr(AJ39,AN39,AX39)))","v":""},"",{"$f":"IF(AD39=\"\",\"\",IF(AE39=1,Ynci(AK39,J39,AM39,AO39),YnTr(1,AM39,AJ39,AN39,AO39,J39)))","v":""},{"$f":"IF(AD39=\"\",\"\",IF(AE39=1,Teta1(BB39,AK39),\"-\"))","v":""},{"$f":"IF(AD39=\"\",\"\",IF(AE39=1,AreaCi(AK39,BB39),AreaTr(AJ39,AN39,BB39)))","v":""},{"$f":"IF(AD39=\"\",\"\",IF(AE39=1,FrCi(BF39,9.806,BC39,AK39),FrTr(BF39,9.806,AJ39,AN39,BB39)))","v":""},"",{"$f":"IF(AD39=\"\",\"\",IF(AE39=1,LOOKUP(AI39,'Vmáx(material) - Tab.4.3'!$L$2:$L$11,'Vmáx(material) - Tab.4.3'!$M$2:$M$11),LOOKUP(AI39,'Vmáx(material) - Tab.4.3'!$L$15,'Vmáx(material) - Tab.4.3'!$M$15)))","v":""},{"$f":"IF(AD39=\"\",\"\",VLOOKUP($AH39,'Vmáx(material) - Tab.4.3'!$R$35:$X$41,2))","v":""},{"$f":"IF(AD39=\"\",\"\",VLOOKUP($AH39,'Vmáx(material) - Tab.4.3'!$R$35:$X$41,3))","v":""},{"$f":"IF(AD39=\"\",\"\",VLOOKUP($AH39,'Vmáx(material) - Tab.4.3'!$R$35:$X$41,4))","v":""},{"$f":"IF(AD39=\"\",\"\",VLOOKUP($AH39,'Vmáx(material) - Tab.4.3'!$R$35:$X$41,5))","v":""},{"$f":"IF(AD39=\"\",\"\",VLOOKUP($AH39,'Vmáx(material) - Tab.4.3'!$R$35:$X$41,6))","v":""},{"$f":"IF(AD39=\"\",\"\",IF(AD39=\"\",\"\",VLOOKUP($AH39,'Vmáx(material) - Tab.4.3'!$R$35:$X$41,7)))","v":""},{"$f":"IF(AD39=\"\",\"\",IF(AE39=1,FCi(J39,AK39),FTr(J39,AJ39,AK39)))","v":""},"",{"$f":"IF(AD39=\"\",\"\",Hw(BH39,BI39,BJ39,BK39,BL39,BM39,Z,BN39,AO39,AK39))","v":""},"","","","",{"$f":"IF(AD39=\"\",\"\",ho(BT39,AK39,AX39))","v":""},{"$f":"IF(AD39=\"\",\"\",IF(AE39=1,PeriCi(AK39,BB39),PeriTr(AJ39,AN39,BB39)))","v":""},{"$f":"IF(AD39=\"\",\"\",IF(AE39=1,AreaCi(AK39,BB39),AreaTr(AJ39,AN39,BB39)))","v":""},{"$f":"IF(AD39=\"\",\"\",RhCi(BW39,BV39))","v":""},"",{"$f":"IF(AD39=\"\",\"\",hf(AL39,J39,AM39,BW39,BX39))","v":""},{"$f":"IF(AD39=\"\",\"\",LOOKUP(AP39,Tab.4.5!$J$6:$J$27,Tab.4.5!$L$6:$L$27))","v":""},{"$f":"IF(AD39=\"\",\"\",He(CA39,BY39))","v":""},{"$f":"IF(AD39=\"\",\"\",Hs(BY39))","v":""},{"$f":"IF(AD39=\"\",\"\",Hm(BU39,BZ39,CB39,CC39,AL39,AO39))","v":""},"","","","","","",null,null,null,null,null,null,null,null,null,null,null,null,null,null,null,0,0,0,0,0,{"$f":"IF(CK39=\"\",\"\",IF(CL39=1,YcCi(CR39,J39),YcTr(J39,CQ39,CU39)))","v":""},{"$f":"IF(CK39=\"\",\"\",IF(CL39=1,Teta1(DE39,CR39),\"-\"))","v":""},"","",{"$f":"IF(CK39=\"\",\"\",IF(CL39=1,Ynci(CR39,J39,CT39,CV39),YnTr(1,CT39,CQ39,CU39,CV39,J39)))","v":""},{"$f":"IF(CK39=\"\",\"\",IF(CL39=1,Teta1(DI39,CR39),\"-\"))","v":""},{"$f":"IF(CK39=\"\",\"\",IF(CL39=1,AreaCi(CR39,J39),AreaTr(CQ39,CU39,DI39)))","v":""},{"$f":"IF(CK39=\"\",\"\",IF(CL39=1,FrCi(DM39,9.806,DJ39,CR39),FrTr(DM39,9.806,CQ39,CU39,DI39)))","v":""},"",{"$f":"IF(CK39=\"\",\"\",IF(CL39=1,LOOKUP(CP39,'Vmáx(material) - Tab.4.3'!$L$2:$L$11,'Vmáx(material) - Tab.4.3'!$M$2:$M$11),LOOKUP(CP39,'Vmáx(material) - Tab.4.3'!$L$15,'Vmáx(material) - Tab.4.3'!$M$15)))","v":""},{"$f":"IF(CK39=\"\",\"\",VLOOKUP($CO39,'Vmáx(material) - Tab.4.3'!$R$35:$X$41,2))","v":""},{"$f":"IF(CK39=\"\",\"\",VLOOKUP($CO39,'Vmáx(material) - Tab.4.3'!$R$35:$X$41,3))","v":""},{"$f":"IF(CK39=\"\",\"\",VLOOKUP($CO39,'Vmáx(material) - Tab.4.3'!$R$35:$X$41,4))","v":""},{"$f":"IF(CK39=\"\",\"\",VLOOKUP($CO39,'Vmáx(material) - Tab.4.3'!$R$35:$X$41,5))","v":""},{"$f":"IF(CK39=\"\",\"\",VLOOKUP($CO39,'Vmáx(material) - Tab.4.3'!$R$35:$X$41,6))","v":""},{"$f":"IF(CK39=\"\",\"\",IF(CK39=\"\",\"\",VLOOKUP(CO39,'Vmáx(material) - Tab.4.3'!$R$35:$X$41,7)))","v":""},{"$f":"IF(CK39=\"\",\"\",IF(CL39=1,FCi(J39,CR39),FTr(J39,CQ39,CR39)))","v":""},"",{"$f":"IF(CK39=\"\",\"\",Hw(DO39,DP39,DQ39,DR39,DS39,DT39,Z,DU39,CV39,CR39))","v":""},"","","","","",{"$f":"IF(CK39=\"\",\"\",IF(CL39=1,PeriCi(CR39,DI39),PeriTr(CQ39,CU39,DI39)))","v":""},{"$f":"IF(CK39=\"\",\"\",IF(CL39=1,AreaCi(CR39,DI39),AreaTr(CQ39,CU39,DI39)))","v":""},{"$f":"IF(CK39=\"\",\"\",RhCi(DK39,EC39))","v":""},"",{"$f":"IF(CK39=\"\",\"\",hf(CS39,J39,CT39,DK39,EE39))","v":""},{"$f":"IF(CK39=\"\",\"\",LOOKUP(CW39,Tab.4.5!$J$6:$J$27,Tab.4.5!$L$6:$L$27))","v":""},{"$f":"IF(CK39=\"\",\"\",He(EH39,DM39))","v":""},{"$f":"IF(CK39=\"\",\"\",Hs(DM39))","v":""},{"$f":"IF(CK39=\"\",\"\",Hm(EB39,EG39,EI39,EJ39,CS39,CV39))","v":""},"","","","","","","K45+-45000 () ",{"$f":"IF(B39=\"Existe.\",IF(AE39=1,CONCATENATE(#REF!,AK39,\" m.\"),CONCATENATE(#REF!,AJ39,\" m x \",AK39,\" m.\")),IF(CL39=1,CONCATENATE(#REF!,CR39,\" m.\"),CONCATENATE(#REF!,CQ39,\" m x \",CR39,\" m.\")))","v":{"$error":"#REF!"}},"Concreto, L =  m, S = 0 %.","Cota clave eje= 0 msnm.",null,null,null,"","","","","",{"$f":"IF(EV39=\"\",\"\",VLOOKUP(EY39,'Estructura escalonada'!$D$3:$H$953,2))","v":""},"","","","","",""]
[null,null,null,null,null,null,null,null,null,null,null,0,null,0,null,null,null,null,null,null,{"$f":"IF(K40=\"No\",\"\",IF(O40=\"\",YcCi(P40,N40),YcTr(N40,O40,S40)))","v":{"$error":"#VALUE!"}},{"$f":"IF(K40=\"No\",\"\",IF(O40=\"\",Teta1(U40,P40),\"-\"))","v":{"$error":"#VALUE!"}},{"$error":"#VALUE!"},{"$error":"#VALUE!"},{"$f":"IF(K40=\"No\",\"\",IF(O40=\"\",Ynci(P40,N40,R40,T40),YnTr(1,R40,O40,S40,T40,N40)))","v":{"$error":"#VALUE!"}},{"$f":"IF(K40=\"No\",\"\",IF(O40=\"\",Teta1(Y40,P40),\"-\"))","v":{"$error":"#VALUE!"}},{"$f":"IF(K40=\"No\",\"\",IF(O40=\"\",AreaCi(P40,Y40),AreaTr(O40,S40,Y40)))","v":{"$error":"#VALUE!"}},{"$f":"IF(K40=\"No\",\"\",IF(O40=\"\",FrCi(AC40,9.806,Z40,P40),FrTr(AC40,9.806,O40,S40,Y40)))","v":{"$error":"#VALUE!"}},{"$error":"#VALUE!"},null,null,null,null,null,null,null,null,null,null,null,null,null,null,null,0,0,"","","",{"$f":"IF(AD40=\"\",\"\",IF(AE40=1,YcCi(AK40,J40),YcTr(J40,AJ40,AN40)))","v":""},{"$f":"IF(AD40=\"\",\"\",IF(AE40=1,Teta1(AX40,AK40),\"-\"))","v":""},{"$f":"IF(AD40=\"\",\"\",IF(AE40=1,AreaCi(AK40,AX40),AreaTr(AJ40,AN40,AX40)))","v":""},"",{"$f":"IF(AD40=\"\",\"\",IF(AE40=1,Ynci(AK40,J40,AM40,AO40),YnTr(1,AM40,AJ40,AN40,AO40,J40)))","v":""},{"$f":"IF(AD40=\"\",\"\",IF(AE40=1,Teta1(BB40,AK40),\"-\"))","v":""},{"$f":"IF(AD40=\"\",\"\",IF(AE40=1,AreaCi(AK40,BB40),AreaTr(AJ40,AN40,BB40)))","v":""},{"$f":"IF(AD40=\"\",\"\",IF(AE40=1,FrCi(BF40,9.806,BC40,AK40),FrTr(BF40,9.806,AJ40,AN40,BB40)))","v":""},"",{"$f":"IF(AD40=\"\",\"\",IF(AE40=1,LOOKUP(AI40,'Vmáx(material) - Tab.4.3'!$L$2:$L$11,'Vmáx(material) - Tab.4.3'!$M$2:$M$11),LOOKUP(AI40,'Vmáx(material) - Tab.4.3'!$L$15,'Vmáx(material) - Tab.4.3'!$M$15)))","v":""},{"$f":"IF(AD40=\"\",\"\",VLOOKUP($AH40,'Vmáx(material) - Tab.4.3'!$R$35:$X$41,2))","v":""},{"$f":"IF(AD40=\"\",\"\",VLOOKUP($AH40,'Vmáx(material) - Tab.4.3'!$R$35:$X$41,3))","v":""},{"$f":"IF(AD40=\"\",\"\",VLOOKUP($AH40,'Vmáx(material) - Tab.4.3'!$R$35:$X$41,4))","v":""},{"$f":"IF(AD40=\"\",\"\",VLOOKUP($AH40,'Vmáx(material) - Tab.4.3'!$R$35:$X$41,5))","v":""},{"$f":"IF(AD40=\"\",\"\",VLOOKUP($AH40,'Vmáx(material) - Tab.4.3'!$R$35:$X$41,6))","v":""},{"$f":"IF(AD40=\"\",\"\",IF(AD40=\"\",\"\",VLOOKUP($AH40,'Vmáx(material) - Tab.4.3'!$R$35:$X$41,7)))","v":""},{"$f":"IF(AD40=\"\",\"\",IF(AE40=1,FCi(J40,AK40),FTr(J40,AJ40,AK40)))","v":""},"",{"$f":"IF(AD40=\"\",\"\",Hw(BH40,BI40,BJ40,BK40,BL40,BM40,Z,BN40,AO40,AK40))","v":""},"","","","",{"$f":"IF(AD40=\"\",\"\",ho(BT40,AK40,AX40))","v":""},{"$f":"IF(AD40=\"\",\"\",IF(AE40=1,PeriCi(AK40,BB40),PeriTr(AJ40,AN40,BB40)))","v":""},{"$f":"IF(AD40=\"\",\"\",IF(AE40=1,AreaCi(AK40,BB40),AreaTr(AJ40,AN40,BB40)))","v":""},{"$f":"IF(AD40=\"\",\"\",RhCi(BW40,BV40))","v":""},"",{"$f":"IF(AD40=\"\",\"\",hf(AL40,J40,AM40,BW40,BX40))","v":""},{"$f":"IF(AD40=\"\",\"\",LOOKUP(AP40,Tab.4.5!$J$6:$J$27,Tab.4.5!$L$6:$L$27))","v":""},{"$f":"IF(AD40=\"\",\"\",He(CA40,BY40))","v":""},{"$f":"IF(AD40=\"\",\"\",Hs(BY40))","v":""},{"$f":"IF(AD40=\"\",\"\",Hm(BU40,BZ40,CB40,CC40,AL40,AO40))","v":""},"","","","","","",null,null,null,null,null,null,null,null,null,null,null,null,null,null,null,0,0,0,0,0,{"$f":"IF(CK40=\"\",\"\",IF(CL40=1,YcCi(CR40,J40),YcTr(J40,CQ40,CU40)))","v":""},{"$f":"IF(CK40=\"\",\"\",IF(CL40=1,Teta1(DE40,CR40),\"-\"))","v":""},"","",{"$f":"IF(CK40=\"\",\"\",IF(CL40=1,Ynci(CR40,J40,CT40,CV40),YnTr(1,CT40,CQ40,CU40,CV40,J40)))","v":""},{"$f":"IF(CK40=\"\",\"\",IF(CL40=1,Teta1(DI40,CR40),\"-\"))","v":""},{"$f":"IF(CK40=\"\",\"\",IF(CL40=1,AreaCi(CR40,J40),AreaTr(CQ40,CU40,DI40)))","v":""},{"$f":"IF(CK40=\"\",\"\",IF(CL40=1,FrCi(DM40,9.806,DJ40,CR40),FrTr(DM40,9.806,CQ40,CU40,DI40)))","v":""},"",{"$f":"IF(CK40=\"\",\"\",IF(CL40=1,LOOKUP(CP40,'Vmáx(material) - Tab.4.3'!$L$2:$L$11,'Vmáx(material) - Tab.4.3'!$M$2:$M$11),LOOKUP(CP40,'Vmáx(material) - Tab.4.3'!$L$15,'Vmáx(material) - Tab.4.3'!$M$15)))","v":""},{"$f":"IF(CK40=\"\",\"\",VLOOKUP($CO40,'Vmáx(material) - Tab.4.3'!$R$35:$X$41,2))","v":""},{"$f":"IF(CK40=\"\",\"\",VLOOKUP($CO40,'Vmáx(material) - Tab.4.3'!$R$35:$X$41,3))","v":""},{"$f":"IF(CK40=\"\",\"\",VLOOKUP($CO40,'Vmáx(material) - Tab.4.3'!$R$35:$X$41,4))","v":""},{"$f":"IF(CK40=\"\",\"\",VLOOKUP($CO40,'Vmáx(material) - Tab.4.3'!$R$35:$X$41,5))","v":""},{"$f":"IF(CK40=\"\",\"\",VLOOKUP($CO40,'Vmáx(material) - Tab.4.3'!$R$35:$X$41,6))","v":""},{"$f":"IF(CK40=\"\",\"\",IF(CK40=\"\",\"\",VLOOKUP(CO40,'Vmáx(material) - Tab.4.3'!$R$35:$X$41,7)))","v":""},{"$f":"IF(CK40=\"\",\"\",IF(CL40=1,FCi(J40,CR40),FTr(J40,CQ40,CR40)))","v":""},"",{"$f":"IF(CK40=\"\",\"\",Hw(DO40,DP40,DQ40,DR40,DS40,DT40,Z,DU40,CV40,CR40))","v":""},"","","","","",{"$f":"IF(CK40=\"\",\"\",IF(CL40=1,PeriCi(CR40,DI40),PeriTr(CQ40,CU40,DI40)))","v":""},{"$f":"IF(CK40=\"\",\"\",IF(CL40=1,AreaCi(CR40,DI40),AreaTr(CQ40,CU40,DI40)))","v":""},{"$f":"IF(CK40=\"\",\"\",RhCi(DK40,EC40))","v":""},"",{"$f":"IF(CK40=\"\",\"\",hf(CS40,J40,CT40,DK40,EE40))","v":""},{"$f":"IF(CK40=\"\",\"\",LOOKUP(CW40,Tab.4.5!$J$6:$J$27,Tab.4.5!$L$6:$L$27))","v":""},{"$f":"IF(CK40=\"\",\"\",He(EH40,DM40))","v":""},{"$f":"IF(CK40=\"\",\"\",Hs(DM40))","v":""},{"$f":"IF(CK40=\"\",\"\",Hm(EB40,EG40,EI40,EJ40,CS40,CV40))","v":""},"","","","","","","K45+-45000 () ",{"$f":"IF(B40=\"Existe.\",IF(AE40=1,CONCATENATE(#REF!,AK40,\" m.\"),CONCATENATE(#REF!,AJ40,\" m x \",AK40,\" m.\")),IF(CL40=1,CONCATENATE(#REF!,CR40,\" m.\"),CONCATENATE(#REF!,CQ40,\" m x \",CR40,\" m.\")))","v":{"$error":"#REF!"}},"Concreto, L =  m, S = 0 %.","Cota clave eje= 0 msnm.",null,null,null,"","","","","",{"$f":"IF(EV40=\"\",\"\",VLOOKUP(EY40,'Estructura escalonada'!$D$3:$H$953,2))","v":""},"","","","","",""]
[null,null,null,null,null,null,null,null,null,null,null,0,null,0,null,null,null,null,null,null,{"$f":"IF(K41=\"No\",\"\",IF(O41=\"\",YcCi(P41,N41),YcTr(N41,O41,S41)))","v":{"$error":"#VALUE!"}},{"$f":"IF(K41=\"No\",\"\",IF(O41=\"\",Teta1(U41,P41),\"-\"))","v":{"$error":"#VALUE!"}},{"$error":"#VALUE!"},{"$error":"#VALUE!"},{"$f":"IF(K41=\"No\",\"\",IF(O41=\"\",Ynci(P41,N41,R41,T41),YnTr(1,R41,O41,S41,T41,N41)))","v":{"$error":"#VALUE!"}},{"$f":"IF(K41=\"No\",\"\",IF(O41=\"\",Teta1(Y41,P41),\"-\"))","v":{"$error":"#VALUE!"}},{"$f":"IF(K41=\"No\",\"\",IF(O41=\"\",AreaCi(P41,Y41),AreaTr(O41,S41,Y41)))","v":{"$error":"#VALUE!"}},{"$f":"IF(K41=\"No\",\"\",IF(O41=\"\",FrCi(AC41,9.806,Z41,P41),FrTr(AC41,9.806,O41,S41,Y41)))","v":{"$error":"#VALUE!"}},{"$error":"#VALUE!"},null,null,null,null,null,null,null,null,null,null,null,null,null,null,null,0,0,"","","",{"$f":"IF(AD41=\"\",\"\",IF(AE41=1,YcCi(AK41,J41),YcTr(J41,AJ41,AN41)))","v":""},{"$f":"IF(AD41=\"\",\"\",IF(AE41=1,Teta1(AX41,AK41),\"-\"))","v":""},{"$f":"IF(AD41=\"\",\"\",IF(AE41=1,AreaCi(AK41,AX41),AreaTr(AJ41,AN41,AX41)))","v":""},"",{"$f":"IF(AD41=\"\",\"\",IF(AE41=1,Ynci(AK41,J41,AM41,AO41),YnTr(1,AM41,AJ41,AN41,AO41,J41)))","v":""},{"$f":"IF(AD41=\"\",\"\",IF(AE41=1,Teta1(BB41,AK41),\"-\"))","v":""},{"$f":"IF(AD41=\"\",\"\",IF(AE41=1,AreaCi(AK41,BB41),AreaTr(AJ41,AN41,BB41)))","v":""},{"$f":"IF(AD41=\"\",\"\",IF(AE41=1,FrCi(BF41,9.806,BC41,AK41),FrTr(BF41,9.806,AJ41,AN41,BB41)))","v":""},"",{"$f":"IF(AD41=\"\",\"\",IF(AE41=1,LOOKUP(AI41,'Vmáx(material) - Tab.4.3'!$L$2:$L$11,'Vmáx(material) - Tab.4.3'!$M$2:$M$11),LOOKUP(AI41,'Vmáx(material) - Tab.4.3'!$L$15,'Vmáx(material) - Tab.4.3'!$M$15)))","v":""},{"$f":"IF(AD41=\"\",\"\",VLOOKUP($AH41,'Vmáx(material) - Tab.4.3'!$R$35:$X$41,2))","v":""},{"$f":"IF(AD41=\"\",\"\",VLOOKUP($AH41,'Vmáx(material) - Tab.4.3'!$R$35:$X$41,3))","v":""},{"$f":"IF(AD41=\"\",\"\",VLOOKUP($AH41,'Vmáx(material) - Tab.4.3'!$R$35:$X$41,4))","v":""},{"$f":"IF(AD41=\"\",\"\",VLOOKUP($AH41,'Vmáx(material) - Tab.4.3'!$R$35:$X$41,5))","v":""},{"$f":"IF(AD41=\"\",\"\",VLOOKUP($AH41,'Vmáx(material) - Tab.4.3'!$R$35:$X$41,6))","v":""},{"$f":"IF(AD41=\"\",\"\",IF(AD41=\"\",\"\",VLOOKUP($AH41,'Vmáx(material) - Tab.4.3'!$R$35:$X$41,7)))","v":""},{"$f":"IF(AD41=\"\",\"\",IF(AE41=1,FCi(J41,AK41),FTr(J41,AJ41,AK41)))","v":""},"",{"$f":"IF(AD41=\"\",\"\",Hw(BH41,BI41,BJ41,BK41,BL41,BM41,Z,BN41,AO41,AK41))","v":""},"","","","",{"$f":"IF(AD41=\"\",\"\",ho(BT41,AK41,AX41))","v":""},{"$f":"IF(AD41=\"\",\"\",IF(AE41=1,PeriCi(AK41,BB41),PeriTr(AJ41,AN41,BB41)))","v":""},{"$f":"IF(AD41=\"\",\"\",IF(AE41=1,AreaCi(AK41,BB41),AreaTr(AJ41,AN41,BB41)))","v":""},{"$f":"IF(AD41=\"\",\"\",RhCi(BW41,BV41))","v":""},"",{"$f":"IF(AD41=\"\",\"\",hf(AL41,J41,AM41,BW41,BX41))","v":""},{"$f":"IF(AD41=\"\",\"\",LOOKUP(AP41,Tab.4.5!$J$6:$J$27,Tab.4.5!$L$6:$L$27))","v":""},{"$f":"IF(AD41=\"\",\"\",He(CA41,BY41))","v":""},{"$f":"IF(AD41=\"\",\"\",Hs(BY41))","v":""},{"$f":"IF(AD41=\"\",\"\",Hm(BU41,BZ41,CB41,CC41,AL41,AO41))","v":""},"","","","","","",null,null,null,null,null,null,null,null,null,null,null,null,null,null,null,0,0,0,0,0,{"$f":"IF(CK41=\"\",\"\",IF(CL41=1,YcCi(CR41,J41),YcTr(J41,CQ41,CU41)))","v":""},{"$f":"IF(CK41=\"\",\"\",IF(CL41=1,Teta1(DE41,CR41),\"-\"))","v":""},"","",{"$f":"IF(CK41=\"\",\"\",IF(CL41=1,Ynci(CR41,J41,CT41,CV41),YnTr(1,CT41,CQ41,CU41,CV41,J41)))","v":""},{"$f":"IF(CK41=\"\",\"\",IF(CL41=1,Teta1(DI41,CR41),\"-\"))","v":""},{"$f":"IF(CK41=\"\",\"\",IF(CL41=1,AreaCi(CR41,J41),AreaTr(CQ41,CU41,DI41)))","v":""},{"$f":"IF(CK41=\"\",\"\",IF(CL41=1,FrCi(DM41,9.806,DJ41,CR41),FrTr(DM41,9.806,CQ41,CU41,DI41)))","v":""},"",{"$f":"IF(CK41=\"\",\"\",IF(CL41=1,LOOKUP(CP41,'Vmáx(material) - Tab.4.3'!$L$2:$L$11,'Vmáx(material) - Tab.4.3'!$M$2:$M$11),LOOKUP(CP41,'Vmáx(material) - Tab.4.3'!$L$15,'Vmáx(material) - Tab.4.3'!$M$15)))","v":""},{"$f":"IF(CK41=\"\",\"\",VLOOKUP($CO41,'Vmáx(material) - Tab.4.3'!$R$35:$X$41,2))","v":""},{"$f":"IF(CK41=\"\",\"\",VLOOKUP($CO41,'Vmáx(material) - Tab.4.3'!$R$35:$X$41,3))","v":""},{"$f":"IF(CK41=\"\",\"\",VLOOKUP($CO41,'Vmáx(material) - Tab.4.3'!$R$35:$X$41,4))","v":""},{"$f":"IF(CK41=\"\",\"\",VLOOKUP($CO41,'Vmáx(material) - Tab.4.3'!$R$35:$X$41,5))","v":""},{"$f":"IF(CK41=\"\",\"\",VLOOKUP($CO41,'Vmáx(material) - Tab.4.3'!$R$35:$X$41,6))","v":""},{"$f":"IF(CK41=\"\",\"\",IF(CK41=\"\",\"\",VLOOKUP(CO41,'Vmáx(material) - Tab.4.3'!$R$35:$X$41,7)))","v":""},{"$f":"IF(CK41=\"\",\"\",IF(CL41=1,FCi(J41,CR41),FTr(J41,CQ41,CR41)))","v":""},"",{"$f":"IF(CK41=\"\",\"\",Hw(DO41,DP41,DQ41,DR41,DS41,DT41,Z,DU41,CV41,CR41))","v":""},"","","","","",{"$f":"IF(CK41=\"\",\"\",IF(CL41=1,PeriCi(CR41,DI41),PeriTr(CQ41,CU41,DI41)))","v":""},{"$f":"IF(CK41=\"\",\"\",IF(CL41=1,AreaCi(CR41,DI41),AreaTr(CQ41,CU41,DI41)))","v":""},{"$f":"IF(CK41=\"\",\"\",RhCi(DK41,EC41))","v":""},"",{"$f":"IF(CK41=\"\",\"\",hf(CS41,J41,CT41,DK41,EE41))","v":""},{"$f":"IF(CK41=\"\",\"\",LOOKUP(CW41,Tab.4.5!$J$6:$J$27,Tab.4.5!$L$6:$L$27))","v":""},{"$f":"IF(CK41=\"\",\"\",He(EH41,DM41))","v":""},{"$f":"IF(CK41=\"\",\"\",Hs(DM41))","v":""},{"$f":"IF(CK41=\"\",\"\",Hm(EB41,EG41,EI41,EJ41,CS41,CV41))","v":""},"","","","","","","K45+-45000 () ",{"$f":"IF(B41=\"Existe.\",IF(AE41=1,CONCATENATE(#REF!,AK41,\" m.\"),CONCATENATE(#REF!,AJ41,\" m x \",AK41,\" m.\")),IF(CL41=1,CONCATENATE(#REF!,CR41,\" m.\"),CONCATENATE(#REF!,CQ41,\" m x \",CR41,\" m.\")))","v":{"$error":"#REF!"}},"Concreto, L =  m, S = 0 %.","Cota clave eje= 0 msnm.",null,null,null,"","","","","",{"$f":"IF(EV41=\"\",\"\",VLOOKUP(EY41,'Estructura escalonada'!$D$3:$H$953,2))","v":""},"","","","","",""]
[null,null,null,null,null,null,null,null,null,null,null,0,null,0,null,null,null,null,null,null,{"$f":"IF(K42=\"No\",\"\",IF(O42=\"\",YcCi(P42,N42),YcTr(N42,O42,S42)))","v":{"$error":"#VALUE!"}},{"$f":"IF(K42=\"No\",\"\",IF(O42=\"\",Teta1(U42,P42),\"-\"))","v":{"$error":"#VALUE!"}},{"$error":"#VALUE!"},{"$error":"#VALUE!"},{"$f":"IF(K42=\"No\",\"\",IF(O42=\"\",Ynci(P42,N42,R42,T42),YnTr(1,R42,O42,S42,T42,N42)))","v":{"$error":"#VALUE!"}},{"$f":"IF(K42=\"No\",\"\",IF(O42=\"\",Teta1(Y42,P42),\"-\"))","v":{"$error":"#VALUE!"}},{"$f":"IF(K42=\"No\",\"\",IF(O42=\"\",AreaCi(P42,Y42),AreaTr(O42,S42,Y42)))","v":{"$error":"#VALUE!"}},{"$f":"IF(K42=\"No\",\"\",IF(O42=\"\",FrCi(AC42,9.806,Z42,P42),FrTr(AC42,9.806,O42,S42,Y42)))","v":{"$error":"#VALUE!"}},{"$error":"#VALUE!"},null,null,null,null,null,null,null,null,null,null,null,null,null,null,null,0,0,"","","",{"$f":"IF(AD42=\"\",\"\",IF(AE42=1,YcCi(AK42,J42),YcTr(J42,AJ42,AN42)))","v":""},{"$f":"IF(AD42=\"\",\"\",IF(AE42=1,Teta1(AX42,AK42),\"-\"))","v":""},{"$f":"IF(AD42=\"\",\"\",IF(AE42=1,AreaCi(AK42,AX42),AreaTr(AJ42,AN42,AX42)))","v":""},"",{"$f":"IF(AD42=\"\",\"\",IF(AE42=1,Ynci(AK42,J42,AM42,AO42),YnTr(1,AM42,AJ42,AN42,AO42,J42)))","v":""},{"$f":"IF(AD42=\"\",\"\",IF(AE42=1,Teta1(BB42,AK42),\"-\"))","v":""},{"$f":"IF(AD42=\"\",\"\",IF(AE42=1,AreaCi(AK42,BB42),AreaTr(AJ42,AN42,BB42)))","v":""},{"$f":"IF(AD42=\"\",\"\",IF(AE42=1,FrCi(BF42,9.806,BC42,AK42),FrTr(BF42,9.806,AJ42,AN42,BB42)))","v":""},"",{"$f":"IF(AD42=\"\",\"\",IF(AE42=1,LOOKUP(AI42,'Vmáx(material) - Tab.4.3'!$L$2:$L$11,'Vmáx(material) - Tab.4.3'!$M$2:$M$11),LOOKUP(AI42,'Vmáx(material) - Tab.4.3'!$L$15,'Vmáx(material) - Tab.4.3'!$M$15)))","v":""},{"$f":"IF(AD42=\"\",\"\",VLOOKUP($AH42,'Vmáx(material) - Tab.4.3'!$R$35:$X$41,2))","v":""},{"$f":"IF(AD42=\"\",\"\",VLOOKUP($AH42,'Vmáx(material) - Tab.4.3'!$R$35:$X$41,3))","v":""},{"$f":"IF(AD42=\"\",\"\",VLOOKUP($AH42,'Vmáx(material) - Tab.4.3'!$R$35:$X$41,4))","v":""},{"$f":"IF(AD42=\"\",\"\",VLOOKUP($AH42,'Vmáx(material) - Tab.4.3'!$R$35:$X$41,5))","v":""},{"$f":"IF(AD42=\"\",\"\",VLOOKUP($AH42,'Vmáx(material) - Tab.4.3'!$R$35:$X$41,6))","v":""},{"$f":"IF(AD42=\"\",\"\",IF(AD42=\"\",\"\",VLOOKUP($AH42,'Vmáx(material) - Tab.4.3'!$R$35:$X$41,7)))","v":""},{"$f":"IF(AD42=\"\",\"\",IF(AE42=1,FCi(J42,AK42),FTr(J42,AJ42,AK42)))","v":""},"",{"$f":"IF(AD42=\"\",\"\",Hw(BH42,BI42,BJ42,BK42,BL42,BM42,Z,BN42,AO42,AK42))","v":""},"","","","",{"$f":"IF(AD42=\"\",\"\",ho(BT42,AK42,AX42))","v":""},{"$f":"IF(AD42=\"\",\"\",IF(AE42=1,PeriCi(AK42,BB42),PeriTr(AJ42,AN42,BB42)))","v":""},{"$f":"IF(AD42=\"\",\"\",IF(AE42=1,AreaCi(AK42,BB42),AreaTr(AJ42,AN42,BB42)))","v":""},{"$f":"IF(AD42=\"\",\"\",RhCi(BW42,BV42))","v":""},"",{"$f":"IF(AD42=\"\",\"\",hf(AL42,J42,AM42,BW42,BX42))","v":""},{"$f":"IF(AD42=\"\",\"\",LOOKUP(AP42,Tab.4.5!$J$6:$J$27,Tab.4.5!$L$6:$L$27))","v":""},{"$f":"IF(AD42=\"\",\"\",He(CA42,BY42))","v":""},{"$f":"IF(AD42=\"\",\"\",Hs(BY42))","v":""},{"$f":"IF(AD42=\"\",\"\",Hm(BU42,BZ42,CB42,CC42,AL42,AO42))","v":""},"","","","","","",null,null,null,null,null,null,null,null,null,null,null,null,null,null,null,0,0,0,0,0,{"$f":"IF(CK42=\"\",\"\",IF(CL42=1,YcCi(CR42,J42),YcTr(J42,CQ42,CU42)))","v":""},{"$f":"IF(CK42=\"\",\"\",IF(CL42=1,Teta1(DE42,CR42),\"-\"))","v":""},"","",{"$f":"IF(CK42=\"\",\"\",IF(CL42=1,Ynci(CR42,J42,CT42,CV42),YnTr(1,CT42,CQ42,CU42,CV42,J42)))","v":""},{"$f":"IF(CK42=\"\",\"\",IF(CL42=1,Teta1(DI42,CR42),\"-\"))","v":""},{"$f":"IF(CK42=\"\",\"\",IF(CL42=1,AreaCi(CR42,J42),AreaTr(CQ42,CU42,DI42)))","v":""},{"$f":"IF(CK42=\"\",\"\",IF(CL42=1,FrCi(DM42,9.806,DJ42,CR42),FrTr(DM42,9.806,CQ42,CU42,DI42)))","v":""},"",{"$f":"IF(CK42=\"\",\"\",IF(CL42=1,LOOKUP(CP42,'Vmáx(material) - Tab.4.3'!$L$2:$L$11,'Vmáx(material) - Tab.4.3'!$M$2:$M$11),LOOKUP(CP42,'Vmáx(material) - Tab.4.3'!$L$15,'Vmáx(material) - Tab.4.3'!$M$15)))","v":""},{"$f":"IF(CK42=\"\",\"\",VLOOKUP($CO42,'Vmáx(material) - Tab.4.3'!$R$35:$X$41,2))","v":""},{"$f":"IF(CK42=\"\",\"\",VLOOKUP($CO42,'Vmáx(material) - Tab.4.3'!$R$35:$X$41,3))","v":""},{"$f":"IF(CK42=\"\",\"\",VLOOKUP($CO42,'Vmáx(material) - Tab.4.3'!$R$35:$X$41,4))","v":""},{"$f":"IF(CK42=\"\",\"\",VLOOKUP($CO42,'Vmáx(material) - Tab.4.3'!$R$35:$X$41,5))","v":""},{"$f":"IF(CK42=\"\",\"\",VLOOKUP($CO42,'Vmáx(material) - Tab.4.3'!$R$35:$X$41,6))","v":""},{"$f":"IF(CK42=\"\",\"\",IF(CK42=\"\",\"\",VLOOKUP(CO42,'Vmáx(material) - Tab.4.3'!$R$35:$X$41,7)))","v":""},{"$f":"IF(CK42=\"\",\"\",IF(CL42=1,FCi(J42,CR42),FTr(J42,CQ42,CR42)))","v":""},"",{"$f":"IF(CK42=\"\",\"\",Hw(DO42,DP42,DQ42,DR42,DS42,DT42,Z,DU42,CV42,CR42))","v":""},"","","","","",{"$f":"IF(CK42=\"\",\"\",IF(CL42=1,PeriCi(CR42,DI42),PeriTr(CQ42,CU42,DI42)))","v":""},{"$f":"IF(CK42=\"\",\"\",IF(CL42=1,AreaCi(CR42,DI42),AreaTr(CQ42,CU42,DI42)))","v":""},{"$f":"IF(CK42=\"\",\"\",RhCi(DK42,EC42))","v":""},"",{"$f":"IF(CK42=\"\",\"\",hf(CS42,J42,CT42,DK42,EE42))","v":""},{"$f":"IF(CK42=\"\",\"\",LOOKUP(CW42,Tab.4.5!$J$6:$J$27,Tab.4.5!$L$6:$L$27))","v":""},{"$f":"IF(CK42=\"\",\"\",He(EH42,DM42))","v":""},{"$f":"IF(CK42=\"\",\"\",Hs(DM42))","v":""},{"$f":"IF(CK42=\"\",\"\",Hm(EB42,EG42,EI42,EJ42,CS42,CV42))","v":""},"","","","","","","K45+-45000 () ",{"$f":"IF(B42=\"Existe.\",IF(AE42=1,CONCATENATE(#REF!,AK42,\" m.\"),CONCATENATE(#REF!,AJ42,\" m x \",AK42,\" m.\")),IF(CL42=1,CONCATENATE(#REF!,CR42,\" m.\"),CONCATENATE(#REF!,CQ42,\" m x \",CR42,\" m.\")))","v":{"$error":"#REF!"}},"Concreto, L =  m, S = 0 %.","Cota clave eje= 0 msnm.",null,null,null,"","","","","",{"$f":"IF(EV42=\"\",\"\",VLOOKUP(EY42,'Estructura escalonada'!$D$3:$H$953,2))","v":""},"","","","","",""]
[null,null,null,null,null,null,null,null,null,null,null,0,null,0,null,null,null,null,null,null,{"$f":"IF(K43=\"No\",\"\",IF(O43=\"\",YcCi(P43,N43),YcTr(N43,O43,S43)))","v":{"$error":"#VALUE!"}},{"$f":"IF(K43=\"No\",\"\",IF(O43=\"\",Teta1(U43,P43),\"-\"))","v":{"$error":"#VALUE!"}},{"$error":"#VALUE!"},{"$error":"#VALUE!"},{"$f":"IF(K43=\"No\",\"\",IF(O43=\"\",Ynci(P43,N43,R43,T43),YnTr(1,R43,O43,S43,T43,N43)))","v":{"$error":"#VALUE!"}},{"$f":"IF(K43=\"No\",\"\",IF(O43=\"\",Teta1(Y43,P43),\"-\"))","v":{"$error":"#VALUE!"}},{"$f":"IF(K43=\"No\",\"\",IF(O43=\"\",AreaCi(P43,Y43),AreaTr(O43,S43,Y43)))","v":{"$error":"#VALUE!"}},{"$f":"IF(K43=\"No\",\"\",IF(O43=\"\",FrCi(AC43,9.806,Z43,P43),FrTr(AC43,9.806,O43,S43,Y43)))","v":{"$error":"#VALUE!"}},{"$error":"#VALUE!"},null,null,null,null,null,null,null,null,null,null,null,null,null,null,null,0,0,"","","",{"$f":"IF(AD43=\"\",\"\",IF(AE43=1,YcCi(AK43,J43),YcTr(J43,AJ43,AN43)))","v":""},{"$f":"IF(AD43=\"\",\"\",IF(AE43=1,Teta1(AX43,AK43),\"-\"))","v":""},{"$f":"IF(AD43=\"\",\"\",IF(AE43=1,AreaCi(AK43,AX43),AreaTr(AJ43,AN43,AX43)))","v":""},"",{"$f":"IF(AD43=\"\",\"\",IF(AE43=1,Ynci(AK43,J43,AM43,AO43),YnTr(1,AM43,AJ43,AN43,AO43,J43)))","v":""},{"$f":"IF(AD43=\"\",\"\",IF(AE43=1,Teta1(BB43,AK43),\"-\"))","v":""},{"$f":"IF(AD43=\"\",\"\",IF(AE43=1,AreaCi(AK43,BB43),AreaTr(AJ43,AN43,BB43)))","v":""},{"$f":"IF(AD43=\"\",\"\",IF(AE43=1,FrCi(BF43,9.806,BC43,AK43),FrTr(BF43,9.806,AJ43,AN43,BB43)))","v":""},"",{"$f":"IF(AD43=\"\",\"\",IF(AE43=1,LOOKUP(AI43,'Vmáx(material) - Tab.4.3'!$L$2:$L$11,'Vmáx(material) - Tab.4.3'!$M$2:$M$11),LOOKUP(AI43,'Vmáx(material) - Tab.4.3'!$L$15,'Vmáx(material) - Tab.4.3'!$M$15)))","v":""},{"$f":"IF(AD43=\"\",\"\",VLOOKUP($AH43,'Vmáx(material) - Tab.4.3'!$R$35:$X$41,2))","v":""},{"$f":"IF(AD43=\"\",\"\",VLOOKUP($AH43,'Vmáx(material) - Tab.4.3'!$R$35:$X$41,3))","v":""},{"$f":"IF(AD43=\"\",\"\",VLOOKUP($AH43,'Vmáx(material) - Tab.4.3'!$R$35:$X$41,4))","v":""},{"$f":"IF(AD43=\"\",\"\",VLOOKUP($AH43,'Vmáx(material) - Tab.4.3'!$R$35:$X$41,5))","v":""},{"$f":"IF(AD43=\"\",\"\",VLOOKUP($AH43,'Vmáx(material) - Tab.4.3'!$R$35:$X$41,6))","v":""},{"$f":"IF(AD43=\"\",\"\",IF(AD43=\"\",\"\",VLOOKUP($AH43,'Vmáx(material) - Tab.4.3'!$R$35:$X$41,7)))","v":""},{"$f":"IF(AD43=\"\",\"\",IF(AE43=1,FCi(J43,AK43),FTr(J43,AJ43,AK43)))","v":""},"",{"$f":"IF(AD43=\"\",\"\",Hw(BH43,BI43,BJ43,BK43,BL43,BM43,Z,BN43,AO43,AK43))","v":""},"","","","",{"$f":"IF(AD43=\"\",\"\",ho(BT43,AK43,AX43))","v":""},{"$f":"IF(AD43=\"\",\"\",IF(AE43=1,PeriCi(AK43,BB43),PeriTr(AJ43,AN43,BB43)))","v":""},{"$f":"IF(AD43=\"\",\"\",IF(AE43=1,AreaCi(AK43,BB43),AreaTr(AJ43,AN43,BB43)))","v":""},{"$f":"IF(AD43=\"\",\"\",RhCi(BW43,BV43))","v":""},"",{"$f":"IF(AD43=\"\",\"\",hf(AL43,J43,AM43,BW43,BX43))","v":""},{"$f":"IF(AD43=\"\",\"\",LOOKUP(AP43,Tab.4.5!$J$6:$J$27,Tab.4.5!$L$6:$L$27))","v":""},{"$f":"IF(AD43=\"\",\"\",He(CA43,BY43))","v":""},{"$f":"IF(AD43=\"\",\"\",Hs(BY43))","v":""},{"$f":"IF(AD43=\"\",\"\",Hm(BU43,BZ43,CB43,CC43,AL43,AO43))","v":""},"","","","","","",null,null,null,null,null,null,null,null,null,null,null,null,null,null,null,0,0,0,0,0,{"$f":"IF(CK43=\"\",\"\",IF(CL43=1,YcCi(CR43,J43),YcTr(J43,CQ43,CU43)))","v":""},{"$f":"IF(CK43=\"\",\"\",IF(CL43=1,Teta1(DE43,CR43),\"-\"))","v":""},"","",{"$f":"IF(CK43=\"\",\"\",IF(CL43=1,Ynci(CR43,J43,CT43,CV43),YnTr(1,CT43,CQ43,CU43,CV43,J43)))","v":""},{"$f":"IF(CK43=\"\",\"\",IF(CL43=1,Teta1(DI43,CR43),\"-\"))","v":""},{"$f":"IF(CK43=\"\",\"\",IF(CL43=1,AreaCi(CR43,J43),AreaTr(CQ43,CU43,DI43)))","v":""},{"$f":"IF(CK43=\"\",\"\",IF(CL43=1,FrCi(DM43,9.806,DJ43,CR43),FrTr(DM43,9.806,CQ43,CU43,DI43)))","v":""},"",{"$f":"IF(CK43=\"\",\"\",IF(CL43=1,LOOKUP(CP43,'Vmáx(material) - Tab.4.3'!$L$2:$L$11,'Vmáx(material) - Tab.4.3'!$M$2:$M$11),LOOKUP(CP43,'Vmáx(material) - Tab.4.3'!$L$15,'Vmáx(material) - Tab.4.3'!$M$15)))","v":""},{"$f":"IF(CK43=\"\",\"\",VLOOKUP($CO43,'Vmáx(material) - Tab.4.3'!$R$35:$X$41,2))","v":""},{"$f":"IF(CK43=\"\",\"\",VLOOKUP($CO43,'Vmáx(material) - Tab.4.3'!$R$35:$X$41,3))","v":""},{"$f":"IF(CK43=\"\",\"\",VLOOKUP($CO43,'Vmáx(material) - Tab.4.3'!$R$35:$X$41,4))","v":""},{"$f":"IF(CK43=\"\",\"\",VLOOKUP($CO43,'Vmáx(material) - Tab.4.3'!$R$35:$X$41,5))","v":""},{"$f":"IF(CK43=\"\",\"\",VLOOKUP($CO43,'Vmáx(material) - Tab.4.3'!$R$35:$X$41,6))","v":""},{"$f":"IF(CK43=\"\",\"\",IF(CK43=\"\",\"\",VLOOKUP(CO43,'Vmáx(material) - Tab.4.3'!$R$35:$X$41,7)))","v":""},{"$f":"IF(CK43=\"\",\"\",IF(CL43=1,FCi(J43,CR43),FTr(J43,CQ43,CR43)))","v":""},"",{"$f":"IF(CK43=\"\",\"\",Hw(DO43,DP43,DQ43,DR43,DS43,DT43,Z,DU43,CV43,CR43))","v":""},"","","","","",{"$f":"IF(CK43=\"\",\"\",IF(CL43=1,PeriCi(CR43,DI43),PeriTr(CQ43,CU43,DI43)))","v":""},{"$f":"IF(CK43=\"\",\"\",IF(CL43=1,AreaCi(CR43,DI43),AreaTr(CQ43,CU43,DI43)))","v":""},{"$f":"IF(CK43=\"\",\"\",RhCi(DK43,EC43))","v":""},"",{"$f":"IF(CK43=\"\",\"\",hf(CS43,J43,CT43,DK43,EE43))","v":""},{"$f":"IF(CK43=\"\",\"\",LOOKUP(CW43,Tab.4.5!$J$6:$J$27,Tab.4.5!$L$6:$L$27))","v":""},{"$f":"IF(CK43=\"\",\"\",He(EH43,DM43))","v":""},{"$f":"IF(CK43=\"\",\"\",Hs(DM43))","v":""},{"$f":"IF(CK43=\"\",\"\",Hm(EB43,EG43,EI43,EJ43,CS43,CV43))","v":""},"","","","","","","K45+-45000 () ",{"$f":"IF(B43=\"Existe.\",IF(AE43=1,CONCATENATE(#REF!,AK43,\" m.\"),CONCATENATE(#REF!,AJ43,\" m x \",AK43,\" m.\")),IF(CL43=1,CONCATENATE(#REF!,CR43,\" m.\"),CONCATENATE(#REF!,CQ43,\" m x \",CR43,\" m.\")))","v":{"$error":"#REF!"}},"Concreto, L =  m, S = 0 %.","Cota clave eje= 0 msnm.",null,null,null,"","","","","",{"$f":"IF(EV43=\"\",\"\",VLOOKUP(EY43,'Estructura escalonada'!$D$3:$H$953,2))","v":""},"","","","","",""]
[null,null,null,null,null,null,null,null,null,null,null,0,null,0,null,null,null,null,null,null,{"$f":"IF(K44=\"No\",\"\",IF(O44=\"\",YcCi(P44,N44),YcTr(N44,O44,S44)))","v":{"$error":"#VALUE!"}},{"$f":"IF(K44=\"No\",\"\",IF(O44=\"\",Teta1(U44,P44),\"-\"))","v":{"$error":"#VALUE!"}},{"$error":"#VALUE!"},{"$error":"#VALUE!"},{"$f":"IF(K44=\"No\",\"\",IF(O44=\"\",Ynci(P44,N44,R44,T44),YnTr(1,R44,O44,S44,T44,N44)))","v":{"$error":"#VALUE!"}},{"$f":"IF(K44=\"No\",\"\",IF(O44=\"\",Teta1(Y44,P44),\"-\"))","v":{"$error":"#VALUE!"}},{"$f":"IF(K44=\"No\",\"\",IF(O44=\"\",AreaCi(P44,Y44),AreaTr(O44,S44,Y44)))","v":{"$error":"#VALUE!"}},{"$f":"IF(K44=\"No\",\"\",IF(O44=\"\",FrCi(AC44,9.806,Z44,P44),FrTr(AC44,9.806,O44,S44,Y44)))","v":{"$error":"#VALUE!"}},{"$error":"#VALUE!"},null,null,null,null,null,null,null,null,null,null,null,null,null,null,null,0,0,"","","",{"$f":"IF(AD44=\"\",\"\",IF(AE44=1,YcCi(AK44,J44),YcTr(J44,AJ44,AN44)))","v":""},{"$f":"IF(AD44=\"\",\"\",IF(AE44=1,Teta1(AX44,AK44),\"-\"))","v":""},{"$f":"IF(AD44=\"\",\"\",IF(AE44=1,AreaCi(AK44,AX44),AreaTr(AJ44,AN44,AX44)))","v":""},"",{"$f":"IF(AD44=\"\",\"\",IF(AE44=1,Ynci(AK44,J44,AM44,AO44),YnTr(1,AM44,AJ44,AN44,AO44,J44)))","v":""},{"$f":"IF(AD44=\"\",\"\",IF(AE44=1,Teta1(BB44,AK44),\"-\"))","v":""},{"$f":"IF(AD44=\"\",\"\",IF(AE44=1,AreaCi(AK44,BB44),AreaTr(AJ44,AN44,BB44)))","v":""},{"$f":"IF(AD44=\"\",\"\",IF(AE44=1,FrCi(BF44,9.806,BC44,AK44),FrTr(BF44,9.806,AJ44,AN44,BB44)))","v":""},"",{"$f":"IF(AD44=\"\",\"\",IF(AE44=1,LOOKUP(AI44,'Vmáx(material) - Tab.4.3'!$L$2:$L$11,'Vmáx(material) - Tab.4.3'!$M$2:$M$11),LOOKUP(AI44,'Vmáx(material) - Tab.4.3'!$L$15,'Vmáx(material) - Tab.4.3'!$M$15)))","v":""},{"$f":"IF(AD44=\"\",\"\",VLOOKUP($AH44,'Vmáx(material) - Tab.4.3'!$R$35:$X$41,2))","v":""},{"$f":"IF(AD44=\"\",\"\",VLOOKUP($AH44,'Vmáx(material) - Tab.4.3'!$R$35:$X$41,3))","v":""},{"$f":"IF(AD44=\"\",\"\",VLOOKUP($AH44,'Vmáx(material) - Tab.4.3'!$R$35:$X$41,4))","v":""},{"$f":"IF(AD44=\"\",\"\",VLOOKUP($AH44,'Vmáx(material) - Tab.4.3'!$R$35:$X$41,5))","v":""},{"$f":"IF(AD44=\"\",\"\",VLOOKUP($AH44,'Vmáx(material) - Tab.4.3'!$R$35:$X$41,6))","v":""},{"$f":"IF(AD44=\"\",\"\",IF(AD44=\"\",\"\",VLOOKUP($AH44,'Vmáx(material) - Tab.4.3'!$R$35:$X$41,7)))","v":""},{"$f":"IF(AD44=\"\",\"\",IF(AE44=1,FCi(J44,AK44),FTr(J44,AJ44,AK44)))","v":""},"",{"$f":"IF(AD44=\"\",\"\",Hw(BH44,BI44,BJ44,BK44,BL44,BM44,Z,BN44,AO44,AK44))","v":""},"","","","",{"$f":"IF(AD44=\"\",\"\",ho(BT44,AK44,AX44))","v":""},{"$f":"IF(AD44=\"\",\"\",IF(AE44=1,PeriCi(AK44,BB44),PeriTr(AJ44,AN44,BB44)))","v":""},{"$f":"IF(AD44=\"\",\"\",IF(AE44=1,AreaCi(AK44,BB44),AreaTr(AJ44,AN44,BB44)))","v":""},{"$f":"IF(AD44=\"\",\"\",RhCi(BW44,BV44))","v":""},"",{"$f":"IF(AD44=\"\",\"\",hf(AL44,J44,AM44,BW44,BX44))","v":""},{"$f":"IF(AD44=\"\",\"\",LOOKUP(AP44,Tab.4.5!$J$6:$J$27,Tab.4.5!$L$6:$L$27))","v":""},{"$f":"IF(AD44=\"\",\"\",He(CA44,BY44))","v":""},{"$f":"IF(AD44=\"\",\"\",Hs(BY44))","v":""},{"$f":"IF(AD44=\"\",\"\",Hm(BU44,BZ44,CB44,CC44,AL44,AO44))","v":""},"","","","","","",null,null,null,null,null,null,null,null,null,null,null,null,null,null,null,0,0,0,0,0,{"$f":"IF(CK44=\"\",\"\",IF(CL44=1,YcCi(CR44,J44),YcTr(J44,CQ44,CU44)))","v":""},{"$f":"IF(CK44=\"\",\"\",IF(CL44=1,Teta1(DE44,CR44),\"-\"))","v":""},"","",{"$f":"IF(CK44=\"\",\"\",IF(CL44=1,Ynci(CR44,J44,CT44,CV44),YnTr(1,CT44,CQ44,CU44,CV44,J44)))","v":""},{"$f":"IF(CK44=\"\",\"\",IF(CL44=1,Teta1(DI44,CR44),\"-\"))","v":""},{"$f":"IF(CK44=\"\",\"\",IF(CL44=1,AreaCi(CR44,J44),AreaTr(CQ44,CU44,DI44)))","v":""},{"$f":"IF(CK44=\"\",\"\",IF(CL44=1,FrCi(DM44,9.806,DJ44,CR44),FrTr(DM44,9.806,CQ44,CU44,DI44)))","v":""},"",{"$f":"IF(CK44=\"\",\"\",IF(CL44=1,LOOKUP(CP44,'Vmáx(material) - Tab.4.3'!$L$2:$L$11,'Vmáx(material) - Tab.4.3'!$M$2:$M$11),LOOKUP(CP44,'Vmáx(material) - Tab.4.3'!$L$15,'Vmáx(material) - Tab.4.3'!$M$15)))","v":""},{"$f":"IF(CK44=\"\",\"\",VLOOKUP($CO44,'Vmáx(material) - Tab.4.3'!$R$35:$X$41,2))","v":""},{"$f":"IF(CK44=\"\",\"\",VLOOKUP($CO44,'Vmáx(material) - Tab.4.3'!$R$35:$X$41,3))","v":""},{"$f":"IF(CK44=\"\",\"\",VLOOKUP($CO44,'Vmáx(material) - Tab.4.3'!$R$35:$X$41,4))","v":""},{"$f":"IF(CK44=\"\",\"\",VLOOKUP($CO44,'Vmáx(material) - Tab.4.3'!$R$35:$X$41,5))","v":""},{"$f":"IF(CK44=\"\",\"\",VLOOKUP($CO44,'Vmáx(material) - Tab.4.3'!$R$35:$X$41,6))","v":""},{"$f":"IF(CK44=\"\",\"\",IF(CK44=\"\",\"\",VLOOKUP(CO44,'Vmáx(material) - Tab.4.3'!$R$35:$X$41,7)))","v":""},{"$f":"IF(CK44=\"\",\"\",IF(CL44=1,FCi(J44,CR44),FTr(J44,CQ44,CR44)))","v":""},"",{"$f":"IF(CK44=\"\",\"\",Hw(DO44,DP44,DQ44,DR44,DS44,DT44,Z,DU44,CV44,CR44))","v":""},"","","","","",{"$f":"IF(CK44=\"\",\"\",IF(CL44=1,PeriCi(CR44,DI44),PeriTr(CQ44,CU44,DI44)))","v":""},{"$f":"IF(CK44=\"\",\"\",IF(CL44=1,AreaCi(CR44,DI44),AreaTr(CQ44,CU44,DI44)))","v":""},{"$f":"IF(CK44=\"\",\"\",RhCi(DK44,EC44))","v":""},"",{"$f":"IF(CK44=\"\",\"\",hf(CS44,J44,CT44,DK44,EE44))","v":""},{"$f":"IF(CK44=\"\",\"\",LOOKUP(CW44,Tab.4.5!$J$6:$J$27,Tab.4.5!$L$6:$L$27))","v":""},{"$f":"IF(CK44=\"\",\"\",He(EH44,DM44))","v":""},{"$f":"IF(CK44=\"\",\"\",Hs(DM44))","v":""},{"$f":"IF(CK44=\"\",\"\",Hm(EB44,EG44,EI44,EJ44,CS44,CV44))","v":""},"","","","","","","K45+-45000 () ",{"$f":"IF(B44=\"Existe.\",IF(AE44=1,CONCATENATE(#REF!,AK44,\" m.\"),CONCATENATE(#REF!,AJ44,\" m x \",AK44,\" m.\")),IF(CL44=1,CONCATENATE(#REF!,CR44,\" m.\"),CONCATENATE(#REF!,CQ44,\" m x \",CR44,\" m.\")))","v":{"$error":"#REF!"}},"Concreto, L =  m, S = 0 %.","Cota clave eje= 0 msnm.",null,null,null,"","","","","",{"$f":"IF(EV44=\"\",\"\",VLOOKUP(EY44,'Estructura escalonada'!$D$3:$H$953,2))","v":""},"","","","","",""]
[null,null,null,null,null,null,null,null,null,null,null,0,null,0,null,null,null,null,null,null,{"$f":"IF(K45=\"No\",\"\",IF(O45=\"\",YcCi(P45,N45),YcTr(N45,O45,S45)))","v":{"$error":"#VALUE!"}},{"$f":"IF(K45=\"No\",\"\",IF(O45=\"\",Teta1(U45,P45),\"-\"))","v":{"$error":"#VALUE!"}},{"$error":"#VALUE!"},{"$error":"#VALUE!"},{"$f":"IF(K45=\"No\",\"\",IF(O45=\"\",Ynci(P45,N45,R45,T45),YnTr(1,R45,O45,S45,T45,N45)))","v":{"$error":"#VALUE!"}},{"$f":"IF(K45=\"No\",\"\",IF(O45=\"\",Teta1(Y45,P45),\"-\"))","v":{"$error":"#VALUE!"}},{"$f":"IF(K45=\"No\",\"\",IF(O45=\"\",AreaCi(P45,Y45),AreaTr(O45,S45,Y45)))","v":{"$error":"#VALUE!"}},{"$f":"IF(K45=\"No\",\"\",IF(O45=\"\",FrCi(AC45,9.806,Z45,P45),FrTr(AC45,9.806,O45,S45,Y45)))","v":{"$error":"#VALUE!"}},{"$error":"#VALUE!"},null,null,null,null,null,null,null,null,null,null,null,null,null,null,null,0,0,"","","",{"$f":"IF(AD45=\"\",\"\",IF(AE45=1,YcCi(AK45,J45),YcTr(J45,AJ45,AN45)))","v":""},{"$f":"IF(AD45=\"\",\"\",IF(AE45=1,Teta1(AX45,AK45),\"-\"))","v":""},{"$f":"IF(AD45=\"\",\"\",IF(AE45=1,AreaCi(AK45,AX45),AreaTr(AJ45,AN45,AX45)))","v":""},"",{"$f":"IF(AD45=\"\",\"\",IF(AE45=1,Ynci(AK45,J45,AM45,AO45),YnTr(1,AM45,AJ45,AN45,AO45,J45)))","v":""},{"$f":"IF(AD45=\"\",\"\",IF(AE45=1,Teta1(BB45,AK45),\"-\"))","v":""},{"$f":"IF(AD45=\"\",\"\",IF(AE45=1,AreaCi(AK45,BB45),AreaTr(AJ45,AN45,BB45)))","v":""},{"$f":"IF(AD45=\"\",\"\",IF(AE45=1,FrCi(BF45,9.806,BC45,AK45),FrTr(BF45,9.806,AJ45,AN45,BB45)))","v":""},"",{"$f":"IF(AD45=\"\",\"\",IF(AE45=1,LOOKUP(AI45,'Vmáx(material) - Tab.4.3'!$L$2:$L$11,'Vmáx(material) - Tab.4.3'!$M$2:$M$11),LOOKUP(AI45,'Vmáx(material) - Tab.4.3'!$L$15,'Vmáx(material) - Tab.4.3'!$M$15)))","v":""},{"$f":"IF(AD45=\"\",\"\",VLOOKUP($AH45,'Vmáx(material) - Tab.4.3'!$R$35:$X$41,2))","v":""},{"$f":"IF(AD45=\"\",\"\",VLOOKUP($AH45,'Vmáx(material) - Tab.4.3'!$R$35:$X$41,3))","v":""},{"$f":"IF(AD45=\"\",\"\",VLOOKUP($AH45,'Vmáx(material) - Tab.4.3'!$R$35:$X$41,4))","v":""},{"$f":"IF(AD45=\"\",\"\",VLOOKUP($AH45,'Vmáx(material) - Tab.4.3'!$R$35:$X$41,5))","v":""},{"$f":"IF(AD45=\"\",\"\",VLOOKUP($AH45,'Vmáx(material) - Tab.4.3'!$R$35:$X$41,6))","v":""},{"$f":"IF(AD45=\"\",\"\",IF(AD45=\"\",\"\",VLOOKUP($AH45,'Vmáx(material) - Tab.4.3'!$R$35:$X$41,7)))","v":""},{"$f":"IF(AD45=\"\",\"\",IF(AE45=1,FCi(J45,AK45),FTr(J45,AJ45,AK45)))","v":""},"",{"$f":"IF(AD45=\"\",\"\",Hw(BH45,BI45,BJ45,BK45,BL45,BM45,Z,BN45,AO45,AK45))","v":""},"","","","",{"$f":"IF(AD45=\"\",\"\",ho(BT45,AK45,AX45))","v":""},{"$f":"IF(AD45=\"\",\"\",IF(AE45=1,PeriCi(AK45,BB45),PeriTr(AJ45,AN45,BB45)))","v":""},{"$f":"IF(AD45=\"\",\"\",IF(AE45=1,AreaCi(AK45,BB45),AreaTr(AJ45,AN45,BB45)))","v":""},{"$f":"IF(AD45=\"\",\"\",RhCi(BW45,BV45))","v":""},"",{"$f":"IF(AD45=\"\",\"\",hf(AL45,J45,AM45,BW45,BX45))","v":""},{"$f":"IF(AD45=\"\",\"\",LOOKUP(AP45,Tab.4.5!$J$6:$J$27,Tab.4.5!$L$6:$L$27))","v":""},{"$f":"IF(AD45=\"\",\"\",He(CA45,BY45))","v":""},{"$f":"IF(AD45=\"\",\"\",Hs(BY45))","v":""},{"$f":"IF(AD45=\"\",\"\",Hm(BU45,BZ45,CB45,CC45,AL45,AO45))","v":""},"","","","","","",null,null,null,null,null,null,null,null,null,null,null,null,null,null,null,0,0,0,0,0,{"$f":"IF(CK45=\"\",\"\",IF(CL45=1,YcCi(CR45,J45),YcTr(J45,CQ45,CU45)))","v":""},{"$f":"IF(CK45=\"\",\"\",IF(CL45=1,Teta1(DE45,CR45),\"-\"))","v":""},"","",{"$f":"IF(CK45=\"\",\"\",IF(CL45=1,Ynci(CR45,J45,CT45,CV45),YnTr(1,CT45,CQ45,CU45,CV45,J45)))","v":""},{"$f":"IF(CK45=\"\",\"\",IF(CL45=1,Teta1(DI45,CR45),\"-\"))","v":""},{"$f":"IF(CK45=\"\",\"\",IF(CL45=1,AreaCi(CR45,J45),AreaTr(CQ45,CU45,DI45)))","v":""},{"$f":"IF(CK45=\"\",\"\",IF(CL45=1,FrCi(DM45,9.806,DJ45,CR45),FrTr(DM45,9.806,CQ45,CU45,DI45)))","v":""},"",{"$f":"IF(CK45=\"\",\"\",IF(CL45=1,LOOKUP(CP45,'Vmáx(material) - Tab.4.3'!$L$2:$L$11,'Vmáx(material) - Tab.4.3'!$M$2:$M$11),LOOKUP(CP45,'Vmáx(material) - Tab.4.3'!$L$15,'Vmáx(material) - Tab.4.3'!$M$15)))","v":""},{"$f":"IF(CK45=\"\",\"\",VLOOKUP($CO45,'Vmáx(material) - Tab.4.3'!$R$35:$X$41,2))","v":""},{"$f":"IF(CK45=\"\",\"\",VLOOKUP($CO45,'Vmáx(material) - Tab.4.3'!$R$35:$X$41,3))","v":""},{"$f":"IF(CK45=\"\",\"\",VLOOKUP($CO45,'Vmáx(material) - Tab.4.3'!$R$35:$X$41,4))","v":""},{"$f":"IF(CK45=\"\",\"\",VLOOKUP($CO45,'Vmáx(material) - Tab.4.3'!$R$35:$X$41,5))","v":""},{"$f":"IF(CK45=\"\",\"\",VLOOKUP($CO45,'Vmáx(material) - Tab.4.3'!$R$35:$X$41,6))","v":""},{"$f":"IF(CK45=\"\",\"\",IF(CK45=\"\",\"\",VLOOKUP(CO45,'Vmáx(material) - Tab.4.3'!$R$35:$X$41,7)))","v":""},{"$f":"IF(CK45=\"\",\"\",IF(CL45=1,FCi(J45,CR45),FTr(J45,CQ45,CR45)))","v":""},"",{"$f":"IF(CK45=\"\",\"\",Hw(DO45,DP45,DQ45,DR45,DS45,DT45,Z,DU45,CV45,CR45))","v":""},"","","","","",{"$f":"IF(CK45=\"\",\"\",IF(CL45=1,PeriCi(CR45,DI45),PeriTr(CQ45,CU45,DI45)))","v":""},{"$f":"IF(CK45=\"\",\"\",IF(CL45=1,AreaCi(CR45,DI45),AreaTr(CQ45,CU45,DI45)))","v":""},{"$f":"IF(CK45=\"\",\"\",RhCi(DK45,EC45))","v":""},"",{"$f":"IF(CK45=\"\",\"\",hf(CS45,J45,CT45,DK45,EE45))","v":""},{"$f":"IF(CK45=\"\",\"\",LOOKUP(CW45,Tab.4.5!$J$6:$J$27,Tab.4.5!$L$6:$L$27))","v":""},{"$f":"IF(CK45=\"\",\"\",He(EH45,DM45))","v":""},{"$f":"IF(CK45=\"\",\"\",Hs(DM45))","v":""},{"$f":"IF(CK45=\"\",\"\",Hm(EB45,EG45,EI45,EJ45,CS45,CV45))","v":""},"","","","","","","K45+-45000 () ",{"$f":"IF(B45=\"Existe.\",IF(AE45=1,CONCATENATE(#REF!,AK45,\" m.\"),CONCATENATE(#REF!,AJ45,\" m x \",AK45,\" m.\")),IF(CL45=1,CONCATENATE(#REF!,CR45,\" m.\"),CONCATENATE(#REF!,CQ45,\" m x \",CR45,\" m.\")))","v":{"$error":"#REF!"}},"Concreto, L =  m, S = 0 %.","Cota clave eje= 0 msnm.",null,null,null,"","","","","",{"$f":"IF(EV45=\"\",\"\",VLOOKUP(EY45,'Estructura escalonada'!$D$3:$H$953,2))","v":""},"","","","","",""]
[null,null,null,null,null,null,null,null,null,null,null,0,null,0,null,null,null,null,null,null,{"$f":"IF(K46=\"No\",\"\",IF(O46=\"\",YcCi(P46,N46),YcTr(N46,O46,S46)))","v":{"$error":"#VALUE!"}},{"$f":"IF(K46=\"No\",\"\",IF(O46=\"\",Teta1(U46,P46),\"-\"))","v":{"$error":"#VALUE!"}},{"$error":"#VALUE!"},{"$error":"#VALUE!"},{"$f":"IF(K46=\"No\",\"\",IF(O46=\"\",Ynci(P46,N46,R46,T46),YnTr(1,R46,O46,S46,T46,N46)))","v":{"$error":"#VALUE!"}},{"$f":"IF(K46=\"No\",\"\",IF(O46=\"\",Teta1(Y46,P46),\"-\"))","v":{"$error":"#VALUE!"}},{"$f":"IF(K46=\"No\",\"\",IF(O46=\"\",AreaCi(P46,Y46),AreaTr(O46,S46,Y46)))","v":{"$error":"#VALUE!"}},{"$f":"IF(K46=\"No\",\"\",IF(O46=\"\",FrCi(AC46,9.806,Z46,P46),FrTr(AC46,9.806,O46,S46,Y46)))","v":{"$error":"#VALUE!"}},{"$error":"#VALUE!"},null,null,null,null,null,null,null,null,null,null,null,null,null,null,null,0,0,"","","",{"$f":"IF(AD46=\"\",\"\",IF(AE46=1,YcCi(AK46,J46),YcTr(J46,AJ46,AN46)))","v":""},{"$f":"IF(AD46=\"\",\"\",IF(AE46=1,Teta1(AX46,AK46),\"-\"))","v":""},{"$f":"IF(AD46=\"\",\"\",IF(AE46=1,AreaCi(AK46,AX46),AreaTr(AJ46,AN46,AX46)))","v":""},"",{"$f":"IF(AD46=\"\",\"\",IF(AE46=1,Ynci(AK46,J46,AM46,AO46),YnTr(1,AM46,AJ46,AN46,AO46,J46)))","v":""},{"$f":"IF(AD46=\"\",\"\",IF(AE46=1,Teta1(BB46,AK46),\"-\"))","v":""},{"$f":"IF(AD46=\"\",\"\",IF(AE46=1,AreaCi(AK46,BB46),AreaTr(AJ46,AN46,BB46)))","v":""},{"$f":"IF(AD46=\"\",\"\",IF(AE46=1,FrCi(BF46,9.806,BC46,AK46),FrTr(BF46,9.806,AJ46,AN46,BB46)))","v":""},"",{"$f":"IF(AD46=\"\",\"\",IF(AE46=1,LOOKUP(AI46,'Vmáx(material) - Tab.4.3'!$L$2:$L$11,'Vmáx(material) - Tab.4.3'!$M$2:$M$11),LOOKUP(AI46,'Vmáx(material) - Tab.4.3'!$L$15,'Vmáx(material) - Tab.4.3'!$M$15)))","v":""},{"$f":"IF(AD46=\"\",\"\",VLOOKUP($AH46,'Vmáx(material) - Tab.4.3'!$R$35:$X$41,2))","v":""},{"$f":"IF(AD46=\"\",\"\",VLOOKUP($AH46,'Vmáx(material) - Tab.4.3'!$R$35:$X$41,3))","v":""},{"$f":"IF(AD46=\"\",\"\",VLOOKUP($AH46,'Vmáx(material) - Tab.4.3'!$R$35:$X$41,4))","v":""},{"$f":"IF(AD46=\"\",\"\",VLOOKUP($AH46,'Vmáx(material) - Tab.4.3'!$R$35:$X$41,5))","v":""},{"$f":"IF(AD46=\"\",\"\",VLOOKUP($AH46,'Vmáx(material) - Tab.4.3'!$R$35:$X$41,6))","v":""},{"$f":"IF(AD46=\"\",\"\",IF(AD46=\"\",\"\",VLOOKUP($AH46,'Vmáx(material) - Tab.4.3'!$R$35:$X$41,7)))","v":""},{"$f":"IF(AD46=\"\",\"\",IF(AE46=1,FCi(J46,AK46),FTr(J46,AJ46,AK46)))","v":""},"",{"$f":"IF(AD46=\"\",\"\",Hw(BH46,BI46,BJ46,BK46,BL46,BM46,Z,BN46,AO46,AK46))","v":""},"","","","",{"$f":"IF(AD46=\"\",\"\",ho(BT46,AK46,AX46))","v":""},{"$f":"IF(AD46=\"\",\"\",IF(AE46=1,PeriCi(AK46,BB46),PeriTr(AJ46,AN46,BB46)))","v":""},{"$f":"IF(AD46=\"\",\"\",IF(AE46=1,AreaCi(AK46,BB46),AreaTr(AJ46,AN46,BB46)))","v":""},{"$f":"IF(AD46=\"\",\"\",RhCi(BW46,BV46))","v":""},"",{"$f":"IF(AD46=\"\",\"\",hf(AL46,J46,AM46,BW46,BX46))","v":""},{"$f":"IF(AD46=\"\",\"\",LOOKUP(AP46,Tab.4.5!$J$6:$J$27,Tab.4.5!$L$6:$L$27))","v":""},{"$f":"IF(AD46=\"\",\"\",He(CA46,BY46))","v":""},{"$f":"IF(AD46=\"\",\"\",Hs(BY46))","v":""},{"$f":"IF(AD46=\"\",\"\",Hm(BU46,BZ46,CB46,CC46,AL46,AO46))","v":""},"","","","","","",null,null,null,null,null,null,null,null,null,null,null,null,null,null,null,0,0,0,0,0,{"$f":"IF(CK46=\"\",\"\",IF(CL46=1,YcCi(CR46,J46),YcTr(J46,CQ46,CU46)))","v":""},{"$f":"IF(CK46=\"\",\"\",IF(CL46=1,Teta1(DE46,CR46),\"-\"))","v":""},"","",{"$f":"IF(CK46=\"\",\"\",IF(CL46=1,Ynci(CR46,J46,CT46,CV46),YnTr(1,CT46,CQ46,CU46,CV46,J46)))","v":""},{"$f":"IF(CK46=\"\",\"\",IF(CL46=1,Teta1(DI46,CR46),\"-\"))","v":""},{"$f":"IF(CK46=\"\",\"\",IF(CL46=1,AreaCi(CR46,J46),AreaTr(CQ46,CU46,DI46)))","v":""},{"$f":"IF(CK46=\"\",\"\",IF(CL46=1,FrCi(DM46,9.806,DJ46,CR46),FrTr(DM46,9.806,CQ46,CU46,DI46)))","v":""},"",{"$f":"IF(CK46=\"\",\"\",IF(CL46=1,LOOKUP(CP46,'Vmáx(material) - Tab.4.3'!$L$2:$L$11,'Vmáx(material) - Tab.4.3'!$M$2:$M$11),LOOKUP(CP46,'Vmáx(material) - Tab.4.3'!$L$15,'Vmáx(material) - Tab.4.3'!$M$15)))","v":""},{"$f":"IF(CK46=\"\",\"\",VLOOKUP($CO46,'Vmáx(material) - Tab.4.3'!$R$35:$X$41,2))","v":""},{"$f":"IF(CK46=\"\",\"\",VLOOKUP($CO46,'Vmáx(material) - Tab.4.3'!$R$35:$X$41,3))","v":""},{"$f":"IF(CK46=\"\",\"\",VLOOKUP($CO46,'Vmáx(material) - Tab.4.3'!$R$35:$X$41,4))","v":""},{"$f":"IF(CK46=\"\",\"\",VLOOKUP($CO46,'Vmáx(material) - Tab.4.3'!$R$35:$X$41,5))","v":""},{"$f":"IF(CK46=\"\",\"\",VLOOKUP($CO46,'Vmáx(material) - Tab.4.3'!$R$35:$X$41,6))","v":""},{"$f":"IF(CK46=\"\",\"\",IF(CK46=\"\",\"\",VLOOKUP(CO46,'Vmáx(material) - Tab.4.3'!$R$35:$X$41,7)))","v":""},{"$f":"IF(CK46=\"\",\"\",IF(CL46=1,FCi(J46,CR46),FTr(J46,CQ46,CR46)))","v":""},"",{"$f":"IF(CK46=\"\",\"\",Hw(DO46,DP46,DQ46,DR46,DS46,DT46,Z,DU46,CV46,CR46))","v":""},"","","","","",{"$f":"IF(CK46=\"\",\"\",IF(CL46=1,PeriCi(CR46,DI46),PeriTr(CQ46,CU46,DI46)))","v":""},{"$f":"IF(CK46=\"\",\"\",IF(CL46=1,AreaCi(CR46,DI46),AreaTr(CQ46,CU46,DI46)))","v":""},{"$f":"IF(CK46=\"\",\"\",RhCi(DK46,EC46))","v":""},"",{"$f":"IF(CK46=\"\",\"\",hf(CS46,J46,CT46,DK46,EE46))","v":""},{"$f":"IF(CK46=\"\",\"\",LOOKUP(CW46,Tab.4.5!$J$6:$J$27,Tab.4.5!$L$6:$L$27))","v":""},{"$f":"IF(CK46=\"\",\"\",He(EH46,DM46))","v":""},{"$f":"IF(CK46=\"\",\"\",Hs(DM46))","v":""},{"$f":"IF(CK46=\"\",\"\",Hm(EB46,EG46,EI46,EJ46,CS46,CV46))","v":""},"","","","","","","K45+-45000 () ",{"$f":"IF(B46=\"Existe.\",IF(AE46=1,CONCATENATE(#REF!,AK46,\" m.\"),CONCATENATE(#REF!,AJ46,\" m x \",AK46,\" m.\")),IF(CL46=1,CONCATENATE(#REF!,CR46,\" m.\"),CONCATENATE(#REF!,CQ46,\" m x \",CR46,\" m.\")))","v":{"$error":"#REF!"}},"Concreto, L =  m, S = 0 %.","Cota clave eje= 0 msnm.",null,null,null,"","","","","",{"$f":"IF(EV46=\"\",\"\",VLOOKUP(EY46,'Estructura escalonada'!$D$3:$H$953,2))","v":""},"","","","","",""]
[null,null,null,null,null,null,null,null,null,null,null,0,null,0,null,null,null,null,null,null,{"$f":"IF(K47=\"No\",\"\",IF(O47=\"\",YcCi(P47,N47),YcTr(N47,O47,S47)))","v":{"$error":"#VALUE!"}},{"$f":"IF(K47=\"No\",\"\",IF(O47=\"\",Teta1(U47,P47),\"-\"))","v":{"$error":"#VALUE!"}},{"$error":"#VALUE!"},{"$error":"#VALUE!"},{"$f":"IF(K47=\"No\",\"\",IF(O47=\"\",Ynci(P47,N47,R47,T47),YnTr(1,R47,O47,S47,T47,N47)))","v":{"$error":"#VALUE!"}},{"$f":"IF(K47=\"No\",\"\",IF(O47=\"\",Teta1(Y47,P47),\"-\"))","v":{"$error":"#VALUE!"}},{"$f":"IF(K47=\"No\",\"\",IF(O47=\"\",AreaCi(P47,Y47),AreaTr(O47,S47,Y47)))","v":{"$error":"#VALUE!"}},{"$f":"IF(K47=\"No\",\"\",IF(O47=\"\",FrCi(AC47,9.806,Z47,P47),FrTr(AC47,9.806,O47,S47,Y47)))","v":{"$error":"#VALUE!"}},{"$error":"#VALUE!"},null,null,null,null,null,null,null,null,null,null,null,null,null,null,null,0,0,"","","",{"$f":"IF(AD47=\"\",\"\",IF(AE47=1,YcCi(AK47,J47),YcTr(J47,AJ47,AN47)))","v":""},{"$f":"IF(AD47=\"\",\"\",IF(AE47=1,Teta1(AX47,AK47),\"-\"))","v":""},{"$f":"IF(AD47=\"\",\"\",IF(AE47=1,AreaCi(AK47,AX47),AreaTr(AJ47,AN47,AX47)))","v":""},"",{"$f":"IF(AD47=\"\",\"\",IF(AE47=1,Ynci(AK47,J47,AM47,AO47),YnTr(1,AM47,AJ47,AN47,AO47,J47)))","v":""},{"$f":"IF(AD47=\"\",\"\",IF(AE47=1,Teta1(BB47,AK47),\"-\"))","v":""},{"$f":"IF(AD47=\"\",\"\",IF(AE47=1,AreaCi(AK47,BB47),AreaTr(AJ47,AN47,BB47)))","v":""},{"$f":"IF(AD47=\"\",\"\",IF(AE47=1,FrCi(BF47,9.806,BC47,AK47),FrTr(BF47,9.806,AJ47,AN47,BB47)))","v":""},"",{"$f":"IF(AD47=\"\",\"\",IF(AE47=1,LOOKUP(AI47,'Vmáx(material) - Tab.4.3'!$L$2:$L$11,'Vmáx(material) - Tab.4.3'!$M$2:$M$11),LOOKUP(AI47,'Vmáx(material) - Tab.4.3'!$L$15,'Vmáx(material) - Tab.4.3'!$M$15)))","v":""},{"$f":"IF(AD47=\"\",\"\",VLOOKUP($AH47,'Vmáx(material) - Tab.4.3'!$R$35:$X$41,2))","v":""},{"$f":"IF(AD47=\"\",\"\",VLOOKUP($AH47,'Vmáx(material) - Tab.4.3'!$R$35:$X$41,3))","v":""},{"$f":"IF(AD47=\"\",\"\",VLOOKUP($AH47,'Vmáx(material) - Tab.4.3'!$R$35:$X$41,4))","v":""},{"$f":"IF(AD47=\"\",\"\",VLOOKUP($AH47,'Vmáx(material) - Tab.4.3'!$R$35:$X$41,5))","v":""},{"$f":"IF(AD47=\"\",\"\",VLOOKUP($AH47,'Vmáx(material) - Tab.4.3'!$R$35:$X$41,6))","v":""},{"$f":"IF(AD47=\"\",\"\",IF(AD47=\"\",\"\",VLOOKUP($AH47,'Vmáx(material) - Tab.4.3'!$R$35:$X$41,7)))","v":""},{"$f":"IF(AD47=\"\",\"\",IF(AE47=1,FCi(J47,AK47),FTr(J47,AJ47,AK47)))","v":""},"",{"$f":"IF(AD47=\"\",\"\",Hw(BH47,BI47,BJ47,BK47,BL47,BM47,Z,BN47,AO47,AK47))","v":""},"","","","",{"$f":"IF(AD47=\"\",\"\",ho(BT47,AK47,AX47))","v":""},{"$f":"IF(AD47=\"\",\"\",IF(AE47=1,PeriCi(AK47,BB47),PeriTr(AJ47,AN47,BB47)))","v":""},{"$f":"IF(AD47=\"\",\"\",IF(AE47=1,AreaCi(AK47,BB47),AreaTr(AJ47,AN47,BB47)))","v":""},{"$f":"IF(AD47=\"\",\"\",RhCi(BW47,BV47))","v":""},"",{"$f":"IF(AD47=\"\",\"\",hf(AL47,J47,AM47,BW47,BX47))","v":""},{"$f":"IF(AD47=\"\",\"\",LOOKUP(AP47,Tab.4.5!$J$6:$J$27,Tab.4.5!$L$6:$L$27))","v":""},{"$f":"IF(AD47=\"\",\"\",He(CA47,BY47))","v":""},{"$f":"IF(AD47=\"\",\"\",Hs(BY47))","v":""},{"$f":"IF(AD47=\"\",\"\",Hm(BU47,BZ47,CB47,CC47,AL47,AO47))","v":""},"","","","","","",null,null,null,null,null,null,null,null,null,null,null,null,null,null,null,0,0,0,0,0,{"$f":"IF(CK47=\"\",\"\",IF(CL47=1,YcCi(CR47,J47),YcTr(J47,CQ47,CU47)))","v":""},{"$f":"IF(CK47=\"\",\"\",IF(CL47=1,Teta1(DE47,CR47),\"-\"))","v":""},"","",{"$f":"IF(CK47=\"\",\"\",IF(CL47=1,Ynci(CR47,J47,CT47,CV47),YnTr(1,CT47,CQ47,CU47,CV47,J47)))","v":""},{"$f":"IF(CK47=\"\",\"\",IF(CL47=1,Teta1(DI47,CR47),\"-\"))","v":""},{"$f":"IF(CK47=\"\",\"\",IF(CL47=1,AreaCi(CR47,J47),AreaTr(CQ47,CU47,DI47)))","v":""},{"$f":"IF(CK47=\"\",\"\",IF(CL47=1,FrCi(DM47,9.806,DJ47,CR47),FrTr(DM47,9.806,CQ47,CU47,DI47)))","v":""},"",{"$f":"IF(CK47=\"\",\"\",IF(CL47=1,LOOKUP(CP47,'Vmáx(material) - Tab.4.3'!$L$2:$L$11,'Vmáx(material) - Tab.4.3'!$M$2:$M$11),LOOKUP(CP47,'Vmáx(material) - Tab.4.3'!$L$15,'Vmáx(material) - Tab.4.3'!$M$15)))","v":""},{"$f":"IF(CK47=\"\",\"\",VLOOKUP($CO47,'Vmáx(material) - Tab.4.3'!$R$35:$X$41,2))","v":""},{"$f":"IF(CK47=\"\",\"\",VLOOKUP($CO47,'Vmáx(material) - Tab.4.3'!$R$35:$X$41,3))","v":""},{"$f":"IF(CK47=\"\",\"\",VLOOKUP($CO47,'Vmáx(material) - Tab.4.3'!$R$35:$X$41,4))","v":""},{"$f":"IF(CK47=\"\",\"\",VLOOKUP($CO47,'Vmáx(material) - Tab.4.3'!$R$35:$X$41,5))","v":""},{"$f":"IF(CK47=\"\",\"\",VLOOKUP($CO47,'Vmáx(material) - Tab.4.3'!$R$35:$X$41,6))","v":""},{"$f":"IF(CK47=\"\",\"\",IF(CK47=\"\",\"\",VLOOKUP(CO47,'Vmáx(material) - Tab.4.3'!$R$35:$X$41,7)))","v":""},{"$f":"IF(CK47=\"\",\"\",IF(CL47=1,FCi(J47,CR47),FTr(J47,CQ47,CR47)))","v":""},"",{"$f":"IF(CK47=\"\",\"\",Hw(DO47,DP47,DQ47,DR47,DS47,DT47,Z,DU47,CV47,CR47))","v":""},"","","","","",{"$f":"IF(CK47=\"\",\"\",IF(CL47=1,PeriCi(CR47,DI47),PeriTr(CQ47,CU47,DI47)))","v":""},{"$f":"IF(CK47=\"\",\"\",IF(CL47=1,AreaCi(CR47,DI47),AreaTr(CQ47,CU47,DI47)))","v":""},{"$f":"IF(CK47=\"\",\"\",RhCi(DK47,EC47))","v":""},"",{"$f":"IF(CK47=\"\",\"\",hf(CS47,J47,CT47,DK47,EE47))","v":""},{"$f":"IF(CK47=\"\",\"\",LOOKUP(CW47,Tab.4.5!$J$6:$J$27,Tab.4.5!$L$6:$L$27))","v":""},{"$f":"IF(CK47=\"\",\"\",He(EH47,DM47))","v":""},{"$f":"IF(CK47=\"\",\"\",Hs(DM47))","v":""},{"$f":"IF(CK47=\"\",\"\",Hm(EB47,EG47,EI47,EJ47,CS47,CV47))","v":""},"","","","","","","K45+-45000 () ",{"$f":"IF(B47=\"Existe.\",IF(AE47=1,CONCATENATE(#REF!,AK47,\" m.\"),CONCATENATE(#REF!,AJ47,\" m x \",AK47,\" m.\")),IF(CL47=1,CONCATENATE(#REF!,CR47,\" m.\"),CONCATENATE(#REF!,CQ47,\" m x \",CR47,\" m.\")))","v":{"$error":"#REF!"}},"Concreto, L =  m, S = 0 %.","Cota clave eje= 0 msnm.",null,null,null,"","","","","",{"$f":"IF(EV47=\"\",\"\",VLOOKUP(EY47,'Estructura escalonada'!$D$3:$H$953,2))","v":""},"","","","","",""]
[null,null,null,null,null,null,null,null,null,null,null,0,null,0,null,null,null,null,null,null,{"$f":"IF(K48=\"No\",\"\",IF(O48=\"\",YcCi(P48,N48),YcTr(N48,O48,S48)))","v":{"$error":"#VALUE!"}},{"$f":"IF(K48=\"No\",\"\",IF(O48=\"\",Teta1(U48,P48),\"-\"))","v":{"$error":"#VALUE!"}},{"$error":"#VALUE!"},{"$error":"#VALUE!"},{"$f":"IF(K48=\"No\",\"\",IF(O48=\"\",Ynci(P48,N48,R48,T48),YnTr(1,R48,O48,S48,T48,N48)))","v":{"$error":"#VALUE!"}},{"$f":"IF(K48=\"No\",\"\",IF(O48=\"\",Teta1(Y48,P48),\"-\"))","v":{"$error":"#VALUE!"}},{"$f":"IF(K48=\"No\",\"\",IF(O48=\"\",AreaCi(P48,Y48),AreaTr(O48,S48,Y48)))","v":{"$error":"#VALUE!"}},{"$f":"IF(K48=\"No\",\"\",IF(O48=\"\",FrCi(AC48,9.806,Z48,P48),FrTr(AC48,9.806,O48,S48,Y48)))","v":{"$error":"#VALUE!"}},{"$error":"#VALUE!"},null,null,null,null,null,null,null,null,null,null,null,null,null,null,null,0,0,"","","",{"$f":"IF(AD48=\"\",\"\",IF(AE48=1,YcCi(AK48,J48),YcTr(J48,AJ48,AN48)))","v":""},{"$f":"IF(AD48=\"\",\"\",IF(AE48=1,Teta1(AX48,AK48),\"-\"))","v":""},{"$f":"IF(AD48=\"\",\"\",IF(AE48=1,AreaCi(AK48,AX48),AreaTr(AJ48,AN48,AX48)))","v":""},"",{"$f":"IF(AD48=\"\",\"\",IF(AE48=1,Ynci(AK48,J48,AM48,AO48),YnTr(1,AM48,AJ48,AN48,AO48,J48)))","v":""},{"$f":"IF(AD48=\"\",\"\",IF(AE48=1,Teta1(BB48,AK48),\"-\"))","v":""},{"$f":"IF(AD48=\"\",\"\",IF(AE48=1,AreaCi(AK48,BB48),AreaTr(AJ48,AN48,BB48)))","v":""},{"$f":"IF(AD48=\"\",\"\",IF(AE48=1,FrCi(BF48,9.806,BC48,AK48),FrTr(BF48,9.806,AJ48,AN48,BB48)))","v":""},"",{"$f":"IF(AD48=\"\",\"\",IF(AE48=1,LOOKUP(AI48,'Vmáx(material) - Tab.4.3'!$L$2:$L$11,'Vmáx(material) - Tab.4.3'!$M$2:$M$11),LOOKUP(AI48,'Vmáx(material) - Tab.4.3'!$L$15,'Vmáx(material) - Tab.4.3'!$M$15)))","v":""},{"$f":"IF(AD48=\"\",\"\",VLOOKUP($AH48,'Vmáx(material) - Tab.4.3'!$R$35:$X$41,2))","v":""},{"$f":"IF(AD48=\"\",\"\",VLOOKUP($AH48,'Vmáx(material) - Tab.4.3'!$R$35:$X$41,3))","v":""},{"$f":"IF(AD48=\"\",\"\",VLOOKUP($AH48,'Vmáx(material) - Tab.4.3'!$R$35:$X$41,4))","v":""},{"$f":"IF(AD48=\"\",\"\",VLOOKUP($AH48,'Vmáx(material) - Tab.4.3'!$R$35:$X$41,5))","v":""},{"$f":"IF(AD48=\"\",\"\",VLOOKUP($AH48,'Vmáx(material) - Tab.4.3'!$R$35:$X$41,6))","v":""},{"$f":"IF(AD48=\"\",\"\",IF(AD48=\"\",\"\",VLOOKUP($AH48,'Vmáx(material) - Tab.4.3'!$R$35:$X$41,7)))","v":""},{"$f":"IF(AD48=\"\",\"\",IF(AE48=1,FCi(J48,AK48),FTr(J48,AJ48,AK48)))","v":""},"",{"$f":"IF(AD48=\"\",\"\",Hw(BH48,BI48,BJ48,BK48,BL48,BM48,Z,BN48,AO48,AK48))","v":""},"","","","",{"$f":"IF(AD48=\"\",\"\",ho(BT48,AK48,AX48))","v":""},{"$f":"IF(AD48=\"\",\"\",IF(AE48=1,PeriCi(AK48,BB48),PeriTr(AJ48,AN48,BB48)))","v":""},{"$f":"IF(AD48=\"\",\"\",IF(AE48=1,AreaCi(AK48,BB48),AreaTr(AJ48,AN48,BB48)))","v":""},{"$f":"IF(AD48=\"\",\"\",RhCi(BW48,BV48))","v":""},"",{"$f":"IF(AD48=\"\",\"\",hf(AL48,J48,AM48,BW48,BX48))","v":""},{"$f":"IF(AD48=\"\",\"\",LOOKUP(AP48,Tab.4.5!$J$6:$J$27,Tab.4.5!$L$6:$L$27))","v":""},{"$f":"IF(AD48=\"\",\"\",He(CA48,BY48))","v":""},{"$f":"IF(AD48=\"\",\"\",Hs(BY48))","v":""},{"$f":"IF(AD48=\"\",\"\",Hm(BU48,BZ48,CB48,CC48,AL48,AO48))","v":""},"","","","","","",null,null,null,null,null,null,null,null,null,null,null,null,null,null,null,0,0,0,0,0,{"$f":"IF(CK48=\"\",\"\",IF(CL48=1,YcCi(CR48,J48),YcTr(J48,CQ48,CU48)))","v":""},{"$f":"IF(CK48=\"\",\"\",IF(CL48=1,Teta1(DE48,CR48),\"-\"))","v":""},"","",{"$f":"IF(CK48=\"\",\"\",IF(CL48=1,Ynci(CR48,J48,CT48,CV48),YnTr(1,CT48,CQ48,CU48,CV48,J48)))","v":""},{"$f":"IF(CK48=\"\",\"\",IF(CL48=1,Teta1(DI48,CR48),\"-\"))","v":""},{"$f":"IF(CK48=\"\",\"\",IF(CL48=1,AreaCi(CR48,J48),AreaTr(CQ48,CU48,DI48)))","v":""},{"$f":"IF(CK48=\"\",\"\",IF(CL48=1,FrCi(DM48,9.806,DJ48,CR48),FrTr(DM48,9.806,CQ48,CU48,DI48)))","v":""},"",{"$f":"IF(CK48=\"\",\"\",IF(CL48=1,LOOKUP(CP48,'Vmáx(material) - Tab.4.3'!$L$2:$L$11,'Vmáx(material) - Tab.4.3'!$M$2:$M$11),LOOKUP(CP48,'Vmáx(material) - Tab.4.3'!$L$15,'Vmáx(material) - Tab.4.3'!$M$15)))","v":""},{"$f":"IF(CK48=\"\",\"\",VLOOKUP($CO48,'Vmáx(material) - Tab.4.3'!$R$35:$X$41,2))","v":""},{"$f":"IF(CK48=\"\",\"\",VLOOKUP($CO48,'Vmáx(material) - Tab.4.3'!$R$35:$X$41,3))","v":""},{"$f":"IF(CK48=\"\",\"\",VLOOKUP($CO48,'Vmáx(material) - Tab.4.3'!$R$35:$X$41,4))","v":""},{"$f":"IF(CK48=\"\",\"\",VLOOKUP($CO48,'Vmáx(material) - Tab.4.3'!$R$35:$X$41,5))","v":""},{"$f":"IF(CK48=\"\",\"\",VLOOKUP($CO48,'Vmáx(material) - Tab.4.3'!$R$35:$X$41,6))","v":""},{"$f":"IF(CK48=\"\",\"\",IF(CK48=\"\",\"\",VLOOKUP(CO48,'Vmáx(material) - Tab.4.3'!$R$35:$X$41,7)))","v":""},{"$f":"IF(CK48=\"\",\"\",IF(CL48=1,FCi(J48,CR48),FTr(J48,CQ48,CR48)))","v":""},"",{"$f":"IF(CK48=\"\",\"\",Hw(DO48,DP48,DQ48,DR48,DS48,DT48,Z,DU48,CV48,CR48))","v":""},"","","","","",{"$f":"IF(CK48=\"\",\"\",IF(CL48=1,PeriCi(CR48,DI48),PeriTr(CQ48,CU48,DI48)))","v":""},{"$f":"IF(CK48=\"\",\"\",IF(CL48=1,AreaCi(CR48,DI48),AreaTr(CQ48,CU48,DI48)))","v":""},{"$f":"IF(CK48=\"\",\"\",RhCi(DK48,EC48))","v":""},"",{"$f":"IF(CK48=\"\",\"\",hf(CS48,J48,CT48,DK48,EE48))","v":""},{"$f":"IF(CK48=\"\",\"\",LOOKUP(CW48,Tab.4.5!$J$6:$J$27,Tab.4.5!$L$6:$L$27))","v":""},{"$f":"IF(CK48=\"\",\"\",He(EH48,DM48))","v":""},{"$f":"IF(CK48=\"\",\"\",Hs(DM48))","v":""},{"$f":"IF(CK48=\"\",\"\",Hm(EB48,EG48,EI48,EJ48,CS48,CV48))","v":""},"","","","","","","K45+-45000 () ",{"$f":"IF(B48=\"Existe.\",IF(AE48=1,CONCATENATE(#REF!,AK48,\" m.\"),CONCATENATE(#REF!,AJ48,\" m x \",AK48,\" m.\")),IF(CL48=1,CONCATENATE(#REF!,CR48,\" m.\"),CONCATENATE(#REF!,CQ48,\" m x \",CR48,\" m.\")))","v":{"$error":"#REF!"}},"Concreto, L =  m, S = 0 %.","Cota clave eje= 0 msnm.",null,null,null,"","","","","",{"$f":"IF(EV48=\"\",\"\",VLOOKUP(EY48,'Estructura escalonada'!$D$3:$H$953,2))","v":""},"","","","","",""]
[null,null,null,null,null,null,null,null,null,null,null,0,null,0,null,null,null,null,null,null,{"$f":"IF(K49=\"No\",\"\",IF(O49=\"\",YcCi(P49,N49),YcTr(N49,O49,S49)))","v":{"$error":"#VALUE!"}},{"$f":"IF(K49=\"No\",\"\",IF(O49=\"\",Teta1(U49,P49),\"-\"))","v":{"$error":"#VALUE!"}},{"$error":"#VALUE!"},{"$error":"#VALUE!"},{"$f":"IF(K49=\"No\",\"\",IF(O49=\"\",Ynci(P49,N49,R49,T49),YnTr(1,R49,O49,S49,T49,N49)))","v":{"$error":"#VALUE!"}},{"$f":"IF(K49=\"No\",\"\",IF(O49=\"\",Teta1(Y49,P49),\"-\"))","v":{"$error":"#VALUE!"}},{"$f":"IF(K49=\"No\",\"\",IF(O49=\"\",AreaCi(P49,Y49),AreaTr(O49,S49,Y49)))","v":{"$error":"#VALUE!"}},{"$f":"IF(K49=\"No\",\"\",IF(O49=\"\",FrCi(AC49,9.806,Z49,P49),FrTr(AC49,9.806,O49,S49,Y49)))","v":{"$error":"#VALUE!"}},{"$error":"#VALUE!"},null,null,null,null,null,null,null,null,null,null,null,null,null,null,null,0,0,"","","",{"$f":"IF(AD49=\"\",\"\",IF(AE49=1,YcCi(AK49,J49),YcTr(J49,AJ49,AN49)))","v":""},{"$f":"IF(AD49=\"\",\"\",IF(AE49=1,Teta1(AX49,AK49),\"-\"))","v":""},{"$f":"IF(AD49=\"\",\"\",IF(AE49=1,AreaCi(AK49,AX49),AreaTr(AJ49,AN49,AX49)))","v":""},"",{"$f":"IF(AD49=\"\",\"\",IF(AE49=1,Ynci(AK49,J49,AM49,AO49),YnTr(1,AM49,AJ49,AN49,AO49,J49)))","v":""},{"$f":"IF(AD49=\"\",\"\",IF(AE49=1,Teta1(BB49,AK49),\"-\"))","v":""},{"$f":"IF(AD49=\"\",\"\",IF(AE49=1,AreaCi(AK49,BB49),AreaTr(AJ49,AN49,BB49)))","v":""},{"$f":"IF(AD49=\"\",\"\",IF(AE49=1,FrCi(BF49,9.806,BC49,AK49),FrTr(BF49,9.806,AJ49,AN49,BB49)))","v":""},"",{"$f":"IF(AD49=\"\",\"\",IF(AE49=1,LOOKUP(AI49,'Vmáx(material) - Tab.4.3'!$L$2:$L$11,'Vmáx(material) - Tab.4.3'!$M$2:$M$11),LOOKUP(AI49,'Vmáx(material) - Tab.4.3'!$L$15,'Vmáx(material) - Tab.4.3'!$M$15)))","v":""},{"$f":"IF(AD49=\"\",\"\",VLOOKUP($AH49,'Vmáx(material) - Tab.4.3'!$R$35:$X$41,2))","v":""},{"$f":"IF(AD49=\"\",\"\",VLOOKUP($AH49,'Vmáx(material) - Tab.4.3'!$R$35:$X$41,3))","v":""},{"$f":"IF(AD49=\"\",\"\",VLOOKUP($AH49,'Vmáx(material) - Tab.4.3'!$R$35:$X$41,4))","v":""},{"$f":"IF(AD49=\"\",\"\",VLOOKUP($AH49,'Vmáx(material) - Tab.4.3'!$R$35:$X$41,5))","v":""},{"$f":"IF(AD49=\"\",\"\",VLOOKUP($AH49,'Vmáx(material) - Tab.4.3'!$R$35:$X$41,6))","v":""},{"$f":"IF(AD49=\"\",\"\",IF(AD49=\"\",\"\",VLOOKUP($AH49,'Vmáx(material) - Tab.4.3'!$R$35:$X$41,7)))","v":""},{"$f":"IF(AD49=\"\",\"\",IF(AE49=1,FCi(J49,AK49),FTr(J49,AJ49,AK49)))","v":""},"",{"$f":"IF(AD49=\"\",\"\",Hw(BH49,BI49,BJ49,BK49,BL49,BM49,Z,BN49,AO49,AK49))","v":""},"","","","",{"$f":"IF(AD49=\"\",\"\",ho(BT49,AK49,AX49))","v":""},{"$f":"IF(AD49=\"\",\"\",IF(AE49=1,PeriCi(AK49,BB49),PeriTr(AJ49,AN49,BB49)))","v":""},{"$f":"IF(AD49=\"\",\"\",IF(AE49=1,AreaCi(AK49,BB49),AreaTr(AJ49,AN49,BB49)))","v":""},{"$f":"IF(AD49=\"\",\"\",RhCi(BW49,BV49))","v":""},"",{"$f":"IF(AD49=\"\",\"\",hf(AL49,J49,AM49,BW49,BX49))","v":""},{"$f":"IF(AD49=\"\",\"\",LOOKUP(AP49,Tab.4.5!$J$6:$J$27,Tab.4.5!$L$6:$L$27))","v":""},{"$f":"IF(AD49=\"\",\"\",He(CA49,BY49))","v":""},{"$f":"IF(AD49=\"\",\"\",Hs(BY49))","v":""},{"$f":"IF(AD49=\"\",\"\",Hm(BU49,BZ49,CB49,CC49,AL49,AO49))","v":""},"","","","","","",null,null,null,null,null,null,null,null,null,null,null,null,null,null,null,0,0,0,0,0,{"$f":"IF(CK49=\"\",\"\",IF(CL49=1,YcCi(CR49,J49),YcTr(J49,CQ49,CU49)))","v":""},{"$f":"IF(CK49=\"\",\"\",IF(CL49=1,Teta1(DE49,CR49),\"-\"))","v":""},"","",{"$f":"IF(CK49=\"\",\"\",IF(CL49=1,Ynci(CR49,J49,CT49,CV49),YnTr(1,CT49,CQ49,CU49,CV49,J49)))","v":""},{"$f":"IF(CK49=\"\",\"\",IF(CL49=1,Teta1(DI49,CR49),\"-\"))","v":""},{"$f":"IF(CK49=\"\",\"\",IF(CL49=1,AreaCi(CR49,J49),AreaTr(CQ49,CU49,DI49)))","v":""},{"$f":"IF(CK49=\"\",\"\",IF(CL49=1,FrCi(DM49,9.806,DJ49,CR49),FrTr(DM49,9.806,CQ49,CU49,DI49)))","v":""},"",{"$f":"IF(CK49=\"\",\"\",IF(CL49=1,LOOKUP(CP49,'Vmáx(material) - Tab.4.3'!$L$2:$L$11,'Vmáx(material) - Tab.4.3'!$M$2:$M$11),LOOKUP(CP49,'Vmáx(material) - Tab.4.3'!$L$15,'Vmáx(material) - Tab.4.3'!$M$15)))","v":""},{"$f":"IF(CK49=\"\",\"\",VLOOKUP($CO49,'Vmáx(material) - Tab.4.3'!$R$35:$X$41,2))","v":""},{"$f":"IF(CK49=\"\",\"\",VLOOKUP($CO49,'Vmáx(material) - Tab.4.3'!$R$35:$X$41,3))","v":""},{"$f":"IF(CK49=\"\",\"\",VLOOKUP($CO49,'Vmáx(material) - Tab.4.3'!$R$35:$X$41,4))","v":""},{"$f":"IF(CK49=\"\",\"\",VLOOKUP($CO49,'Vmáx(material) - Tab.4.3'!$R$35:$X$41,5))","v":""},{"$f":"IF(CK49=\"\",\"\",VLOOKUP($CO49,'Vmáx(material) - Tab.4.3'!$R$35:$X$41,6))","v":""},{"$f":"IF(CK49=\"\",\"\",IF(CK49=\"\",\"\",VLOOKUP(CO49,'Vmáx(material) - Tab.4.3'!$R$35:$X$41,7)))","v":""},{"$f":"IF(CK49=\"\",\"\",IF(CL49=1,FCi(J49,CR49),FTr(J49,CQ49,CR49)))","v":""},"",{"$f":"IF(CK49=\"\",\"\",Hw(DO49,DP49,DQ49,DR49,DS49,DT49,Z,DU49,CV49,CR49))","v":""},"","","","","",{"$f":"IF(CK49=\"\",\"\",IF(CL49=1,PeriCi(CR49,DI49),PeriTr(CQ49,CU49,DI49)))","v":""},{"$f":"IF(CK49=\"\",\"\",IF(CL49=1,AreaCi(CR49,DI49),AreaTr(CQ49,CU49,DI49)))","v":""},{"$f":"IF(CK49=\"\",\"\",RhCi(DK49,EC49))","v":""},"",{"$f":"IF(CK49=\"\",\"\",hf(CS49,J49,CT49,DK49,EE49))","v":""},{"$f":"IF(CK49=\"\",\"\",LOOKUP(CW49,Tab.4.5!$J$6:$J$27,Tab.4.5!$L$6:$L$27))","v":""},{"$f":"IF(CK49=\"\",\"\",He(EH49,DM49))","v":""},{"$f":"IF(CK49=\"\",\"\",Hs(DM49))","v":""},{"$f":"IF(CK49=\"\",\"\",Hm(EB49,EG49,EI49,EJ49,CS49,CV49))","v":""},"","","","","","","K45+-45000 () ",{"$f":"IF(B49=\"Existe.\",IF(AE49=1,CONCATENATE(#REF!,AK49,\" m.\"),CONCATENATE(#REF!,AJ49,\" m x \",AK49,\" m.\")),IF(CL49=1,CONCATENATE(#REF!,CR49,\" m.\"),CONCATENATE(#REF!,CQ49,\" m x \",CR49,\" m.\")))","v":{"$error":"#REF!"}},"Concreto, L =  m, S = 0 %.","Cota clave eje= 0 msnm.",null,null,null,"","","","","",{"$f":"IF(EV49=\"\",\"\",VLOOKUP(EY49,'Estructura escalonada'!$D$3:$H$953,2))","v":""},"","","","","",""]
[null,null,null,null,null,null,null,null,null,null,null,0,null,0,null,null,null,null,null,null,{"$f":"IF(K50=\"No\",\"\",IF(O50=\"\",YcCi(P50,N50),YcTr(N50,O50,S50)))","v":{"$error":"#VALUE!"}},{"$f":"IF(K50=\"No\",\"\",IF(O50=\"\",Teta1(U50,P50),\"-\"))","v":{"$error":"#VALUE!"}},{"$error":"#VALUE!"},{"$error":"#VALUE!"},{"$f":"IF(K50=\"No\",\"\",IF(O50=\"\",Ynci(P50,N50,R50,T50),YnTr(1,R50,O50,S50,T50,N50)))","v":{"$error":"#VALUE!"}},{"$f":"IF(K50=\"No\",\"\",IF(O50=\"\",Teta1(Y50,P50),\"-\"))","v":{"$error":"#VALUE!"}},{"$f":"IF(K50=\"No\",\"\",IF(O50=\"\",AreaCi(P50,Y50),AreaTr(O50,S50,Y50)))","v":{"$error":"#VALUE!"}},{"$f":"IF(K50=\"No\",\"\",IF(O50=\"\",FrCi(AC50,9.806,Z50,P50),FrTr(AC50,9.806,O50,S50,Y50)))","v":{"$error":"#VALUE!"}},{"$error":"#VALUE!"},null,null,null,null,null,null,null,null,null,null,null,null,null,null,null,0,0,"","","",{"$f":"IF(AD50=\"\",\"\",IF(AE50=1,YcCi(AK50,J50),YcTr(J50,AJ50,AN50)))","v":""},{"$f":"IF(AD50=\"\",\"\",IF(AE50=1,Teta1(AX50,AK50),\"-\"))","v":""},{"$f":"IF(AD50=\"\",\"\",IF(AE50=1,AreaCi(AK50,AX50),AreaTr(AJ50,AN50,AX50)))","v":""},"",{"$f":"IF(AD50=\"\",\"\",IF(AE50=1,Ynci(AK50,J50,AM50,AO50),YnTr(1,AM50,AJ50,AN50,AO50,J50)))","v":""},{"$f":"IF(AD50=\"\",\"\",IF(AE50=1,Teta1(BB50,AK50),\"-\"))","v":""},{"$f":"IF(AD50=\"\",\"\",IF(AE50=1,AreaCi(AK50,BB50),AreaTr(AJ50,AN50,BB50)))","v":""},{"$f":"IF(AD50=\"\",\"\",IF(AE50=1,FrCi(BF50,9.806,BC50,AK50),FrTr(BF50,9.806,AJ50,AN50,BB50)))","v":""},"",{"$f":"IF(AD50=\"\",\"\",IF(AE50=1,LOOKUP(AI50,'Vmáx(material) - Tab.4.3'!$L$2:$L$11,'Vmáx(material) - Tab.4.3'!$M$2:$M$11),LOOKUP(AI50,'Vmáx(material) - Tab.4.3'!$L$15,'Vmáx(material) - Tab.4.3'!$M$15)))","v":""},{"$f":"IF(AD50=\"\",\"\",VLOOKUP($AH50,'Vmáx(material) - Tab.4.3'!$R$35:$X$41,2))","v":""},{"$f":"IF(AD50=\"\",\"\",VLOOKUP($AH50,'Vmáx(material) - Tab.4.3'!$R$35:$X$41,3))","v":""},{"$f":"IF(AD50=\"\",\"\",VLOOKUP($AH50,'Vmáx(material) - Tab.4.3'!$R$35:$X$41,4))","v":""},{"$f":"IF(AD50=\"\",\"\",VLOOKUP($AH50,'Vmáx(material) - Tab.4.3'!$R$35:$X$41,5))","v":""},{"$f":"IF(AD50=\"\",\"\",VLOOKUP($AH50,'Vmáx(material) - Tab.4.3'!$R$35:$X$41,6))","v":""},{"$f":"IF(AD50=\"\",\"\",IF(AD50=\"\",\"\",VLOOKUP($AH50,'Vmáx(material) - Tab.4.3'!$R$35:$X$41,7)))","v":""},{"$f":"IF(AD50=\"\",\"\",IF(AE50=1,FCi(J50,AK50),FTr(J50,AJ50,AK50)))","v":""},"",{"$f":"IF(AD50=\"\",\"\",Hw(BH50,BI50,BJ50,BK50,BL50,BM50,Z,BN50,AO50,AK50))","v":""},"","","","",{"$f":"IF(AD50=\"\",\"\",ho(BT50,AK50,AX50))","v":""},{"$f":"IF(AD50=\"\",\"\",IF(AE50=1,PeriCi(AK50,BB50),PeriTr(AJ50,AN50,BB50)))","v":""},{"$f":"IF(AD50=\"\",\"\",IF(AE50=1,AreaCi(AK50,BB50),AreaTr(AJ50,AN50,BB50)))","v":""},{"$f":"IF(AD50=\"\",\"\",RhCi(BW50,BV50))","v":""},"",{"$f":"IF(AD50=\"\",\"\",hf(AL50,J50,AM50,BW50,BX50))","v":""},{"$f":"IF(AD50=\"\",\"\",LOOKUP(AP50,Tab.4.5!$J$6:$J$27,Tab.4.5!$L$6:$L$27))","v":""},{"$f":"IF(AD50=\"\",\"\",He(CA50,BY50))","v":""},{"$f":"IF(AD50=\"\",\"\",Hs(BY50))","v":""},{"$f":"IF(AD50=\"\",\"\",Hm(BU50,BZ50,CB50,CC50,AL50,AO50))","v":""},"","","","","","",null,null,null,null,null,null,null,null,null,null,null,null,null,null,null,0,0,0,0,0,{"$f":"IF(CK50=\"\",\"\",IF(CL50=1,YcCi(CR50,J50),YcTr(J50,CQ50,CU50)))","v":""},{"$f":"IF(CK50=\"\",\"\",IF(CL50=1,Teta1(DE50,CR50),\"-\"))","v":""},"","",{"$f":"IF(CK50=\"\",\"\",IF(CL50=1,Ynci(CR50,J50,CT50,CV50),YnTr(1,CT50,CQ50,CU50,CV50,J50)))","v":""},{"$f":"IF(CK50=\"\",\"\",IF(CL50=1,Teta1(DI50,CR50),\"-\"))","v":""},{"$f":"IF(CK50=\"\",\"\",IF(CL50=1,AreaCi(CR50,J50),AreaTr(CQ50,CU50,DI50)))","v":""},{"$f":"IF(CK50=\"\",\"\",IF(CL50=1,FrCi(DM50,9.806,DJ50,CR50),FrTr(DM50,9.806,CQ50,CU50,DI50)))","v":""},"",{"$f":"IF(CK50=\"\",\"\",IF(CL50=1,LOOKUP(CP50,'Vmáx(material) - Tab.4.3'!$L$2:$L$11,'Vmáx(material) - Tab.4.3'!$M$2:$M$11),LOOKUP(CP50,'Vmáx(material) - Tab.4.3'!$L$15,'Vmáx(material) - Tab.4.3'!$M$15)))","v":""},{"$f":"IF(CK50=\"\",\"\",VLOOKUP($CO50,'Vmáx(material) - Tab.4.3'!$R$35:$X$41,2))","v":""},{"$f":"IF(CK50=\"\",\"\",VLOOKUP($CO50,'Vmáx(material) - Tab.4.3'!$R$35:$X$41,3))","v":""},{"$f":"IF(CK50=\"\",\"\",VLOOKUP($CO50,'Vmáx(material) - Tab.4.3'!$R$35:$X$41,4))","v":""},{"$f":"IF(CK50=\"\",\"\",VLOOKUP($CO50,'Vmáx(material) - Tab.4.3'!$R$35:$X$41,5))","v":""},{"$f":"IF(CK50=\"\",\"\",VLOOKUP($CO50,'Vmáx(material) - Tab.4.3'!$R$35:$X$41,6))","v":""},{"$f":"IF(CK50=\"\",\"\",IF(CK50=\"\",\"\",VLOOKUP(CO50,'Vmáx(material) - Tab.4.3'!$R$35:$X$41,7)))","v":""},{"$f":"IF(CK50=\"\",\"\",IF(CL50=1,FCi(J50,CR50),FTr(J50,CQ50,CR50)))","v":""},"",{"$f":"IF(CK50=\"\",\"\",Hw(DO50,DP50,DQ50,DR50,DS50,DT50,Z,DU50,CV50,CR50))","v":""},"","","","","",{"$f":"IF(CK50=\"\",\"\",IF(CL50=1,PeriCi(CR50,DI50),PeriTr(CQ50,CU50,DI50)))","v":""},{"$f":"IF(CK50=\"\",\"\",IF(CL50=1,AreaCi(CR50,DI50),AreaTr(CQ50,CU50,DI50)))","v":""},{"$f":"IF(CK50=\"\",\"\",RhCi(DK50,EC50))","v":""},"",{"$f":"IF(CK50=\"\",\"\",hf(CS50,J50,CT50,DK50,EE50))","v":""},{"$f":"IF(CK50=\"\",\"\",LOOKUP(CW50,Tab.4.5!$J$6:$J$27,Tab.4.5!$L$6:$L$27))","v":""},{"$f":"IF(CK50=\"\",\"\",He(EH50,DM50))","v":""},{"$f":"IF(CK50=\"\",\"\",Hs(DM50))","v":""},{"$f":"IF(CK50=\"\",\"\",Hm(EB50,EG50,EI50,EJ50,CS50,CV50))","v":""},"","","","","","","K45+-45000 () ",{"$f":"IF(B50=\"Existe.\",IF(AE50=1,CONCATENATE(#REF!,AK50,\" m.\"),CONCATENATE(#REF!,AJ50,\" m x \",AK50,\" m.\")),IF(CL50=1,CONCATENATE(#REF!,CR50,\" m.\"),CONCATENATE(#REF!,CQ50,\" m x \",CR50,\" m.\")))","v":{"$error":"#REF!"}},"Concreto, L =  m, S = 0 %.","Cota clave eje= 0 msnm.",null,null,null,"","","","","",{"$f":"IF(EV50=\"\",\"\",VLOOKUP(EY50,'Estructura escalonada'!$D$3:$H$953,2))","v":""},"","","","","",""]
[null,null,null,null,null,null,null,null,null,null,null,0,null,0,null,null,null,null,null,null,{"$f":"IF(K51=\"No\",\"\",IF(O51=\"\",YcCi(P51,N51),YcTr(N51,O51,S51)))","v":{"$error":"#VALUE!"}},{"$f":"IF(K51=\"No\",\"\",IF(O51=\"\",Teta1(U51,P51),\"-\"))","v":{"$error":"#VALUE!"}},{"$error":"#VALUE!"},{"$error":"#VALUE!"},{"$f":"IF(K51=\"No\",\"\",IF(O51=\"\",Ynci(P51,N51,R51,T51),YnTr(1,R51,O51,S51,T51,N51)))","v":{"$error":"#VALUE!"}},{"$f":"IF(K51=\"No\",\"\",IF(O51=\"\",Teta1(Y51,P51),\"-\"))","v":{"$error":"#VALUE!"}},{"$f":"IF(K51=\"No\",\"\",IF(O51=\"\",AreaCi(P51,Y51),AreaTr(O51,S51,Y51)))","v":{"$error":"#VALUE!"}},{"$f":"IF(K51=\"No\",\"\",IF(O51=\"\",FrCi(AC51,9.806,Z51,P51),FrTr(AC51,9.806,O51,S51,Y51)))","v":{"$error":"#VALUE!"}},{"$error":"#VALUE!"},null,null,null,null,null,null,null,null,null,null,null,null,null,null,null,0,0,"","","",{"$f":"IF(AD51=\"\",\"\",IF(AE51=1,YcCi(AK51,J51),YcTr(J51,AJ51,AN51)))","v":""},{"$f":"IF(AD51=\"\",\"\",IF(AE51=1,Teta1(AX51,AK51),\"-\"))","v":""},{"$f":"IF(AD51=\"\",\"\",IF(AE51=1,AreaCi(AK51,AX51),AreaTr(AJ51,AN51,AX51)))","v":""},"",{"$f":"IF(AD51=\"\",\"\",IF(AE51=1,Ynci(AK51,J51,AM51,AO51),YnTr(1,AM51,AJ51,AN51,AO51,J51)))","v":""},{"$f":"IF(AD51=\"\",\"\",IF(AE51=1,Teta1(BB51,AK51),\"-\"))","v":""},{"$f":"IF(AD51=\"\",\"\",IF(AE51=1,AreaCi(AK51,BB51),AreaTr(AJ51,AN51,BB51)))","v":""},{"$f":"IF(AD51=\"\",\"\",IF(AE51=1,FrCi(BF51,9.806,BC51,AK51),FrTr(BF51,9.806,AJ51,AN51,BB51)))","v":""},"",{"$f":"IF(AD51=\"\",\"\",IF(AE51=1,LOOKUP(AI51,'Vmáx(material) - Tab.4.3'!$L$2:$L$11,'Vmáx(material) - Tab.4.3'!$M$2:$M$11),LOOKUP(AI51,'Vmáx(material) - Tab.4.3'!$L$15,'Vmáx(material) - Tab.4.3'!$M$15)))","v":""},{"$f":"IF(AD51=\"\",\"\",VLOOKUP($AH51,'Vmáx(material) - Tab.4.3'!$R$35:$X$41,2))","v":""},{"$f":"IF(AD51=\"\",\"\",VLOOKUP($AH51,'Vmáx(material) - Tab.4.3'!$R$35:$X$41,3))","v":""},{"$f":"IF(AD51=\"\",\"\",VLOOKUP($AH51,'Vmáx(material) - Tab.4.3'!$R$35:$X$41,4))","v":""},{"$f":"IF(AD51=\"\",\"\",VLOOKUP($AH51,'Vmáx(material) - Tab.4.3'!$R$35:$X$41,5))","v":""},{"$f":"IF(AD51=\"\",\"\",VLOOKUP($AH51,'Vmáx(material) - Tab.4.3'!$R$35:$X$41,6))","v":""},{"$f":"IF(AD51=\"\",\"\",IF(AD51=\"\",\"\",VLOOKUP($AH51,'Vmáx(material) - Tab.4.3'!$R$35:$X$41,7)))","v":""},{"$f":"IF(AD51=\"\",\"\",IF(AE51=1,FCi(J51,AK51),FTr(J51,AJ51,AK51)))","v":""},"",{"$f":"IF(AD51=\"\",\"\",Hw(BH51,BI51,BJ51,BK51,BL51,BM51,Z,BN51,AO51,AK51))","v":""},"","","","",{"$f":"IF(AD51=\"\",\"\",ho(BT51,AK51,AX51))","v":""},{"$f":"IF(AD51=\"\",\"\",IF(AE51=1,PeriCi(AK51,BB51),PeriTr(AJ51,AN51,BB51)))","v":""},{"$f":"IF(AD51=\"\",\"\",IF(AE51=1,AreaCi(AK51,BB51),AreaTr(AJ51,AN51,BB51)))","v":""},{"$f":"IF(AD51=\"\",\"\",RhCi(BW51,BV51))","v":""},"",{"$f":"IF(AD51=\"\",\"\",hf(AL51,J51,AM51,BW51,BX51))","v":""},{"$f":"IF(AD51=\"\",\"\",LOOKUP(AP51,Tab.4.5!$J$6:$J$27,Tab.4.5!$L$6:$L$27))","v":""},{"$f":"IF(AD51=\"\",\"\",He(CA51,BY51))","v":""},{"$f":"IF(AD51=\"\",\"\",Hs(BY51))","v":""},{"$f":"IF(AD51=\"\",\"\",Hm(BU51,BZ51,CB51,CC51,AL51,AO51))","v":""},"","","","","","",null,null,null,null,null,null,null,null,null,null,null,null,null,null,null,0,0,0,0,0,{"$f":"IF(CK51=\"\",\"\",IF(CL51=1,YcCi(CR51,J51),YcTr(J51,CQ51,CU51)))","v":""},{"$f":"IF(CK51=\"\",\"\",IF(CL51=1,Teta1(DE51,CR51),\"-\"))","v":""},"","",{"$f":"IF(CK51=\"\",\"\",IF(CL51=1,Ynci(CR51,J51,CT51,CV51),YnTr(1,CT51,CQ51,CU51,CV51,J51)))","v":""},{"$f":"IF(CK51=\"\",\"\",IF(CL51=1,Teta1(DI51,CR51),\"-\"))","v":""},{"$f":"IF(CK51=\"\",\"\",IF(CL51=1,AreaCi(CR51,J51),AreaTr(CQ51,CU51,DI51)))","v":""},{"$f":"IF(CK51=\"\",\"\",IF(CL51=1,FrCi(DM51,9.806,DJ51,CR51),FrTr(DM51,9.806,CQ51,CU51,DI51)))","v":""},"",{"$f":"IF(CK51=\"\",\"\",IF(CL51=1,LOOKUP(CP51,'Vmáx(material) - Tab.4.3'!$L$2:$L$11,'Vmáx(material) - Tab.4.3'!$M$2:$M$11),LOOKUP(CP51,'Vmáx(material) - Tab.4.3'!$L$15,'Vmáx(material) - Tab.4.3'!$M$15)))","v":""},{"$f":"IF(CK51=\"\",\"\",VLOOKUP($CO51,'Vmáx(material) - Tab.4.3'!$R$35:$X$41,2))","v":""},{"$f":"IF(CK51=\"\",\"\",VLOOKUP($CO51,'Vmáx(material) - Tab.4.3'!$R$35:$X$41,3))","v":""},{"$f":"IF(CK51=\"\",\"\",VLOOKUP($CO51,'Vmáx(material) - Tab.4.3'!$R$35:$X$41,4))","v":""},{"$f":"IF(CK51=\"\",\"\",VLOOKUP($CO51,'Vmáx(material) - Tab.4.3'!$R$35:$X$41,5))","v":""},{"$f":"IF(CK51=\"\",\"\",VLOOKUP($CO51,'Vmáx(material) - Tab.4.3'!$R$35:$X$41,6))","v":""},{"$f":"IF(CK51=\"\",\"\",IF(CK51=\"\",\"\",VLOOKUP(CO51,'Vmáx(material) - Tab.4.3'!$R$35:$X$41,7)))","v":""},{"$f":"IF(CK51=\"\",\"\",IF(CL51=1,FCi(J51,CR51),FTr(J51,CQ51,CR51)))","v":""},"",{"$f":"IF(CK51=\"\",\"\",Hw(DO51,DP51,DQ51,DR51,DS51,DT51,Z,DU51,CV51,CR51))","v":""},"","","","","",{"$f":"IF(CK51=\"\",\"\",IF(CL51=1,PeriCi(CR51,DI51),PeriTr(CQ51,CU51,DI51)))","v":""},{"$f":"IF(CK51=\"\",\"\",IF(CL51=1,AreaCi(CR51,DI51),AreaTr(CQ51,CU51,DI51)))","v":""},{"$f":"IF(CK51=\"\",\"\",RhCi(DK51,EC51))","v":""},"",{"$f":"IF(CK51=\"\",\"\",hf(CS51,J51,CT51,DK51,EE51))","v":""},{"$f":"IF(CK51=\"\",\"\",LOOKUP(CW51,Tab.4.5!$J$6:$J$27,Tab.4.5!$L$6:$L$27))","v":""},{"$f":"IF(CK51=\"\",\"\",He(EH51,DM51))","v":""},{"$f":"IF(CK51=\"\",\"\",Hs(DM51))","v":""},{"$f":"IF(CK51=\"\",\"\",Hm(EB51,EG51,EI51,EJ51,CS51,CV51))","v":""},"","","","","","","K45+-45000 () ",{"$f":"IF(B51=\"Existe.\",IF(AE51=1,CONCATENATE(#REF!,AK51,\" m.\"),CONCATENATE(#REF!,AJ51,\" m x \",AK51,\" m.\")),IF(CL51=1,CONCATENATE(#REF!,CR51,\" m.\"),CONCATENATE(#REF!,CQ51,\" m x \",CR51,\" m.\")))","v":{"$error":"#REF!"}},"Concreto, L =  m, S = 0 %.","Cota clave eje= 0 msnm.",null,null,null,"","","","","",{"$f":"IF(EV51=\"\",\"\",VLOOKUP(EY51,'Estructura escalonada'!$D$3:$H$953,2))","v":""},"","","","","",""]
[null,null,null,null,null,null,null,null,null,null,null,0,null,0,null,null,null,null,null,null,{"$f":"IF(K52=\"No\",\"\",IF(O52=\"\",YcCi(P52,N52),YcTr(N52,O52,S52)))","v":{"$error":"#VALUE!"}},{"$f":"IF(K52=\"No\",\"\",IF(O52=\"\",Teta1(U52,P52),\"-\"))","v":{"$error":"#VALUE!"}},{"$error":"#VALUE!"},{"$error":"#VALUE!"},{"$f":"IF(K52=\"No\",\"\",IF(O52=\"\",Ynci(P52,N52,R52,T52),YnTr(1,R52,O52,S52,T52,N52)))","v":{"$error":"#VALUE!"}},{"$f":"IF(K52=\"No\",\"\",IF(O52=\"\",Teta1(Y52,P52),\"-\"))","v":{"$error":"#VALUE!"}},{"$f":"IF(K52=\"No\",\"\",IF(O52=\"\",AreaCi(P52,Y52),AreaTr(O52,S52,Y52)))","v":{"$error":"#VALUE!"}},{"$f":"IF(K52=\"No\",\"\",IF(O52=\"\",FrCi(AC52,9.806,Z52,P52),FrTr(AC52,9.806,O52,S52,Y52)))","v":{"$error":"#VALUE!"}},{"$error":"#VALUE!"},null,null,null,null,null,null,null,null,null,null,null,null,null,null,null,0,0,"","","",{"$f":"IF(AD52=\"\",\"\",IF(AE52=1,YcCi(AK52,J52),YcTr(J52,AJ52,AN52)))","v":""},{"$f":"IF(AD52=\"\",\"\",IF(AE52=1,Teta1(AX52,AK52),\"-\"))","v":""},{"$f":"IF(AD52=\"\",\"\",IF(AE52=1,AreaCi(AK52,AX52),AreaTr(AJ52,AN52,AX52)))","v":""},"",{"$f":"IF(AD52=\"\",\"\",IF(AE52=1,Ynci(AK52,J52,AM52,AO52),YnTr(1,AM52,AJ52,AN52,AO52,J52)))","v":""},{"$f":"IF(AD52=\"\",\"\",IF(AE52=1,Teta1(BB52,AK52),\"-\"))","v":""},{"$f":"IF(AD52=\"\",\"\",IF(AE52=1,AreaCi(AK52,BB52),AreaTr(AJ52,AN52,BB52)))","v":""},{"$f":"IF(AD52=\"\",\"\",IF(AE52=1,FrCi(BF52,9.806,BC52,AK52),FrTr(BF52,9.806,AJ52,AN52,BB52)))","v":""},"",{"$f":"IF(AD52=\"\",\"\",IF(AE52=1,LOOKUP(AI52,'Vmáx(material) - Tab.4.3'!$L$2:$L$11,'Vmáx(material) - Tab.4.3'!$M$2:$M$11),LOOKUP(AI52,'Vmáx(material) - Tab.4.3'!$L$15,'Vmáx(material) - Tab.4.3'!$M$15)))","v":""},{"$f":"IF(AD52=\"\",\"\",VLOOKUP($AH52,'Vmáx(material) - Tab.4.3'!$R$35:$X$41,2))","v":""},{"$f":"IF(AD52=\"\",\"\",VLOOKUP($AH52,'Vmáx(material) - Tab.4.3'!$R$35:$X$41,3))","v":""},{"$f":"IF(AD52=\"\",\"\",VLOOKUP($AH52,'Vmáx(material) - Tab.4.3'!$R$35:$X$41,4))","v":""},{"$f":"IF(AD52=\"\",\"\",VLOOKUP($AH52,'Vmáx(material) - Tab.4.3'!$R$35:$X$41,5))","v":""},{"$f":"IF(AD52=\"\",\"\",VLOOKUP($AH52,'Vmáx(material) - Tab.4.3'!$R$35:$X$41,6))","v":""},{"$f":"IF(AD52=\"\",\"\",IF(AD52=\"\",\"\",VLOOKUP($AH52,'Vmáx(material) - Tab.4.3'!$R$35:$X$41,7)))","v":""},{"$f":"IF(AD52=\"\",\"\",IF(AE52=1,FCi(J52,AK52),FTr(J52,AJ52,AK52)))","v":""},"",{"$f":"IF(AD52=\"\",\"\",Hw(BH52,BI52,BJ52,BK52,BL52,BM52,Z,BN52,AO52,AK52))","v":""},"","","","",{"$f":"IF(AD52=\"\",\"\",ho(BT52,AK52,AX52))","v":""},{"$f":"IF(AD52=\"\",\"\",IF(AE52=1,PeriCi(AK52,BB52),PeriTr(AJ52,AN52,BB52)))","v":""},{"$f":"IF(AD52=\"\",\"\",IF(AE52=1,AreaCi(AK52,BB52),AreaTr(AJ52,AN52,BB52)))","v":""},{"$f":"IF(AD52=\"\",\"\",RhCi(BW52,BV52))","v":""},"",{"$f":"IF(AD52=\"\",\"\",hf(AL52,J52,AM52,BW52,BX52))","v":""},{"$f":"IF(AD52=\"\",\"\",LOOKUP(AP52,Tab.4.5!$J$6:$J$27,Tab.4.5!$L$6:$L$27))","v":""},{"$f":"IF(AD52=\"\",\"\",He(CA52,BY52))","v":""},{"$f":"IF(AD52=\"\",\"\",Hs(BY52))","v":""},{"$f":"IF(AD52=\"\",\"\",Hm(BU52,BZ52,CB52,CC52,AL52,AO52))","v":""},"","","","","","",null,null,null,null,null,null,null,null,null,null,null,null,null,null,null,0,0,0,0,0,{"$f":"IF(CK52=\"\",\"\",IF(CL52=1,YcCi(CR52,J52),YcTr(J52,CQ52,CU52)))","v":""},{"$f":"IF(CK52=\"\",\"\",IF(CL52=1,Teta1(DE52,CR52),\"-\"))","v":""},"","",{"$f":"IF(CK52=\"\",\"\",IF(CL52=1,Ynci(CR52,J52,CT52,CV52),YnTr(1,CT52,CQ52,CU52,CV52,J52)))","v":""},{"$f":"IF(CK52=\"\",\"\",IF(CL52=1,Teta1(DI52,CR52),\"-\"))","v":""},{"$f":"IF(CK52=\"\",\"\",IF(CL52=1,AreaCi(CR52,J52),AreaTr(CQ52,CU52,DI52)))","v":""},{"$f":"IF(CK52=\"\",\"\",IF(CL52=1,FrCi(DM52,9.806,DJ52,CR52),FrTr(DM52,9.806,CQ52,CU52,DI52)))","v":""},"",{"$f":"IF(CK52=\"\",\"\",IF(CL52=1,LOOKUP(CP52,'Vmáx(material) - Tab.4.3'!$L$2:$L$11,'Vmáx(material) - Tab.4.3'!$M$2:$M$11),LOOKUP(CP52,'Vmáx(material) - Tab.4.3'!$L$15,'Vmáx(material) - Tab.4.3'!$M$15)))","v":""},{"$f":"IF(CK52=\"\",\"\",VLOOKUP($CO52,'Vmáx(material) - Tab.4.3'!$R$35:$X$41,2))","v":""},{"$f":"IF(CK52=\"\",\"\",VLOOKUP($CO52,'Vmáx(material) - Tab.4.3'!$R$35:$X$41,3))","v":""},{"$f":"IF(CK52=\"\",\"\",VLOOKUP($CO52,'Vmáx(material) - Tab.4.3'!$R$35:$X$41,4))","v":""},{"$f":"IF(CK52=\"\",\"\",VLOOKUP($CO52,'Vmáx(material) - Tab.4.3'!$R$35:$X$41,5))","v":""},{"$f":"IF(CK52=\"\",\"\",VLOOKUP($CO52,'Vmáx(material) - Tab.4.3'!$R$35:$X$41,6))","v":""},{"$f":"IF(CK52=\"\",\"\",IF(CK52=\"\",\"\",VLOOKUP(CO52,'Vmáx(material) - Tab.4.3'!$R$35:$X$41,7)))","v":""},{"$f":"IF(CK52=\"\",\"\",IF(CL52=1,FCi(J52,CR52),FTr(J52,CQ52,CR52)))","v":""},"",{"$f":"IF(CK52=\"\",\"\",Hw(DO52,DP52,DQ52,DR52,DS52,DT52,Z,DU52,CV52,CR52))","v":""},"","","","","",{"$f":"IF(CK52=\"\",\"\",IF(CL52=1,PeriCi(CR52,DI52),PeriTr(CQ52,CU52,DI52)))","v":""},{"$f":"IF(CK52=\"\",\"\",IF(CL52=1,AreaCi(CR52,DI52),AreaTr(CQ52,CU52,DI52)))","v":""},{"$f":"IF(CK52=\"\",\"\",RhCi(DK52,EC52))","v":""},"",{"$f":"IF(CK52=\"\",\"\",hf(CS52,J52,CT52,DK52,EE52))","v":""},{"$f":"IF(CK52=\"\",\"\",LOOKUP(CW52,Tab.4.5!$J$6:$J$27,Tab.4.5!$L$6:$L$27))","v":""},{"$f":"IF(CK52=\"\",\"\",He(EH52,DM52))","v":""},{"$f":"IF(CK52=\"\",\"\",Hs(DM52))","v":""},{"$f":"IF(CK52=\"\",\"\",Hm(EB52,EG52,EI52,EJ52,CS52,CV52))","v":""},"","","","","","","K45+-45000 () ",{"$f":"IF(B52=\"Existe.\",IF(AE52=1,CONCATENATE(#REF!,AK52,\" m.\"),CONCATENATE(#REF!,AJ52,\" m x \",AK52,\" m.\")),IF(CL52=1,CONCATENATE(#REF!,CR52,\" m.\"),CONCATENATE(#REF!,CQ52,\" m x \",CR52,\" m.\")))","v":{"$error":"#REF!"}},"Concreto, L =  m, S = 0 %.","Cota clave eje= 0 msnm.",null,null,null,"","","","","",{"$f":"IF(EV52=\"\",\"\",VLOOKUP(EY52,'Estructura escalonada'!$D$3:$H$953,2))","v":""},"","","","","",""]
[null,null,null,null,null,null,null,null,null,null,null,0,null,0,null,null,null,null,null,null,{"$f":"IF(K53=\"No\",\"\",IF(O53=\"\",YcCi(P53,N53),YcTr(N53,O53,S53)))","v":{"$error":"#VALUE!"}},{"$f":"IF(K53=\"No\",\"\",IF(O53=\"\",Teta1(U53,P53),\"-\"))","v":{"$error":"#VALUE!"}},{"$error":"#VALUE!"},{"$error":"#VALUE!"},{"$f":"IF(K53=\"No\",\"\",IF(O53=\"\",Ynci(P53,N53,R53,T53),YnTr(1,R53,O53,S53,T53,N53)))","v":{"$error":"#VALUE!"}},{"$f":"IF(K53=\"No\",\"\",IF(O53=\"\",Teta1(Y53,P53),\"-\"))","v":{"$error":"#VALUE!"}},{"$f":"IF(K53=\"No\",\"\",IF(O53=\"\",AreaCi(P53,Y53),AreaTr(O53,S53,Y53)))","v":{"$error":"#VALUE!"}},{"$f":"IF(K53=\"No\",\"\",IF(O53=\"\",FrCi(AC53,9.806,Z53,P53),FrTr(AC53,9.806,O53,S53,Y53)))","v":{"$error":"#VALUE!"}},{"$error":"#VALUE!"},null,null,null,null,null,null,null,null,null,null,null,null,null,null,null,0,0,"","","",{"$f":"IF(AD53=\"\",\"\",IF(AE53=1,YcCi(AK53,J53),YcTr(J53,AJ53,AN53)))","v":""},{"$f":"IF(AD53=\"\",\"\",IF(AE53=1,Teta1(AX53,AK53),\"-\"))","v":""},{"$f":"IF(AD53=\"\",\"\",IF(AE53=1,AreaCi(AK53,AX53),AreaTr(AJ53,AN53,AX53)))","v":""},"",{"$f":"IF(AD53=\"\",\"\",IF(AE53=1,Ynci(AK53,J53,AM53,AO53),YnTr(1,AM53,AJ53,AN53,AO53,J53)))","v":""},{"$f":"IF(AD53=\"\",\"\",IF(AE53=1,Teta1(BB53,AK53),\"-\"))","v":""},{"$f":"IF(AD53=\"\",\"\",IF(AE53=1,AreaCi(AK53,BB53),AreaTr(AJ53,AN53,BB53)))","v":""},{"$f":"IF(AD53=\"\",\"\",IF(AE53=1,FrCi(BF53,9.806,BC53,AK53),FrTr(BF53,9.806,AJ53,AN53,BB53)))","v":""},"",{"$f":"IF(AD53=\"\",\"\",IF(AE53=1,LOOKUP(AI53,'Vmáx(material) - Tab.4.3'!$L$2:$L$11,'Vmáx(material) - Tab.4.3'!$M$2:$M$11),LOOKUP(AI53,'Vmáx(material) - Tab.4.3'!$L$15,'Vmáx(material) - Tab.4.3'!$M$15)))","v":""},{"$f":"IF(AD53=\"\",\"\",VLOOKUP($AH53,'Vmáx(material) - Tab.4.3'!$R$35:$X$41,2))","v":""},{"$f":"IF(AD53=\"\",\"\",VLOOKUP($AH53,'Vmáx(material) - Tab.4.3'!$R$35:$X$41,3))","v":""},{"$f":"IF(AD53=\"\",\"\",VLOOKUP($AH53,'Vmáx(material) - Tab.4.3'!$R$35:$X$41,4))","v":""},{"$f":"IF(AD53=\"\",\"\",VLOOKUP($AH53,'Vmáx(material) - Tab.4.3'!$R$35:$X$41,5))","v":""},{"$f":"IF(AD53=\"\",\"\",VLOOKUP($AH53,'Vmáx(material) - Tab.4.3'!$R$35:$X$41,6))","v":""},{"$f":"IF(AD53=\"\",\"\",IF(AD53=\"\",\"\",VLOOKUP($AH53,'Vmáx(material) - Tab.4.3'!$R$35:$X$41,7)))","v":""},{"$f":"IF(AD53=\"\",\"\",IF(AE53=1,FCi(J53,AK53),FTr(J53,AJ53,AK53)))","v":""},"",{"$f":"IF(AD53=\"\",\"\",Hw(BH53,BI53,BJ53,BK53,BL53,BM53,Z,BN53,AO53,AK53))","v":""},"","","","",{"$f":"IF(AD53=\"\",\"\",ho(BT53,AK53,AX53))","v":""},{"$f":"IF(AD53=\"\",\"\",IF(AE53=1,PeriCi(AK53,BB53),PeriTr(AJ53,AN53,BB53)))","v":""},{"$f":"IF(AD53=\"\",\"\",IF(AE53=1,AreaCi(AK53,BB53),AreaTr(AJ53,AN53,BB53)))","v":""},{"$f":"IF(AD53=\"\",\"\",RhCi(BW53,BV53))","v":""},"",{"$f":"IF(AD53=\"\",\"\",hf(AL53,J53,AM53,BW53,BX53))","v":""},{"$f":"IF(AD53=\"\",\"\",LOOKUP(AP53,Tab.4.5!$J$6:$J$27,Tab.4.5!$L$6:$L$27))","v":""},{"$f":"IF(AD53=\"\",\"\",He(CA53,BY53))","v":""},{"$f":"IF(AD53=\"\",\"\",Hs(BY53))","v":""},{"$f":"IF(AD53=\"\",\"\",Hm(BU53,BZ53,CB53,CC53,AL53,AO53))","v":""},"","","","","","",null,null,null,null,null,null,null,null,null,null,null,null,null,null,null,0,0,0,0,0,{"$f":"IF(CK53=\"\",\"\",IF(CL53=1,YcCi(CR53,J53),YcTr(J53,CQ53,CU53)))","v":""},{"$f":"IF(CK53=\"\",\"\",IF(CL53=1,Teta1(DE53,CR53),\"-\"))","v":""},"","",{"$f":"IF(CK53=\"\",\"\",IF(CL53=1,Ynci(CR53,J53,CT53,CV53),YnTr(1,CT53,CQ53,CU53,CV53,J53)))","v":""},{"$f":"IF(CK53=\"\",\"\",IF(CL53=1,Teta1(DI53,CR53),\"-\"))","v":""},{"$f":"IF(CK53=\"\",\"\",IF(CL53=1,AreaCi(CR53,J53),AreaTr(CQ53,CU53,DI53)))","v":""},{"$f":"IF(CK53=\"\",\"\",IF(CL53=1,FrCi(DM53,9.806,DJ53,CR53),FrTr(DM53,9.806,CQ53,CU53,DI53)))","v":""},"",{"$f":"IF(CK53=\"\",\"\",IF(CL53=1,LOOKUP(CP53,'Vmáx(material) - Tab.4.3'!$L$2:$L$11,'Vmáx(material) - Tab.4.3'!$M$2:$M$11),LOOKUP(CP53,'Vmáx(material) - Tab.4.3'!$L$15,'Vmáx(material) - Tab.4.3'!$M$15)))","v":""},{"$f":"IF(CK53=\"\",\"\",VLOOKUP($CO53,'Vmáx(material) - Tab.4.3'!$R$35:$X$41,2))","v":""},{"$f":"IF(CK53=\"\",\"\",VLOOKUP($CO53,'Vmáx(material) - Tab.4.3'!$R$35:$X$41,3))","v":""},{"$f":"IF(CK53=\"\",\"\",VLOOKUP($CO53,'Vmáx(material) - Tab.4.3'!$R$35:$X$41,4))","v":""},{"$f":"IF(CK53=\"\",\"\",VLOOKUP($CO53,'Vmáx(material) - Tab.4.3'!$R$35:$X$41,5))","v":""},{"$f":"IF(CK53=\"\",\"\",VLOOKUP($CO53,'Vmáx(material) - Tab.4.3'!$R$35:$X$41,6))","v":""},{"$f":"IF(CK53=\"\",\"\",IF(CK53=\"\",\"\",VLOOKUP(CO53,'Vmáx(material) - Tab.4.3'!$R$35:$X$41,7)))","v":""},{"$f":"IF(CK53=\"\",\"\",IF(CL53=1,FCi(J53,CR53),FTr(J53,CQ53,CR53)))","v":""},"",{"$f":"IF(CK53=\"\",\"\",Hw(DO53,DP53,DQ53,DR53,DS53,DT53,Z,DU53,CV53,CR53))","v":""},"","","","","",{"$f":"IF(CK53=\"\",\"\",IF(CL53=1,PeriCi(CR53,DI53),PeriTr(CQ53,CU53,DI53)))","v":""},{"$f":"IF(CK53=\"\",\"\",IF(CL53=1,AreaCi(CR53,DI53),AreaTr(CQ53,CU53,DI53)))","v":""},{"$f":"IF(CK53=\"\",\"\",RhCi(DK53,EC53))","v":""},"",{"$f":"IF(CK53=\"\",\"\",hf(CS53,J53,CT53,DK53,EE53))","v":""},{"$f":"IF(CK53=\"\",\"\",LOOKUP(CW53,Tab.4.5!$J$6:$J$27,Tab.4.5!$L$6:$L$27))","v":""},{"$f":"IF(CK53=\"\",\"\",He(EH53,DM53))","v":""},{"$f":"IF(CK53=\"\",\"\",Hs(DM53))","v":""},{"$f":"IF(CK53=\"\",\"\",Hm(EB53,EG53,EI53,EJ53,CS53,CV53))","v":""},"","","","","","","K45+-45000 () ",{"$f":"IF(B53=\"Existe.\",IF(AE53=1,CONCATENATE(#REF!,AK53,\" m.\"),CONCATENATE(#REF!,AJ53,\" m x \",AK53,\" m.\")),IF(CL53=1,CONCATENATE(#REF!,CR53,\" m.\"),CONCATENATE(#REF!,CQ53,\" m x \",CR53,\" m.\")))","v":{"$error":"#REF!"}},"Concreto, L =  m, S = 0 %.","Cota clave eje= 0 msnm.",null,null,null,"","","","","",{"$f":"IF(EV53=\"\",\"\",VLOOKUP(EY53,'Estructura escalonada'!$D$3:$H$953,2))","v":""},"","","","","",""]
[null,null,null,null,null,null,null,null,null,null,null,0,null,0,null,null,null,null,null,null,{"$f":"IF(K54=\"No\",\"\",IF(O54=\"\",YcCi(P54,N54),YcTr(N54,O54,S54)))","v":{"$error":"#VALUE!"}},{"$f":"IF(K54=\"No\",\"\",IF(O54=\"\",Teta1(U54,P54),\"-\"))","v":{"$error":"#VALUE!"}},{"$error":"#VALUE!"},{"$error":"#VALUE!"},{"$f":"IF(K54=\"No\",\"\",IF(O54=\"\",Ynci(P54,N54,R54,T54),YnTr(1,R54,O54,S54,T54,N54)))","v":{"$error":"#VALUE!"}},{"$f":"IF(K54=\"No\",\"\",IF(O54=\"\",Teta1(Y54,P54),\"-\"))","v":{"$error":"#VALUE!"}},{"$f":"IF(K54=\"No\",\"\",IF(O54=\"\",AreaCi(P54,Y54),AreaTr(O54,S54,Y54)))","v":{"$error":"#VALUE!"}},{"$f":"IF(K54=\"No\",\"\",IF(O54=\"\",FrCi(AC54,9.806,Z54,P54),FrTr(AC54,9.806,O54,S54,Y54)))","v":{"$error":"#VALUE!"}},{"$error":"#VALUE!"},null,null,null,null,null,null,null,null,null,null,null,null,null,null,null,0,0,"","","",{"$f":"IF(AD54=\"\",\"\",IF(AE54=1,YcCi(AK54,J54),YcTr(J54,AJ54,AN54)))","v":""},{"$f":"IF(AD54=\"\",\"\",IF(AE54=1,Teta1(AX54,AK54),\"-\"))","v":""},{"$f":"IF(AD54=\"\",\"\",IF(AE54=1,AreaCi(AK54,AX54),AreaTr(AJ54,AN54,AX54)))","v":""},"",{"$f":"IF(AD54=\"\",\"\",IF(AE54=1,Ynci(AK54,J54,AM54,AO54),YnTr(1,AM54,AJ54,AN54,AO54,J54)))","v":""},{"$f":"IF(AD54=\"\",\"\",IF(AE54=1,Teta1(BB54,AK54),\"-\"))","v":""},{"$f":"IF(AD54=\"\",\"\",IF(AE54=1,AreaCi(AK54,BB54),AreaTr(AJ54,AN54,BB54)))","v":""},{"$f":"IF(AD54=\"\",\"\",IF(AE54=1,FrCi(BF54,9.806,BC54,AK54),FrTr(BF54,9.806,AJ54,AN54,BB54)))","v":""},"",{"$f":"IF(AD54=\"\",\"\",IF(AE54=1,LOOKUP(AI54,'Vmáx(material) - Tab.4.3'!$L$2:$L$11,'Vmáx(material) - Tab.4.3'!$M$2:$M$11),LOOKUP(AI54,'Vmáx(material) - Tab.4.3'!$L$15,'Vmáx(material) - Tab.4.3'!$M$15)))","v":""},{"$f":"IF(AD54=\"\",\"\",VLOOKUP($AH54,'Vmáx(material) - Tab.4.3'!$R$35:$X$41,2))","v":""},{"$f":"IF(AD54=\"\",\"\",VLOOKUP($AH54,'Vmáx(material) - Tab.4.3'!$R$35:$X$41,3))","v":""},{"$f":"IF(AD54=\"\",\"\",VLOOKUP($AH54,'Vmáx(material) - Tab.4.3'!$R$35:$X$41,4))","v":""},{"$f":"IF(AD54=\"\",\"\",VLOOKUP($AH54,'Vmáx(material) - Tab.4.3'!$R$35:$X$41,5))","v":""},{"$f":"IF(AD54=\"\",\"\",VLOOKUP($AH54,'Vmáx(material) - Tab.4.3'!$R$35:$X$41,6))","v":""},{"$f":"IF(AD54=\"\",\"\",IF(AD54=\"\",\"\",VLOOKUP($AH54,'Vmáx(material) - Tab.4.3'!$R$35:$X$41,7)))","v":""},{"$f":"IF(AD54=\"\",\"\",IF(AE54=1,FCi(J54,AK54),FTr(J54,AJ54,AK54)))","v":""},"",{"$f":"IF(AD54=\"\",\"\",Hw(BH54,BI54,BJ54,BK54,BL54,BM54,Z,BN54,AO54,AK54))","v":""},"","","","",{"$f":"IF(AD54=\"\",\"\",ho(BT54,AK54,AX54))","v":""},{"$f":"IF(AD54=\"\",\"\",IF(AE54=1,PeriCi(AK54,BB54),PeriTr(AJ54,AN54,BB54)))","v":""},{"$f":"IF(AD54=\"\",\"\",IF(AE54=1,AreaCi(AK54,BB54),AreaTr(AJ54,AN54,BB54)))","v":""},{"$f":"IF(AD54=\"\",\"\",RhCi(BW54,BV54))","v":""},"",{"$f":"IF(AD54=\"\",\"\",hf(AL54,J54,AM54,BW54,BX54))","v":""},{"$f":"IF(AD54=\"\",\"\",LOOKUP(AP54,Tab.4.5!$J$6:$J$27,Tab.4.5!$L$6:$L$27))","v":""},{"$f":"IF(AD54=\"\",\"\",He(CA54,BY54))","v":""},{"$f":"IF(AD54=\"\",\"\",Hs(BY54))","v":""},{"$f":"IF(AD54=\"\",\"\",Hm(BU54,BZ54,CB54,CC54,AL54,AO54))","v":""},"","","","","","",null,null,null,null,null,null,null,null,null,null,null,null,null,null,null,0,0,0,0,0,{"$f":"IF(CK54=\"\",\"\",IF(CL54=1,YcCi(CR54,J54),YcTr(J54,CQ54,CU54)))","v":""},{"$f":"IF(CK54=\"\",\"\",IF(CL54=1,Teta1(DE54,CR54),\"-\"))","v":""},"","",{"$f":"IF(CK54=\"\",\"\",IF(CL54=1,Ynci(CR54,J54,CT54,CV54),YnTr(1,CT54,CQ54,CU54,CV54,J54)))","v":""},{"$f":"IF(CK54=\"\",\"\",IF(CL54=1,Teta1(DI54,CR54),\"-\"))","v":""},{"$f":"IF(CK54=\"\",\"\",IF(CL54=1,AreaCi(CR54,J54),AreaTr(CQ54,CU54,DI54)))","v":""},{"$f":"IF(CK54=\"\",\"\",IF(CL54=1,FrCi(DM54,9.806,DJ54,CR54),FrTr(DM54,9.806,CQ54,CU54,DI54)))","v":""},"",{"$f":"IF(CK54=\"\",\"\",IF(CL54=1,LOOKUP(CP54,'Vmáx(material) - Tab.4.3'!$L$2:$L$11,'Vmáx(material) - Tab.4.3'!$M$2:$M$11),LOOKUP(CP54,'Vmáx(material) - Tab.4.3'!$L$15,'Vmáx(material) - Tab.4.3'!$M$15)))","v":""},{"$f":"IF(CK54=\"\",\"\",VLOOKUP($CO54,'Vmáx(material) - Tab.4.3'!$R$35:$X$41,2))","v":""},{"$f":"IF(CK54=\"\",\"\",VLOOKUP($CO54,'Vmáx(material) - Tab.4.3'!$R$35:$X$41,3))","v":""},{"$f":"IF(CK54=\"\",\"\",VLOOKUP($CO54,'Vmáx(material) - Tab.4.3'!$R$35:$X$41,4))","v":""},{"$f":"IF(CK54=\"\",\"\",VLOOKUP($CO54,'Vmáx(material) - Tab.4.3'!$R$35:$X$41,5))","v":""},{"$f":"IF(CK54=\"\",\"\",VLOOKUP($CO54,'Vmáx(material) - Tab.4.3'!$R$35:$X$41,6))","v":""},{"$f":"IF(CK54=\"\",\"\",IF(CK54=\"\",\"\",VLOOKUP(CO54,'Vmáx(material) - Tab.4.3'!$R$35:$X$41,7)))","v":""},{"$f":"IF(CK54=\"\",\"\",IF(CL54=1,FCi(J54,CR54),FTr(J54,CQ54,CR54)))","v":""},"",{"$f":"IF(CK54=\"\",\"\",Hw(DO54,DP54,DQ54,DR54,DS54,DT54,Z,DU54,CV54,CR54))","v":""},"","","","","",{"$f":"IF(CK54=\"\",\"\",IF(CL54=1,PeriCi(CR54,DI54),PeriTr(CQ54,CU54,DI54)))","v":""},{"$f":"IF(CK54=\"\",\"\",IF(CL54=1,AreaCi(CR54,DI54),AreaTr(CQ54,CU54,DI54)))","v":""},{"$f":"IF(CK54=\"\",\"\",RhCi(DK54,EC54))","v":""},"",{"$f":"IF(CK54=\"\",\"\",hf(CS54,J54,CT54,DK54,EE54))","v":""},{"$f":"IF(CK54=\"\",\"\",LOOKUP(CW54,Tab.4.5!$J$6:$J$27,Tab.4.5!$L$6:$L$27))","v":""},{"$f":"IF(CK54=\"\",\"\",He(EH54,DM54))","v":""},{"$f":"IF(CK54=\"\",\"\",Hs(DM54))","v":""},{"$f":"IF(CK54=\"\",\"\",Hm(EB54,EG54,EI54,EJ54,CS54,CV54))","v":""},"","","","","","","K45+-45000 () ",{"$f":"IF(B54=\"Existe.\",IF(AE54=1,CONCATENATE(#REF!,AK54,\" m.\"),CONCATENATE(#REF!,AJ54,\" m x \",AK54,\" m.\")),IF(CL54=1,CONCATENATE(#REF!,CR54,\" m.\"),CONCATENATE(#REF!,CQ54,\" m x \",CR54,\" m.\")))","v":{"$error":"#REF!"}},"Concreto, L =  m, S = 0 %.","Cota clave eje= 0 msnm.",null,null,null,"","","","","",{"$f":"IF(EV54=\"\",\"\",VLOOKUP(EY54,'Estructura escalonada'!$D$3:$H$953,2))","v":""},"","","","","",""]
[null,null,null,null,null,null,null,null,null,null,null,0,null,0,null,null,null,null,null,null,{"$f":"IF(K55=\"No\",\"\",IF(O55=\"\",YcCi(P55,N55),YcTr(N55,O55,S55)))","v":{"$error":"#VALUE!"}},{"$f":"IF(K55=\"No\",\"\",IF(O55=\"\",Teta1(U55,P55),\"-\"))","v":{"$error":"#VALUE!"}},{"$error":"#VALUE!"},{"$error":"#VALUE!"},{"$f":"IF(K55=\"No\",\"\",IF(O55=\"\",Ynci(P55,N55,R55,T55),YnTr(1,R55,O55,S55,T55,N55)))","v":{"$error":"#VALUE!"}},{"$f":"IF(K55=\"No\",\"\",IF(O55=\"\",Teta1(Y55,P55),\"-\"))","v":{"$error":"#VALUE!"}},{"$f":"IF(K55=\"No\",\"\",IF(O55=\"\",AreaCi(P55,Y55),AreaTr(O55,S55,Y55)))","v":{"$error":"#VALUE!"}},{"$f":"IF(K55=\"No\",\"\",IF(O55=\"\",FrCi(AC55,9.806,Z55,P55),FrTr(AC55,9.806,O55,S55,Y55)))","v":{"$error":"#VALUE!"}},{"$error":"#VALUE!"},null,null,null,null,null,null,null,null,null,null,null,null,null,null,null,0,0,"","","",{"$f":"IF(AD55=\"\",\"\",IF(AE55=1,YcCi(AK55,J55),YcTr(J55,AJ55,AN55)))","v":""},{"$f":"IF(AD55=\"\",\"\",IF(AE55=1,Teta1(AX55,AK55),\"-\"))","v":""},{"$f":"IF(AD55=\"\",\"\",IF(AE55=1,AreaCi(AK55,AX55),AreaTr(AJ55,AN55,AX55)))","v":""},"",{"$f":"IF(AD55=\"\",\"\",IF(AE55=1,Ynci(AK55,J55,AM55,AO55),YnTr(1,AM55,AJ55,AN55,AO55,J55)))","v":""},{"$f":"IF(AD55=\"\",\"\",IF(AE55=1,Teta1(BB55,AK55),\"-\"))","v":""},{"$f":"IF(AD55=\"\",\"\",IF(AE55=1,AreaCi(AK55,BB55),AreaTr(AJ55,AN55,BB55)))","v":""},{"$f":"IF(AD55=\"\",\"\",IF(AE55=1,FrCi(BF55,9.806,BC55,AK55),FrTr(BF55,9.806,AJ55,AN55,BB55)))","v":""},"",{"$f":"IF(AD55=\"\",\"\",IF(AE55=1,LOOKUP(AI55,'Vmáx(material) - Tab.4.3'!$L$2:$L$11,'Vmáx(material) - Tab.4.3'!$M$2:$M$11),LOOKUP(AI55,'Vmáx(material) - Tab.4.3'!$L$15,'Vmáx(material) - Tab.4.3'!$M$15)))","v":""},{"$f":"IF(AD55=\"\",\"\",VLOOKUP($AH55,'Vmáx(material) - Tab.4.3'!$R$35:$X$41,2))","v":""},{"$f":"IF(AD55=\"\",\"\",VLOOKUP($AH55,'Vmáx(material) - Tab.4.3'!$R$35:$X$41,3))","v":""},{"$f":"IF(AD55=\"\",\"\",VLOOKUP($AH55,'Vmáx(material) - Tab.4.3'!$R$35:$X$41,4))","v":""},{"$f":"IF(AD55=\"\",\"\",VLOOKUP($AH55,'Vmáx(material) - Tab.4.3'!$R$35:$X$41,5))","v":""},{"$f":"IF(AD55=\"\",\"\",VLOOKUP($AH55,'Vmáx(material) - Tab.4.3'!$R$35:$X$41,6))","v":""},{"$f":"IF(AD55=\"\",\"\",IF(AD55=\"\",\"\",VLOOKUP($AH55,'Vmáx(material) - Tab.4.3'!$R$35:$X$41,7)))","v":""},{"$f":"IF(AD55=\"\",\"\",IF(AE55=1,FCi(J55,AK55),FTr(J55,AJ55,AK55)))","v":""},"",{"$f":"IF(AD55=\"\",\"\",Hw(BH55,BI55,BJ55,BK55,BL55,BM55,Z,BN55,AO55,AK55))","v":""},"","","","",{"$f":"IF(AD55=\"\",\"\",ho(BT55,AK55,AX55))","v":""},{"$f":"IF(AD55=\"\",\"\",IF(AE55=1,PeriCi(AK55,BB55),PeriTr(AJ55,AN55,BB55)))","v":""},{"$f":"IF(AD55=\"\",\"\",IF(AE55=1,AreaCi(AK55,BB55),AreaTr(AJ55,AN55,BB55)))","v":""},{"$f":"IF(AD55=\"\",\"\",RhCi(BW55,BV55))","v":""},"",{"$f":"IF(AD55=\"\",\"\",hf(AL55,J55,AM55,BW55,BX55))","v":""},{"$f":"IF(AD55=\"\",\"\",LOOKUP(AP55,Tab.4.5!$J$6:$J$27,Tab.4.5!$L$6:$L$27))","v":""},{"$f":"IF(AD55=\"\",\"\",He(CA55,BY55))","v":""},{"$f":"IF(AD55=\"\",\"\",Hs(BY55))","v":""},{"$f":"IF(AD55=\"\",\"\",Hm(BU55,BZ55,CB55,CC55,AL55,AO55))","v":""},"","","","","","",null,null,null,null,null,null,null,null,null,null,null,null,null,null,null,0,0,0,0,0,{"$f":"IF(CK55=\"\",\"\",IF(CL55=1,YcCi(CR55,J55),YcTr(J55,CQ55,CU55)))","v":""},{"$f":"IF(CK55=\"\",\"\",IF(CL55=1,Teta1(DE55,CR55),\"-\"))","v":""},"","",{"$f":"IF(CK55=\"\",\"\",IF(CL55=1,Ynci(CR55,J55,CT55,CV55),YnTr(1,CT55,CQ55,CU55,CV55,J55)))","v":""},{"$f":"IF(CK55=\"\",\"\",IF(CL55=1,Teta1(DI55,CR55),\"-\"))","v":""},{"$f":"IF(CK55=\"\",\"\",IF(CL55=1,AreaCi(CR55,J55),AreaTr(CQ55,CU55,DI55)))","v":""},{"$f":"IF(CK55=\"\",\"\",IF(CL55=1,FrCi(DM55,9.806,DJ55,CR55),FrTr(DM55,9.806,CQ55,CU55,DI55)))","v":""},"",{"$f":"IF(CK55=\"\",\"\",IF(CL55=1,LOOKUP(CP55,'Vmáx(material) - Tab.4.3'!$L$2:$L$11,'Vmáx(material) - Tab.4.3'!$M$2:$M$11),LOOKUP(CP55,'Vmáx(material) - Tab.4.3'!$L$15,'Vmáx(material) - Tab.4.3'!$M$15)))","v":""},{"$f":"IF(CK55=\"\",\"\",VLOOKUP($CO55,'Vmáx(material) - Tab.4.3'!$R$35:$X$41,2))","v":""},{"$f":"IF(CK55=\"\",\"\",VLOOKUP($CO55,'Vmáx(material) - Tab.4.3'!$R$35:$X$41,3))","v":""},{"$f":"IF(CK55=\"\",\"\",VLOOKUP($CO55,'Vmáx(material) - Tab.4.3'!$R$35:$X$41,4))","v":""},{"$f":"IF(CK55=\"\",\"\",VLOOKUP($CO55,'Vmáx(material) - Tab.4.3'!$R$35:$X$41,5))","v":""},{"$f":"IF(CK55=\"\",\"\",VLOOKUP($CO55,'Vmáx(material) - Tab.4.3'!$R$35:$X$41,6))","v":""},{"$f":"IF(CK55=\"\",\"\",IF(CK55=\"\",\"\",VLOOKUP(CO55,'Vmáx(material) - Tab.4.3'!$R$35:$X$41,7)))","v":""},{"$f":"IF(CK55=\"\",\"\",IF(CL55=1,FCi(J55,CR55),FTr(J55,CQ55,CR55)))","v":""},"",{"$f":"IF(CK55=\"\",\"\",Hw(DO55,DP55,DQ55,DR55,DS55,DT55,Z,DU55,CV55,CR55))","v":""},"","","","","",{"$f":"IF(CK55=\"\",\"\",IF(CL55=1,PeriCi(CR55,DI55),PeriTr(CQ55,CU55,DI55)))","v":""},{"$f":"IF(CK55=\"\",\"\",IF(CL55=1,AreaCi(CR55,DI55),AreaTr(CQ55,CU55,DI55)))","v":""},{"$f":"IF(CK55=\"\",\"\",RhCi(DK55,EC55))","v":""},"",{"$f":"IF(CK55=\"\",\"\",hf(CS55,J55,CT55,DK55,EE55))","v":""},{"$f":"IF(CK55=\"\",\"\",LOOKUP(CW55,Tab.4.5!$J$6:$J$27,Tab.4.5!$L$6:$L$27))","v":""},{"$f":"IF(CK55=\"\",\"\",He(EH55,DM55))","v":""},{"$f":"IF(CK55=\"\",\"\",Hs(DM55))","v":""},{"$f":"IF(CK55=\"\",\"\",Hm(EB55,EG55,EI55,EJ55,CS55,CV55))","v":""},"","","","","","","K45+-45000 () ",{"$f":"IF(B55=\"Existe.\",IF(AE55=1,CONCATENATE(#REF!,AK55,\" m.\"),CONCATENATE(#REF!,AJ55,\" m x \",AK55,\" m.\")),IF(CL55=1,CONCATENATE(#REF!,CR55,\" m.\"),CONCATENATE(#REF!,CQ55,\" m x \",CR55,\" m.\")))","v":{"$error":"#REF!"}},"Concreto, L =  m, S = 0 %.","Cota clave eje= 0 msnm.",null,null,null,"","","","","",{"$f":"IF(EV55=\"\",\"\",VLOOKUP(EY55,'Estructura escalonada'!$D$3:$H$953,2))","v":""},"","","","","",""]
[null,null,null,null,null,null,null,null,null,null,null,0,null,0,null,null,null,null,null,null,{"$f":"IF(K56=\"No\",\"\",IF(O56=\"\",YcCi(P56,N56),YcTr(N56,O56,S56)))","v":{"$error":"#VALUE!"}},{"$f":"IF(K56=\"No\",\"\",IF(O56=\"\",Teta1(U56,P56),\"-\"))","v":{"$error":"#VALUE!"}},{"$error":"#VALUE!"},{"$error":"#VALUE!"},{"$f":"IF(K56=\"No\",\"\",IF(O56=\"\",Ynci(P56,N56,R56,T56),YnTr(1,R56,O56,S56,T56,N56)))","v":{"$error":"#VALUE!"}},{"$f":"IF(K56=\"No\",\"\",IF(O56=\"\",Teta1(Y56,P56),\"-\"))","v":{"$error":"#VALUE!"}},{"$f":"IF(K56=\"No\",\"\",IF(O56=\"\",AreaCi(P56,Y56),AreaTr(O56,S56,Y56)))","v":{"$error":"#VALUE!"}},{"$f":"IF(K56=\"No\",\"\",IF(O56=\"\",FrCi(AC56,9.806,Z56,P56),FrTr(AC56,9.806,O56,S56,Y56)))","v":{"$error":"#VALUE!"}},{"$error":"#VALUE!"},null,null,null,null,null,null,null,null,null,null,null,null,null,null,null,0,0,"","","",{"$f":"IF(AD56=\"\",\"\",IF(AE56=1,YcCi(AK56,J56),YcTr(J56,AJ56,AN56)))","v":""},{"$f":"IF(AD56=\"\",\"\",IF(AE56=1,Teta1(AX56,AK56),\"-\"))","v":""},{"$f":"IF(AD56=\"\",\"\",IF(AE56=1,AreaCi(AK56,AX56),AreaTr(AJ56,AN56,AX56)))","v":""},"",{"$f":"IF(AD56=\"\",\"\",IF(AE56=1,Ynci(AK56,J56,AM56,AO56),YnTr(1,AM56,AJ56,AN56,AO56,J56)))","v":""},{"$f":"IF(AD56=\"\",\"\",IF(AE56=1,Teta1(BB56,AK56),\"-\"))","v":""},{"$f":"IF(AD56=\"\",\"\",IF(AE56=1,AreaCi(AK56,BB56),AreaTr(AJ56,AN56,BB56)))","v":""},{"$f":"IF(AD56=\"\",\"\",IF(AE56=1,FrCi(BF56,9.806,BC56,AK56),FrTr(BF56,9.806,AJ56,AN56,BB56)))","v":""},"",{"$f":"IF(AD56=\"\",\"\",IF(AE56=1,LOOKUP(AI56,'Vmáx(material) - Tab.4.3'!$L$2:$L$11,'Vmáx(material) - Tab.4.3'!$M$2:$M$11),LOOKUP(AI56,'Vmáx(material) - Tab.4.3'!$L$15,'Vmáx(material) - Tab.4.3'!$M$15)))","v":""},{"$f":"IF(AD56=\"\",\"\",VLOOKUP($AH56,'Vmáx(material) - Tab.4.3'!$R$35:$X$41,2))","v":""},{"$f":"IF(AD56=\"\",\"\",VLOOKUP($AH56,'Vmáx(material) - Tab.4.3'!$R$35:$X$41,3))","v":""},{"$f":"IF(AD56=\"\",\"\",VLOOKUP($AH56,'Vmáx(material) - Tab.4.3'!$R$35:$X$41,4))","v":""},{"$f":"IF(AD56=\"\",\"\",VLOOKUP($AH56,'Vmáx(material) - Tab.4.3'!$R$35:$X$41,5))","v":""},{"$f":"IF(AD56=\"\",\"\",VLOOKUP($AH56,'Vmáx(material) - Tab.4.3'!$R$35:$X$41,6))","v":""},{"$f":"IF(AD56=\"\",\"\",IF(AD56=\"\",\"\",VLOOKUP($AH56,'Vmáx(material) - Tab.4.3'!$R$35:$X$41,7)))","v":""},{"$f":"IF(AD56=\"\",\"\",IF(AE56=1,FCi(J56,AK56),FTr(J56,AJ56,AK56)))","v":""},"",{"$f":"IF(AD56=\"\",\"\",Hw(BH56,BI56,BJ56,BK56,BL56,BM56,Z,BN56,AO56,AK56))","v":""},"","","","",{"$f":"IF(AD56=\"\",\"\",ho(BT56,AK56,AX56))","v":""},{"$f":"IF(AD56=\"\",\"\",IF(AE56=1,PeriCi(AK56,BB56),PeriTr(AJ56,AN56,BB56)))","v":""},{"$f":"IF(AD56=\"\",\"\",IF(AE56=1,AreaCi(AK56,BB56),AreaTr(AJ56,AN56,BB56)))","v":""},{"$f":"IF(AD56=\"\",\"\",RhCi(BW56,BV56))","v":""},"",{"$f":"IF(AD56=\"\",\"\",hf(AL56,J56,AM56,BW56,BX56))","v":""},{"$f":"IF(AD56=\"\",\"\",LOOKUP(AP56,Tab.4.5!$J$6:$J$27,Tab.4.5!$L$6:$L$27))","v":""},{"$f":"IF(AD56=\"\",\"\",He(CA56,BY56))","v":""},{"$f":"IF(AD56=\"\",\"\",Hs(BY56))","v":""},{"$f":"IF(AD56=\"\",\"\",Hm(BU56,BZ56,CB56,CC56,AL56,AO56))","v":""},"","","","","","",null,null,null,null,null,null,null,null,null,null,null,null,null,null,null,0,0,0,0,0,{"$f":"IF(CK56=\"\",\"\",IF(CL56=1,YcCi(CR56,J56),YcTr(J56,CQ56,CU56)))","v":""},{"$f":"IF(CK56=\"\",\"\",IF(CL56=1,Teta1(DE56,CR56),\"-\"))","v":""},"","",{"$f":"IF(CK56=\"\",\"\",IF(CL56=1,Ynci(CR56,J56,CT56,CV56),YnTr(1,CT56,CQ56,CU56,CV56,J56)))","v":""},{"$f":"IF(CK56=\"\",\"\",IF(CL56=1,Teta1(DI56,CR56),\"-\"))","v":""},{"$f":"IF(CK56=\"\",\"\",IF(CL56=1,AreaCi(CR56,J56),AreaTr(CQ56,CU56,DI56)))","v":""},{"$f":"IF(CK56=\"\",\"\",IF(CL56=1,FrCi(DM56,9.806,DJ56,CR56),FrTr(DM56,9.806,CQ56,CU56,DI56)))","v":""},"",{"$f":"IF(CK56=\"\",\"\",IF(CL56=1,LOOKUP(CP56,'Vmáx(material) - Tab.4.3'!$L$2:$L$11,'Vmáx(material) - Tab.4.3'!$M$2:$M$11),LOOKUP(CP56,'Vmáx(material) - Tab.4.3'!$L$15,'Vmáx(material) - Tab.4.3'!$M$15)))","v":""},{"$f":"IF(CK56=\"\",\"\",VLOOKUP($CO56,'Vmáx(material) - Tab.4.3'!$R$35:$X$41,2))","v":""},{"$f":"IF(CK56=\"\",\"\",VLOOKUP($CO56,'Vmáx(material) - Tab.4.3'!$R$35:$X$41,3))","v":""},{"$f":"IF(CK56=\"\",\"\",VLOOKUP($CO56,'Vmáx(material) - Tab.4.3'!$R$35:$X$41,4))","v":""},{"$f":"IF(CK56=\"\",\"\",VLOOKUP($CO56,'Vmáx(material) - Tab.4.3'!$R$35:$X$41,5))","v":""},{"$f":"IF(CK56=\"\",\"\",VLOOKUP($CO56,'Vmáx(material) - Tab.4.3'!$R$35:$X$41,6))","v":""},{"$f":"IF(CK56=\"\",\"\",IF(CK56=\"\",\"\",VLOOKUP(CO56,'Vmáx(material) - Tab.4.3'!$R$35:$X$41,7)))","v":""},{"$f":"IF(CK56=\"\",\"\",IF(CL56=1,FCi(J56,CR56),FTr(J56,CQ56,CR56)))","v":""},"",{"$f":"IF(CK56=\"\",\"\",Hw(DO56,DP56,DQ56,DR56,DS56,DT56,Z,DU56,CV56,CR56))","v":""},"","","","","",{"$f":"IF(CK56=\"\",\"\",IF(CL56=1,PeriCi(CR56,DI56),PeriTr(CQ56,CU56,DI56)))","v":""},{"$f":"IF(CK56=\"\",\"\",IF(CL56=1,AreaCi(CR56,DI56),AreaTr(CQ56,CU56,DI56)))","v":""},{"$f":"IF(CK56=\"\",\"\",RhCi(DK56,EC56))","v":""},"",{"$f":"IF(CK56=\"\",\"\",hf(CS56,J56,CT56,DK56,EE56))","v":""},{"$f":"IF(CK56=\"\",\"\",LOOKUP(CW56,Tab.4.5!$J$6:$J$27,Tab.4.5!$L$6:$L$27))","v":""},{"$f":"IF(CK56=\"\",\"\",He(EH56,DM56))","v":""},{"$f":"IF(CK56=\"\",\"\",Hs(DM56))","v":""},{"$f":"IF(CK56=\"\",\"\",Hm(EB56,EG56,EI56,EJ56,CS56,CV56))","v":""},"","","","","","","K45+-45000 () ",{"$f":"IF(B56=\"Existe.\",IF(AE56=1,CONCATENATE(#REF!,AK56,\" m.\"),CONCATENATE(#REF!,AJ56,\" m x \",AK56,\" m.\")),IF(CL56=1,CONCATENATE(#REF!,CR56,\" m.\"),CONCATENATE(#REF!,CQ56,\" m x \",CR56,\" m.\")))","v":{"$error":"#REF!"}},"Concreto, L =  m, S = 0 %.","Cota clave eje= 0 msnm.",null,null,null,"","","","","",{"$f":"IF(EV56=\"\",\"\",VLOOKUP(EY56,'Estructura escalonada'!$D$3:$H$953,2))","v":""},"","","","","",""]
[null,null,null,null,null,null,null,null,null,null,null,0,null,0,null,null,null,null,null,null,{"$f":"IF(K57=\"No\",\"\",IF(O57=\"\",YcCi(P57,N57),YcTr(N57,O57,S57)))","v":{"$error":"#VALUE!"}},{"$f":"IF(K57=\"No\",\"\",IF(O57=\"\",Teta1(U57,P57),\"-\"))","v":{"$error":"#VALUE!"}},{"$error":"#VALUE!"},{"$error":"#VALUE!"},{"$f":"IF(K57=\"No\",\"\",IF(O57=\"\",Ynci(P57,N57,R57,T57),YnTr(1,R57,O57,S57,T57,N57)))","v":{"$error":"#VALUE!"}},{"$f":"IF(K57=\"No\",\"\",IF(O57=\"\",Teta1(Y57,P57),\"-\"))","v":{"$error":"#VALUE!"}},{"$f":"IF(K57=\"No\",\"\",IF(O57=\"\",AreaCi(P57,Y57),AreaTr(O57,S57,Y57)))","v":{"$error":"#VALUE!"}},{"$f":"IF(K57=\"No\",\"\",IF(O57=\"\",FrCi(AC57,9.806,Z57,P57),FrTr(AC57,9.806,O57,S57,Y57)))","v":{"$error":"#VALUE!"}},{"$error":"#VALUE!"},null,null,null,null,null,null,null,null,null,null,null,null,null,null,null,0,0,"","","",{"$f":"IF(AD57=\"\",\"\",IF(AE57=1,YcCi(AK57,J57),YcTr(J57,AJ57,AN57)))","v":""},{"$f":"IF(AD57=\"\",\"\",IF(AE57=1,Teta1(AX57,AK57),\"-\"))","v":""},{"$f":"IF(AD57=\"\",\"\",IF(AE57=1,AreaCi(AK57,AX57),AreaTr(AJ57,AN57,AX57)))","v":""},"",{"$f":"IF(AD57=\"\",\"\",IF(AE57=1,Ynci(AK57,J57,AM57,AO57),YnTr(1,AM57,AJ57,AN57,AO57,J57)))","v":""},{"$f":"IF(AD57=\"\",\"\",IF(AE57=1,Teta1(BB57,AK57),\"-\"))","v":""},{"$f":"IF(AD57=\"\",\"\",IF(AE57=1,AreaCi(AK57,BB57),AreaTr(AJ57,AN57,BB57)))","v":""},{"$f":"IF(AD57=\"\",\"\",IF(AE57=1,FrCi(BF57,9.806,BC57,AK57),FrTr(BF57,9.806,AJ57,AN57,BB57)))","v":""},"",{"$f":"IF(AD57=\"\",\"\",IF(AE57=1,LOOKUP(AI57,'Vmáx(material) - Tab.4.3'!$L$2:$L$11,'Vmáx(material) - Tab.4.3'!$M$2:$M$11),LOOKUP(AI57,'Vmáx(material) - Tab.4.3'!$L$15,'Vmáx(material) - Tab.4.3'!$M$15)))","v":""},{"$f":"IF(AD57=\"\",\"\",VLOOKUP($AH57,'Vmáx(material) - Tab.4.3'!$R$35:$X$41,2))","v":""},{"$f":"IF(AD57=\"\",\"\",VLOOKUP($AH57,'Vmáx(material) - Tab.4.3'!$R$35:$X$41,3))","v":""},{"$f":"IF(AD57=\"\",\"\",VLOOKUP($AH57,'Vmáx(material) - Tab.4.3'!$R$35:$X$41,4))","v":""},{"$f":"IF(AD57=\"\",\"\",VLOOKUP($AH57,'Vmáx(material) - Tab.4.3'!$R$35:$X$41,5))","v":""},{"$f":"IF(AD57=\"\",\"\",VLOOKUP($AH57,'Vmáx(material) - Tab.4.3'!$R$35:$X$41,6))","v":""},{"$f":"IF(AD57=\"\",\"\",IF(AD57=\"\",\"\",VLOOKUP($AH57,'Vmáx(material) - Tab.4.3'!$R$35:$X$41,7)))","v":""},{"$f":"IF(AD57=\"\",\"\",IF(AE57=1,FCi(J57,AK57),FTr(J57,AJ57,AK57)))","v":""},"",{"$f":"IF(AD57=\"\",\"\",Hw(BH57,BI57,BJ57,BK57,BL57,BM57,Z,BN57,AO57,AK57))","v":""},"","","","",{"$f":"IF(AD57=\"\",\"\",ho(BT57,AK57,AX57))","v":""},{"$f":"IF(AD57=\"\",\"\",IF(AE57=1,PeriCi(AK57,BB57),PeriTr(AJ57,AN57,BB57)))","v":""},{"$f":"IF(AD57=\"\",\"\",IF(AE57=1,AreaCi(AK57,BB57),AreaTr(AJ57,AN57,BB57)))","v":""},{"$f":"IF(AD57=\"\",\"\",RhCi(BW57,BV57))","v":""},"",{"$f":"IF(AD57=\"\",\"\",hf(AL57,J57,AM57,BW57,BX57))","v":""},{"$f":"IF(AD57=\"\",\"\",LOOKUP(AP57,Tab.4.5!$J$6:$J$27,Tab.4.5!$L$6:$L$27))","v":""},{"$f":"IF(AD57=\"\",\"\",He(CA57,BY57))","v":""},{"$f":"IF(AD57=\"\",\"\",Hs(BY57))","v":""},{"$f":"IF(AD57=\"\",\"\",Hm(BU57,BZ57,CB57,CC57,AL57,AO57))","v":""},"","","","","","",null,null,null,null,null,null,null,null,null,null,null,null,null,null,null,0,0,0,0,0,{"$f":"IF(CK57=\"\",\"\",IF(CL57=1,YcCi(CR57,J57),YcTr(J57,CQ57,CU57)))","v":""},{"$f":"IF(CK57=\"\",\"\",IF(CL57=1,Teta1(DE57,CR57),\"-\"))","v":""},"","",{"$f":"IF(CK57=\"\",\"\",IF(CL57=1,Ynci(CR57,J57,CT57,CV57),YnTr(1,CT57,CQ57,CU57,CV57,J57)))","v":""},{"$f":"IF(CK57=\"\",\"\",IF(CL57=1,Teta1(DI57,CR57),\"-\"))","v":""},{"$f":"IF(CK57=\"\",\"\",IF(CL57=1,AreaCi(CR57,J57),AreaTr(CQ57,CU57,DI57)))","v":""},{"$f":"IF(CK57=\"\",\"\",IF(CL57=1,FrCi(DM57,9.806,DJ57,CR57),FrTr(DM57,9.806,CQ57,CU57,DI57)))","v":""},"",{"$f":"IF(CK57=\"\",\"\",IF(CL57=1,LOOKUP(CP57,'Vmáx(material) - Tab.4.3'!$L$2:$L$11,'Vmáx(material) - Tab.4.3'!$M$2:$M$11),LOOKUP(CP57,'Vmáx(material) - Tab.4.3'!$L$15,'Vmáx(material) - Tab.4.3'!$M$15)))","v":""},{"$f":"IF(CK57=\"\",\"\",VLOOKUP($CO57,'Vmáx(material) - Tab.4.3'!$R$35:$X$41,2))","v":""},{"$f":"IF(CK57=\"\",\"\",VLOOKUP($CO57,'Vmáx(material) - Tab.4.3'!$R$35:$X$41,3))","v":""},{"$f":"IF(CK57=\"\",\"\",VLOOKUP($CO57,'Vmáx(material) - Tab.4.3'!$R$35:$X$41,4))","v":""},{"$f":"IF(CK57=\"\",\"\",VLOOKUP($CO57,'Vmáx(material) - Tab.4.3'!$R$35:$X$41,5))","v":""},{"$f":"IF(CK57=\"\",\"\",VLOOKUP($CO57,'Vmáx(material) - Tab.4.3'!$R$35:$X$41,6))","v":""},{"$f":"IF(CK57=\"\",\"\",IF(CK57=\"\",\"\",VLOOKUP(CO57,'Vmáx(material) - Tab.4.3'!$R$35:$X$41,7)))","v":""},{"$f":"IF(CK57=\"\",\"\",IF(CL57=1,FCi(J57,CR57),FTr(J57,CQ57,CR57)))","v":""},"",{"$f":"IF(CK57=\"\",\"\",Hw(DO57,DP57,DQ57,DR57,DS57,DT57,Z,DU57,CV57,CR57))","v":""},"","","","","",{"$f":"IF(CK57=\"\",\"\",IF(CL57=1,PeriCi(CR57,DI57),PeriTr(CQ57,CU57,DI57)))","v":""},{"$f":"IF(CK57=\"\",\"\",IF(CL57=1,AreaCi(CR57,DI57),AreaTr(CQ57,CU57,DI57)))","v":""},{"$f":"IF(CK57=\"\",\"\",RhCi(DK57,EC57))","v":""},"",{"$f":"IF(CK57=\"\",\"\",hf(CS57,J57,CT57,DK57,EE57))","v":""},{"$f":"IF(CK57=\"\",\"\",LOOKUP(CW57,Tab.4.5!$J$6:$J$27,Tab.4.5!$L$6:$L$27))","v":""},{"$f":"IF(CK57=\"\",\"\",He(EH57,DM57))","v":""},{"$f":"IF(CK57=\"\",\"\",Hs(DM57))","v":""},{"$f":"IF(CK57=\"\",\"\",Hm(EB57,EG57,EI57,EJ57,CS57,CV57))","v":""},"","","","","","","K45+-45000 () ",{"$f":"IF(B57=\"Existe.\",IF(AE57=1,CONCATENATE(#REF!,AK57,\" m.\"),CONCATENATE(#REF!,AJ57,\" m x \",AK57,\" m.\")),IF(CL57=1,CONCATENATE(#REF!,CR57,\" m.\"),CONCATENATE(#REF!,CQ57,\" m x \",CR57,\" m.\")))","v":{"$error":"#REF!"}},"Concreto, L =  m, S = 0 %.","Cota clave eje= 0 msnm.",null,null,null,"","","","","",{"$f":"IF(EV57=\"\",\"\",VLOOKUP(EY57,'Estructura escalonada'!$D$3:$H$953,2))","v":""},"","","","","",""]
[null,null,null,null,null,null,null,null,null,null,null,0,null,0,null,null,null,null,null,null,{"$f":"IF(K58=\"No\",\"\",IF(O58=\"\",YcCi(P58,N58),YcTr(N58,O58,S58)))","v":{"$error":"#VALUE!"}},{"$f":"IF(K58=\"No\",\"\",IF(O58=\"\",Teta1(U58,P58),\"-\"))","v":{"$error":"#VALUE!"}},{"$error":"#VALUE!"},{"$error":"#VALUE!"},{"$f":"IF(K58=\"No\",\"\",IF(O58=\"\",Ynci(P58,N58,R58,T58),YnTr(1,R58,O58,S58,T58,N58)))","v":{"$error":"#VALUE!"}},{"$f":"IF(K58=\"No\",\"\",IF(O58=\"\",Teta1(Y58,P58),\"-\"))","v":{"$error":"#VALUE!"}},{"$f":"IF(K58=\"No\",\"\",IF(O58=\"\",AreaCi(P58,Y58),AreaTr(O58,S58,Y58)))","v":{"$error":"#VALUE!"}},{"$f":"IF(K58=\"No\",\"\",IF(O58=\"\",FrCi(AC58,9.806,Z58,P58),FrTr(AC58,9.806,O58,S58,Y58)))","v":{"$error":"#VALUE!"}},{"$error":"#VALUE!"},null,null,null,null,null,null,null,null,null,null,null,null,null,null,null,0,0,"","","",{"$f":"IF(AD58=\"\",\"\",IF(AE58=1,YcCi(AK58,J58),YcTr(J58,AJ58,AN58)))","v":""},{"$f":"IF(AD58=\"\",\"\",IF(AE58=1,Teta1(AX58,AK58),\"-\"))","v":""},{"$f":"IF(AD58=\"\",\"\",IF(AE58=1,AreaCi(AK58,AX58),AreaTr(AJ58,AN58,AX58)))","v":""},"",{"$f":"IF(AD58=\"\",\"\",IF(AE58=1,Ynci(AK58,J58,AM58,AO58),YnTr(1,AM58,AJ58,AN58,AO58,J58)))","v":""},{"$f":"IF(AD58=\"\",\"\",IF(AE58=1,Teta1(BB58,AK58),\"-\"))","v":""},{"$f":"IF(AD58=\"\",\"\",IF(AE58=1,AreaCi(AK58,BB58),AreaTr(AJ58,AN58,BB58)))","v":""},{"$f":"IF(AD58=\"\",\"\",IF(AE58=1,FrCi(BF58,9.806,BC58,AK58),FrTr(BF58,9.806,AJ58,AN58,BB58)))","v":""},"",{"$f":"IF(AD58=\"\",\"\",IF(AE58=1,LOOKUP(AI58,'Vmáx(material) - Tab.4.3'!$L$2:$L$11,'Vmáx(material) - Tab.4.3'!$M$2:$M$11),LOOKUP(AI58,'Vmáx(material) - Tab.4.3'!$L$15,'Vmáx(material) - Tab.4.3'!$M$15)))","v":""},{"$f":"IF(AD58=\"\",\"\",VLOOKUP($AH58,'Vmáx(material) - Tab.4.3'!$R$35:$X$41,2))","v":""},{"$f":"IF(AD58=\"\",\"\",VLOOKUP($AH58,'Vmáx(material) - Tab.4.3'!$R$35:$X$41,3))","v":""},{"$f":"IF(AD58=\"\",\"\",VLOOKUP($AH58,'Vmáx(material) - Tab.4.3'!$R$35:$X$41,4))","v":""},{"$f":"IF(AD58=\"\",\"\",VLOOKUP($AH58,'Vmáx(material) - Tab.4.3'!$R$35:$X$41,5))","v":""},{"$f":"IF(AD58=\"\",\"\",VLOOKUP($AH58,'Vmáx(material) - Tab.4.3'!$R$35:$X$41,6))","v":""},{"$f":"IF(AD58=\"\",\"\",IF(AD58=\"\",\"\",VLOOKUP($AH58,'Vmáx(material) - Tab.4.3'!$R$35:$X$41,7)))","v":""},{"$f":"IF(AD58=\"\",\"\",IF(AE58=1,FCi(J58,AK58),FTr(J58,AJ58,AK58)))","v":""},"",{"$f":"IF(AD58=\"\",\"\",Hw(BH58,BI58,BJ58,BK58,BL58,BM58,Z,BN58,AO58,AK58))","v":""},"","","","",{"$f":"IF(AD58=\"\",\"\",ho(BT58,AK58,AX58))","v":""},{"$f":"IF(AD58=\"\",\"\",IF(AE58=1,PeriCi(AK58,BB58),PeriTr(AJ58,AN58,BB58)))","v":""},{"$f":"IF(AD58=\"\",\"\",IF(AE58=1,AreaCi(AK58,BB58),AreaTr(AJ58,AN58,BB58)))","v":""},{"$f":"IF(AD58=\"\",\"\",RhCi(BW58,BV58))","v":""},"",{"$f":"IF(AD58=\"\",\"\",hf(AL58,J58,AM58,BW58,BX58))","v":""},{"$f":"IF(AD58=\"\",\"\",LOOKUP(AP58,Tab.4.5!$J$6:$J$27,Tab.4.5!$L$6:$L$27))","v":""},{"$f":"IF(AD58=\"\",\"\",He(CA58,BY58))","v":""},{"$f":"IF(AD58=\"\",\"\",Hs(BY58))","v":""},{"$f":"IF(AD58=\"\",\"\",Hm(BU58,BZ58,CB58,CC58,AL58,AO58))","v":""},"","","","","","",null,null,null,null,null,null,null,null,null,null,null,null,null,null,null,0,0,0,0,0,{"$f":"IF(CK58=\"\",\"\",IF(CL58=1,YcCi(CR58,J58),YcTr(J58,CQ58,CU58)))","v":""},{"$f":"IF(CK58=\"\",\"\",IF(CL58=1,Teta1(DE58,CR58),\"-\"))","v":""},"","",{"$f":"IF(CK58=\"\",\"\",IF(CL58=1,Ynci(CR58,J58,CT58,CV58),YnTr(1,CT58,CQ58,CU58,CV58,J58)))","v":""},{"$f":"IF(CK58=\"\",\"\",IF(CL58=1,Teta1(DI58,CR58),\"-\"))","v":""},{"$f":"IF(CK58=\"\",\"\",IF(CL58=1,AreaCi(CR58,J58),AreaTr(CQ58,CU58,DI58)))","v":""},{"$f":"IF(CK58=\"\",\"\",IF(CL58=1,FrCi(DM58,9.806,DJ58,CR58),FrTr(DM58,9.806,CQ58,CU58,DI58)))","v":""},"",{"$f":"IF(CK58=\"\",\"\",IF(CL58=1,LOOKUP(CP58,'Vmáx(material) - Tab.4.3'!$L$2:$L$11,'Vmáx(material) - Tab.4.3'!$M$2:$M$11),LOOKUP(CP58,'Vmáx(material) - Tab.4.3'!$L$15,'Vmáx(material) - Tab.4.3'!$M$15)))","v":""},{"$f":"IF(CK58=\"\",\"\",VLOOKUP($CO58,'Vmáx(material) - Tab.4.3'!$R$35:$X$41,2))","v":""},{"$f":"IF(CK58=\"\",\"\",VLOOKUP($CO58,'Vmáx(material) - Tab.4.3'!$R$35:$X$41,3))","v":""},{"$f":"IF(CK58=\"\",\"\",VLOOKUP($CO58,'Vmáx(material) - Tab.4.3'!$R$35:$X$41,4))","v":""},{"$f":"IF(CK58=\"\",\"\",VLOOKUP($CO58,'Vmáx(material) - Tab.4.3'!$R$35:$X$41,5))","v":""},{"$f":"IF(CK58=\"\",\"\",VLOOKUP($CO58,'Vmáx(material) - Tab.4.3'!$R$35:$X$41,6))","v":""},{"$f":"IF(CK58=\"\",\"\",IF(CK58=\"\",\"\",VLOOKUP(CO58,'Vmáx(material) - Tab.4.3'!$R$35:$X$41,7)))","v":""},{"$f":"IF(CK58=\"\",\"\",IF(CL58=1,FCi(J58,CR58),FTr(J58,CQ58,CR58)))","v":""},"",{"$f":"IF(CK58=\"\",\"\",Hw(DO58,DP58,DQ58,DR58,DS58,DT58,Z,DU58,CV58,CR58))","v":""},"","","","","",{"$f":"IF(CK58=\"\",\"\",IF(CL58=1,PeriCi(CR58,DI58),PeriTr(CQ58,CU58,DI58)))","v":""},{"$f":"IF(CK58=\"\",\"\",IF(CL58=1,AreaCi(CR58,DI58),AreaTr(CQ58,CU58,DI58)))","v":""},{"$f":"IF(CK58=\"\",\"\",RhCi(DK58,EC58))","v":""},"",{"$f":"IF(CK58=\"\",\"\",hf(CS58,J58,CT58,DK58,EE58))","v":""},{"$f":"IF(CK58=\"\",\"\",LOOKUP(CW58,Tab.4.5!$J$6:$J$27,Tab.4.5!$L$6:$L$27))","v":""},{"$f":"IF(CK58=\"\",\"\",He(EH58,DM58))","v":""},{"$f":"IF(CK58=\"\",\"\",Hs(DM58))","v":""},{"$f":"IF(CK58=\"\",\"\",Hm(EB58,EG58,EI58,EJ58,CS58,CV58))","v":""},"","","","","","","K45+-45000 () ",{"$f":"IF(B58=\"Existe.\",IF(AE58=1,CONCATENATE(#REF!,AK58,\" m.\"),CONCATENATE(#REF!,AJ58,\" m x \",AK58,\" m.\")),IF(CL58=1,CONCATENATE(#REF!,CR58,\" m.\"),CONCATENATE(#REF!,CQ58,\" m x \",CR58,\" m.\")))","v":{"$error":"#REF!"}},"Concreto, L =  m, S = 0 %.","Cota clave eje= 0 msnm.",null,null,null,"","","","","",{"$f":"IF(EV58=\"\",\"\",VLOOKUP(EY58,'Estructura escalonada'!$D$3:$H$953,2))","v":""},"","","","","",""]
[null,null,null,null,null,null,null,null,null,null,null,0,null,0,null,null,null,null,null,null,{"$f":"IF(K59=\"No\",\"\",IF(O59=\"\",YcCi(P59,N59),YcTr(N59,O59,S59)))","v":{"$error":"#VALUE!"}},{"$f":"IF(K59=\"No\",\"\",IF(O59=\"\",Teta1(U59,P59),\"-\"))","v":{"$error":"#VALUE!"}},{"$error":"#VALUE!"},{"$error":"#VALUE!"},{"$f":"IF(K59=\"No\",\"\",IF(O59=\"\",Ynci(P59,N59,R59,T59),YnTr(1,R59,O59,S59,T59,N59)))","v":{"$error":"#VALUE!"}},{"$f":"IF(K59=\"No\",\"\",IF(O59=\"\",Teta1(Y59,P59),\"-\"))","v":{"$error":"#VALUE!"}},{"$f":"IF(K59=\"No\",\"\",IF(O59=\"\",AreaCi(P59,Y59),AreaTr(O59,S59,Y59)))","v":{"$error":"#VALUE!"}},{"$f":"IF(K59=\"No\",\"\",IF(O59=\"\",FrCi(AC59,9.806,Z59,P59),FrTr(AC59,9.806,O59,S59,Y59)))","v":{"$error":"#VALUE!"}},{"$error":"#VALUE!"},null,null,null,null,null,null,null,null,null,null,null,null,null,null,null,0,0,"","","",{"$f":"IF(AD59=\"\",\"\",IF(AE59=1,YcCi(AK59,J59),YcTr(J59,AJ59,AN59)))","v":""},{"$f":"IF(AD59=\"\",\"\",IF(AE59=1,Teta1(AX59,AK59),\"-\"))","v":""},{"$f":"IF(AD59=\"\",\"\",IF(AE59=1,AreaCi(AK59,AX59),AreaTr(AJ59,AN59,AX59)))","v":""},"",{"$f":"IF(AD59=\"\",\"\",IF(AE59=1,Ynci(AK59,J59,AM59,AO59),YnTr(1,AM59,AJ59,AN59,AO59,J59)))","v":""},{"$f":"IF(AD59=\"\",\"\",IF(AE59=1,Teta1(BB59,AK59),\"-\"))","v":""},{"$f":"IF(AD59=\"\",\"\",IF(AE59=1,AreaCi(AK59,BB59),AreaTr(AJ59,AN59,BB59)))","v":""},{"$f":"IF(AD59=\"\",\"\",IF(AE59=1,FrCi(BF59,9.806,BC59,AK59),FrTr(BF59,9.806,AJ59,AN59,BB59)))","v":""},"",{"$f":"IF(AD59=\"\",\"\",IF(AE59=1,LOOKUP(AI59,'Vmáx(material) - Tab.4.3'!$L$2:$L$11,'Vmáx(material) - Tab.4.3'!$M$2:$M$11),LOOKUP(AI59,'Vmáx(material) - Tab.4.3'!$L$15,'Vmáx(material) - Tab.4.3'!$M$15)))","v":""},{"$f":"IF(AD59=\"\",\"\",VLOOKUP($AH59,'Vmáx(material) - Tab.4.3'!$R$35:$X$41,2))","v":""},{"$f":"IF(AD59=\"\",\"\",VLOOKUP($AH59,'Vmáx(material) - Tab.4.3'!$R$35:$X$41,3))","v":""},{"$f":"IF(AD59=\"\",\"\",VLOOKUP($AH59,'Vmáx(material) - Tab.4.3'!$R$35:$X$41,4))","v":""},{"$f":"IF(AD59=\"\",\"\",VLOOKUP($AH59,'Vmáx(material) - Tab.4.3'!$R$35:$X$41,5))","v":""},{"$f":"IF(AD59=\"\",\"\",VLOOKUP($AH59,'Vmáx(material) - Tab.4.3'!$R$35:$X$41,6))","v":""},{"$f":"IF(AD59=\"\",\"\",IF(AD59=\"\",\"\",VLOOKUP($AH59,'Vmáx(material) - Tab.4.3'!$R$35:$X$41,7)))","v":""},{"$f":"IF(AD59=\"\",\"\",IF(AE59=1,FCi(J59,AK59),FTr(J59,AJ59,AK59)))","v":""},"",{"$f":"IF(AD59=\"\",\"\",Hw(BH59,BI59,BJ59,BK59,BL59,BM59,Z,BN59,AO59,AK59))","v":""},"","","","",{"$f":"IF(AD59=\"\",\"\",ho(BT59,AK59,AX59))","v":""},{"$f":"IF(AD59=\"\",\"\",IF(AE59=1,PeriCi(AK59,BB59),PeriTr(AJ59,AN59,BB59)))","v":""},{"$f":"IF(AD59=\"\",\"\",IF(AE59=1,AreaCi(AK59,BB59),AreaTr(AJ59,AN59,BB59)))","v":""},{"$f":"IF(AD59=\"\",\"\",RhCi(BW59,BV59))","v":""},"",{"$f":"IF(AD59=\"\",\"\",hf(AL59,J59,AM59,BW59,BX59))","v":""},{"$f":"IF(AD59=\"\",\"\",LOOKUP(AP59,Tab.4.5!$J$6:$J$27,Tab.4.5!$L$6:$L$27))","v":""},{"$f":"IF(AD59=\"\",\"\",He(CA59,BY59))","v":""},{"$f":"IF(AD59=\"\",\"\",Hs(BY59))","v":""},{"$f":"IF(AD59=\"\",\"\",Hm(BU59,BZ59,CB59,CC59,AL59,AO59))","v":""},"","","","","","",null,null,null,null,null,null,null,null,null,null,null,null,null,null,null,0,0,0,0,0,{"$f":"IF(CK59=\"\",\"\",IF(CL59=1,YcCi(CR59,J59),YcTr(J59,CQ59,CU59)))","v":""},{"$f":"IF(CK59=\"\",\"\",IF(CL59=1,Teta1(DE59,CR59),\"-\"))","v":""},"","",{"$f":"IF(CK59=\"\",\"\",IF(CL59=1,Ynci(CR59,J59,CT59,CV59),YnTr(1,CT59,CQ59,CU59,CV59,J59)))","v":""},{"$f":"IF(CK59=\"\",\"\",IF(CL59=1,Teta1(DI59,CR59),\"-\"))","v":""},{"$f":"IF(CK59=\"\",\"\",IF(CL59=1,AreaCi(CR59,J59),AreaTr(CQ59,CU59,DI59)))","v":""},{"$f":"IF(CK59=\"\",\"\",IF(CL59=1,FrCi(DM59,9.806,DJ59,CR59),FrTr(DM59,9.806,CQ59,CU59,DI59)))","v":""},"",{"$f":"IF(CK59=\"\",\"\",IF(CL59=1,LOOKUP(CP59,'Vmáx(material) - Tab.4.3'!$L$2:$L$11,'Vmáx(material) - Tab.4.3'!$M$2:$M$11),LOOKUP(CP59,'Vmáx(material) - Tab.4.3'!$L$15,'Vmáx(material) - Tab.4.3'!$M$15)))","v":""},{"$f":"IF(CK59=\"\",\"\",VLOOKUP($CO59,'Vmáx(material) - Tab.4.3'!$R$35:$X$41,2))","v":""},{"$f":"IF(CK59=\"\",\"\",VLOOKUP($CO59,'Vmáx(material) - Tab.4.3'!$R$35:$X$41,3))","v":""},{"$f":"IF(CK59=\"\",\"\",VLOOKUP($CO59,'Vmáx(material) - Tab.4.3'!$R$35:$X$41,4))","v":""},{"$f":"IF(CK59=\"\",\"\",VLOOKUP($CO59,'Vmáx(material) - Tab.4.3'!$R$35:$X$41,5))","v":""},{"$f":"IF(CK59=\"\",\"\",VLOOKUP($CO59,'Vmáx(material) - Tab.4.3'!$R$35:$X$41,6))","v":""},{"$f":"IF(CK59=\"\",\"\",IF(CK59=\"\",\"\",VLOOKUP(CO59,'Vmáx(material) - Tab.4.3'!$R$35:$X$41,7)))","v":""},{"$f":"IF(CK59=\"\",\"\",IF(CL59=1,FCi(J59,CR59),FTr(J59,CQ59,CR59)))","v":""},"",{"$f":"IF(CK59=\"\",\"\",Hw(DO59,DP59,DQ59,DR59,DS59,DT59,Z,DU59,CV59,CR59))","v":""},"","","","","",{"$f":"IF(CK59=\"\",\"\",IF(CL59=1,PeriCi(CR59,DI59),PeriTr(CQ59,CU59,DI59)))","v":""},{"$f":"IF(CK59=\"\",\"\",IF(CL59=1,AreaCi(CR59,DI59),AreaTr(CQ59,CU59,DI59)))","v":""},{"$f":"IF(CK59=\"\",\"\",RhCi(DK59,EC59))","v":""},"",{"$f":"IF(CK59=\"\",\"\",hf(CS59,J59,CT59,DK59,EE59))","v":""},{"$f":"IF(CK59=\"\",\"\",LOOKUP(CW59,Tab.4.5!$J$6:$J$27,Tab.4.5!$L$6:$L$27))","v":""},{"$f":"IF(CK59=\"\",\"\",He(EH59,DM59))","v":""},{"$f":"IF(CK59=\"\",\"\",Hs(DM59))","v":""},{"$f":"IF(CK59=\"\",\"\",Hm(EB59,EG59,EI59,EJ59,CS59,CV59))","v":""},"","","","","","","K45+-45000 () ",{"$f":"IF(B59=\"Existe.\",IF(AE59=1,CONCATENATE(#REF!,AK59,\" m.\"),CONCATENATE(#REF!,AJ59,\" m x \",AK59,\" m.\")),IF(CL59=1,CONCATENATE(#REF!,CR59,\" m.\"),CONCATENATE(#REF!,CQ59,\" m x \",CR59,\" m.\")))","v":{"$error":"#REF!"}},"Concreto, L =  m, S = 0 %.","Cota clave eje= 0 msnm.",null,null,null,"","","","","",{"$f":"IF(EV59=\"\",\"\",VLOOKUP(EY59,'Estructura escalonada'!$D$3:$H$953,2))","v":""},"","","","","",""]
[null,null,null,null,null,null,null,null,null,null,null,0,null,0,null,null,null,null,null,null,{"$f":"IF(K60=\"No\",\"\",IF(O60=\"\",YcCi(P60,N60),YcTr(N60,O60,S60)))","v":{"$error":"#VALUE!"}},{"$f":"IF(K60=\"No\",\"\",IF(O60=\"\",Teta1(U60,P60),\"-\"))","v":{"$error":"#VALUE!"}},{"$error":"#VALUE!"},{"$error":"#VALUE!"},{"$f":"IF(K60=\"No\",\"\",IF(O60=\"\",Ynci(P60,N60,R60,T60),YnTr(1,R60,O60,S60,T60,N60)))","v":{"$error":"#VALUE!"}},{"$f":"IF(K60=\"No\",\"\",IF(O60=\"\",Teta1(Y60,P60),\"-\"))","v":{"$error":"#VALUE!"}},{"$f":"IF(K60=\"No\",\"\",IF(O60=\"\",AreaCi(P60,Y60),AreaTr(O60,S60,Y60)))","v":{"$error":"#VALUE!"}},{"$f":"IF(K60=\"No\",\"\",IF(O60=\"\",FrCi(AC60,9.806,Z60,P60),FrTr(AC60,9.806,O60,S60,Y60)))","v":{"$error":"#VALUE!"}},{"$error":"#VALUE!"},null,null,null,null,null,null,null,null,null,null,null,null,null,null,null,0,0,"","","",{"$f":"IF(AD60=\"\",\"\",IF(AE60=1,YcCi(AK60,J60),YcTr(J60,AJ60,AN60)))","v":""},{"$f":"IF(AD60=\"\",\"\",IF(AE60=1,Teta1(AX60,AK60),\"-\"))","v":""},{"$f":"IF(AD60=\"\",\"\",IF(AE60=1,AreaCi(AK60,AX60),AreaTr(AJ60,AN60,AX60)))","v":""},"",{"$f":"IF(AD60=\"\",\"\",IF(AE60=1,Ynci(AK60,J60,AM60,AO60),YnTr(1,AM60,AJ60,AN60,AO60,J60)))","v":""},{"$f":"IF(AD60=\"\",\"\",IF(AE60=1,Teta1(BB60,AK60),\"-\"))","v":""},{"$f":"IF(AD60=\"\",\"\",IF(AE60=1,AreaCi(AK60,BB60),AreaTr(AJ60,AN60,BB60)))","v":""},{"$f":"IF(AD60=\"\",\"\",IF(AE60=1,FrCi(BF60,9.806,BC60,AK60),FrTr(BF60,9.806,AJ60,AN60,BB60)))","v":""},"",{"$f":"IF(AD60=\"\",\"\",IF(AE60=1,LOOKUP(AI60,'Vmáx(material) - Tab.4.3'!$L$2:$L$11,'Vmáx(material) - Tab.4.3'!$M$2:$M$11),LOOKUP(AI60,'Vmáx(material) - Tab.4.3'!$L$15,'Vmáx(material) - Tab.4.3'!$M$15)))","v":""},{"$f":"IF(AD60=\"\",\"\",VLOOKUP($AH60,'Vmáx(material) - Tab.4.3'!$R$35:$X$41,2))","v":""},{"$f":"IF(AD60=\"\",\"\",VLOOKUP($AH60,'Vmáx(material) - Tab.4.3'!$R$35:$X$41,3))","v":""},{"$f":"IF(AD60=\"\",\"\",VLOOKUP($AH60,'Vmáx(material) - Tab.4.3'!$R$35:$X$41,4))","v":""},{"$f":"IF(AD60=\"\",\"\",VLOOKUP($AH60,'Vmáx(material) - Tab.4.3'!$R$35:$X$41,5))","v":""},{"$f":"IF(AD60=\"\",\"\",VLOOKUP($AH60,'Vmáx(material) - Tab.4.3'!$R$35:$X$41,6))","v":""},{"$f":"IF(AD60=\"\",\"\",IF(AD60=\"\",\"\",VLOOKUP($AH60,'Vmáx(material) - Tab.4.3'!$R$35:$X$41,7)))","v":""},{"$f":"IF(AD60=\"\",\"\",IF(AE60=1,FCi(J60,AK60),FTr(J60,AJ60,AK60)))","v":""},"",{"$f":"IF(AD60=\"\",\"\",Hw(BH60,BI60,BJ60,BK60,BL60,BM60,Z,BN60,AO60,AK60))","v":""},"","","","",{"$f":"IF(AD60=\"\",\"\",ho(BT60,AK60,AX60))","v":""},{"$f":"IF(AD60=\"\",\"\",IF(AE60=1,PeriCi(AK60,BB60),PeriTr(AJ60,AN60,BB60)))","v":""},{"$f":"IF(AD60=\"\",\"\",IF(AE60=1,AreaCi(AK60,BB60),AreaTr(AJ60,AN60,BB60)))","v":""},{"$f":"IF(AD60=\"\",\"\",RhCi(BW60,BV60))","v":""},"",{"$f":"IF(AD60=\"\",\"\",hf(AL60,J60,AM60,BW60,BX60))","v":""},{"$f":"IF(AD60=\"\",\"\",LOOKUP(AP60,Tab.4.5!$J$6:$J$27,Tab.4.5!$L$6:$L$27))","v":""},{"$f":"IF(AD60=\"\",\"\",He(CA60,BY60))","v":""},{"$f":"IF(AD60=\"\",\"\",Hs(BY60))","v":""},{"$f":"IF(AD60=\"\",\"\",Hm(BU60,BZ60,CB60,CC60,AL60,AO60))","v":""},"","","","","","",null,null,null,null,null,null,null,null,null,null,null,null,null,null,null,0,0,0,0,0,{"$f":"IF(CK60=\"\",\"\",IF(CL60=1,YcCi(CR60,J60),YcTr(J60,CQ60,CU60)))","v":""},{"$f":"IF(CK60=\"\",\"\",IF(CL60=1,Teta1(DE60,CR60),\"-\"))","v":""},"","",{"$f":"IF(CK60=\"\",\"\",IF(CL60=1,Ynci(CR60,J60,CT60,CV60),YnTr(1,CT60,CQ60,CU60,CV60,J60)))","v":""},{"$f":"IF(CK60=\"\",\"\",IF(CL60=1,Teta1(DI60,CR60),\"-\"))","v":""},{"$f":"IF(CK60=\"\",\"\",IF(CL60=1,AreaCi(CR60,J60),AreaTr(CQ60,CU60,DI60)))","v":""},{"$f":"IF(CK60=\"\",\"\",IF(CL60=1,FrCi(DM60,9.806,DJ60,CR60),FrTr(DM60,9.806,CQ60,CU60,DI60)))","v":""},"",{"$f":"IF(CK60=\"\",\"\",IF(CL60=1,LOOKUP(CP60,'Vmáx(material) - Tab.4.3'!$L$2:$L$11,'Vmáx(material) - Tab.4.3'!$M$2:$M$11),LOOKUP(CP60,'Vmáx(material) - Tab.4.3'!$L$15,'Vmáx(material) - Tab.4.3'!$M$15)))","v":""},{"$f":"IF(CK60=\"\",\"\",VLOOKUP($CO60,'Vmáx(material) - Tab.4.3'!$R$35:$X$41,2))","v":""},{"$f":"IF(CK60=\"\",\"\",VLOOKUP($CO60,'Vmáx(material) - Tab.4.3'!$R$35:$X$41,3))","v":""},{"$f":"IF(CK60=\"\",\"\",VLOOKUP($CO60,'Vmáx(material) - Tab.4.3'!$R$35:$X$41,4))","v":""},{"$f":"IF(CK60=\"\",\"\",VLOOKUP($CO60,'Vmáx(material) - Tab.4.3'!$R$35:$X$41,5))","v":""},{"$f":"IF(CK60=\"\",\"\",VLOOKUP($CO60,'Vmáx(material) - Tab.4.3'!$R$35:$X$41,6))","v":""},{"$f":"IF(CK60=\"\",\"\",IF(CK60=\"\",\"\",VLOOKUP(CO60,'Vmáx(material) - Tab.4.3'!$R$35:$X$41,7)))","v":""},{"$f":"IF(CK60=\"\",\"\",IF(CL60=1,FCi(J60,CR60),FTr(J60,CQ60,CR60)))","v":""},"",{"$f":"IF(CK60=\"\",\"\",Hw(DO60,DP60,DQ60,DR60,DS60,DT60,Z,DU60,CV60,CR60))","v":""},"","","","","",{"$f":"IF(CK60=\"\",\"\",IF(CL60=1,PeriCi(CR60,DI60),PeriTr(CQ60,CU60,DI60)))","v":""},{"$f":"IF(CK60=\"\",\"\",IF(CL60=1,AreaCi(CR60,DI60),AreaTr(CQ60,CU60,DI60)))","v":""},{"$f":"IF(CK60=\"\",\"\",RhCi(DK60,EC60))","v":""},"",{"$f":"IF(CK60=\"\",\"\",hf(CS60,J60,CT60,DK60,EE60))","v":""},{"$f":"IF(CK60=\"\",\"\",LOOKUP(CW60,Tab.4.5!$J$6:$J$27,Tab.4.5!$L$6:$L$27))","v":""},{"$f":"IF(CK60=\"\",\"\",He(EH60,DM60))","v":""},{"$f":"IF(CK60=\"\",\"\",Hs(DM60))","v":""},{"$f":"IF(CK60=\"\",\"\",Hm(EB60,EG60,EI60,EJ60,CS60,CV60))","v":""},"","","","","","","K45+-45000 () ",{"$f":"IF(B60=\"Existe.\",IF(AE60=1,CONCATENATE(#REF!,AK60,\" m.\"),CONCATENATE(#REF!,AJ60,\" m x \",AK60,\" m.\")),IF(CL60=1,CONCATENATE(#REF!,CR60,\" m.\"),CONCATENATE(#REF!,CQ60,\" m x \",CR60,\" m.\")))","v":{"$error":"#REF!"}},"Concreto, L =  m, S = 0 %.","Cota clave eje= 0 msnm.",null,null,null,"","","","","",{"$f":"IF(EV60=\"\",\"\",VLOOKUP(EY60,'Estructura escalonada'!$D$3:$H$953,2))","v":""},"","","","","",""]
[null,null,null,null,null,null,null,null,null,null,null,0,null,0,null,null,null,null,null,null,{"$f":"IF(K61=\"No\",\"\",IF(O61=\"\",YcCi(P61,N61),YcTr(N61,O61,S61)))","v":{"$error":"#VALUE!"}},{"$f":"IF(K61=\"No\",\"\",IF(O61=\"\",Teta1(U61,P61),\"-\"))","v":{"$error":"#VALUE!"}},{"$error":"#VALUE!"},{"$error":"#VALUE!"},{"$f":"IF(K61=\"No\",\"\",IF(O61=\"\",Ynci(P61,N61,R61,T61),YnTr(1,R61,O61,S61,T61,N61)))","v":{"$error":"#VALUE!"}},{"$f":"IF(K61=\"No\",\"\",IF(O61=\"\",Teta1(Y61,P61),\"-\"))","v":{"$error":"#VALUE!"}},{"$f":"IF(K61=\"No\",\"\",IF(O61=\"\",AreaCi(P61,Y61),AreaTr(O61,S61,Y61)))","v":{"$error":"#VALUE!"}},{"$f":"IF(K61=\"No\",\"\",IF(O61=\"\",FrCi(AC61,9.806,Z61,P61),FrTr(AC61,9.806,O61,S61,Y61)))","v":{"$error":"#VALUE!"}},{"$error":"#VALUE!"},null,null,null,null,null,null,null,null,null,null,null,null,null,null,null,0,0,"","","",{"$f":"IF(AD61=\"\",\"\",IF(AE61=1,YcCi(AK61,J61),YcTr(J61,AJ61,AN61)))","v":""},{"$f":"IF(AD61=\"\",\"\",IF(AE61=1,Teta1(AX61,AK61),\"-\"))","v":""},{"$f":"IF(AD61=\"\",\"\",IF(AE61=1,AreaCi(AK61,AX61),AreaTr(AJ61,AN61,AX61)))","v":""},"",{"$f":"IF(AD61=\"\",\"\",IF(AE61=1,Ynci(AK61,J61,AM61,AO61),YnTr(1,AM61,AJ61,AN61,AO61,J61)))","v":""},{"$f":"IF(AD61=\"\",\"\",IF(AE61=1,Teta1(BB61,AK61),\"-\"))","v":""},{"$f":"IF(AD61=\"\",\"\",IF(AE61=1,AreaCi(AK61,BB61),AreaTr(AJ61,AN61,BB61)))","v":""},{"$f":"IF(AD61=\"\",\"\",IF(AE61=1,FrCi(BF61,9.806,BC61,AK61),FrTr(BF61,9.806,AJ61,AN61,BB61)))","v":""},"",{"$f":"IF(AD61=\"\",\"\",IF(AE61=1,LOOKUP(AI61,'Vmáx(material) - Tab.4.3'!$L$2:$L$11,'Vmáx(material) - Tab.4.3'!$M$2:$M$11),LOOKUP(AI61,'Vmáx(material) - Tab.4.3'!$L$15,'Vmáx(material) - Tab.4.3'!$M$15)))","v":""},{"$f":"IF(AD61=\"\",\"\",VLOOKUP($AH61,'Vmáx(material) - Tab.4.3'!$R$35:$X$41,2))","v":""},{"$f":"IF(AD61=\"\",\"\",VLOOKUP($AH61,'Vmáx(material) - Tab.4.3'!$R$35:$X$41,3))","v":""},{"$f":"IF(AD61=\"\",\"\",VLOOKUP($AH61,'Vmáx(material) - Tab.4.3'!$R$35:$X$41,4))","v":""},{"$f":"IF(AD61=\"\",\"\",VLOOKUP($AH61,'Vmáx(material) - Tab.4.3'!$R$35:$X$41,5))","v":""},{"$f":"IF(AD61=\"\",\"\",VLOOKUP($AH61,'Vmáx(material) - Tab.4.3'!$R$35:$X$41,6))","v":""},{"$f":"IF(AD61=\"\",\"\",IF(AD61=\"\",\"\",VLOOKUP($AH61,'Vmáx(material) - Tab.4.3'!$R$35:$X$41,7)))","v":""},{"$f":"IF(AD61=\"\",\"\",IF(AE61=1,FCi(J61,AK61),FTr(J61,AJ61,AK61)))","v":""},"",{"$f":"IF(AD61=\"\",\"\",Hw(BH61,BI61,BJ61,BK61,BL61,BM61,Z,BN61,AO61,AK61))","v":""},"","","","",{"$f":"IF(AD61=\"\",\"\",ho(BT61,AK61,AX61))","v":""},{"$f":"IF(AD61=\"\",\"\",IF(AE61=1,PeriCi(AK61,BB61),PeriTr(AJ61,AN61,BB61)))","v":""},{"$f":"IF(AD61=\"\",\"\",IF(AE61=1,AreaCi(AK61,BB61),AreaTr(AJ61,AN61,BB61)))","v":""},{"$f":"IF(AD61=\"\",\"\",RhCi(BW61,BV61))","v":""},"",{"$f":"IF(AD61=\"\",\"\",hf(AL61,J61,AM61,BW61,BX61))","v":""},{"$f":"IF(AD61=\"\",\"\",LOOKUP(AP61,Tab.4.5!$J$6:$J$27,Tab.4.5!$L$6:$L$27))","v":""},{"$f":"IF(AD61=\"\",\"\",He(CA61,BY61))","v":""},{"$f":"IF(AD61=\"\",\"\",Hs(BY61))","v":""},{"$f":"IF(AD61=\"\",\"\",Hm(BU61,BZ61,CB61,CC61,AL61,AO61))","v":""},"","","","","","",null,null,null,null,null,null,null,null,null,null,null,null,null,null,null,0,0,0,0,0,{"$f":"IF(CK61=\"\",\"\",IF(CL61=1,YcCi(CR61,J61),YcTr(J61,CQ61,CU61)))","v":""},{"$f":"IF(CK61=\"\",\"\",IF(CL61=1,Teta1(DE61,CR61),\"-\"))","v":""},"","",{"$f":"IF(CK61=\"\",\"\",IF(CL61=1,Ynci(CR61,J61,CT61,CV61),YnTr(1,CT61,CQ61,CU61,CV61,J61)))","v":""},{"$f":"IF(CK61=\"\",\"\",IF(CL61=1,Teta1(DI61,CR61),\"-\"))","v":""},{"$f":"IF(CK61=\"\",\"\",IF(CL61=1,AreaCi(CR61,J61),AreaTr(CQ61,CU61,DI61)))","v":""},{"$f":"IF(CK61=\"\",\"\",IF(CL61=1,FrCi(DM61,9.806,DJ61,CR61),FrTr(DM61,9.806,CQ61,CU61,DI61)))","v":""},"",{"$f":"IF(CK61=\"\",\"\",IF(CL61=1,LOOKUP(CP61,'Vmáx(material) - Tab.4.3'!$L$2:$L$11,'Vmáx(material) - Tab.4.3'!$M$2:$M$11),LOOKUP(CP61,'Vmáx(material) - Tab.4.3'!$L$15,'Vmáx(material) - Tab.4.3'!$M$15)))","v":""},{"$f":"IF(CK61=\"\",\"\",VLOOKUP($CO61,'Vmáx(material) - Tab.4.3'!$R$35:$X$41,2))","v":""},{"$f":"IF(CK61=\"\",\"\",VLOOKUP($CO61,'Vmáx(material) - Tab.4.3'!$R$35:$X$41,3))","v":""},{"$f":"IF(CK61=\"\",\"\",VLOOKUP($CO61,'Vmáx(material) - Tab.4.3'!$R$35:$X$41,4))","v":""},{"$f":"IF(CK61=\"\",\"\",VLOOKUP($CO61,'Vmáx(material) - Tab.4.3'!$R$35:$X$41,5))","v":""},{"$f":"IF(CK61=\"\",\"\",VLOOKUP($CO61,'Vmáx(material) - Tab.4.3'!$R$35:$X$41,6))","v":""},{"$f":"IF(CK61=\"\",\"\",IF(CK61=\"\",\"\",VLOOKUP(CO61,'Vmáx(material) - Tab.4.3'!$R$35:$X$41,7)))","v":""},{"$f":"IF(CK61=\"\",\"\",IF(CL61=1,FCi(J61,CR61),FTr(J61,CQ61,CR61)))","v":""},"",{"$f":"IF(CK61=\"\",\"\",Hw(DO61,DP61,DQ61,DR61,DS61,DT61,Z,DU61,CV61,CR61))","v":""},"","","","","",{"$f":"IF(CK61=\"\",\"\",IF(CL61=1,PeriCi(CR61,DI61),PeriTr(CQ61,CU61,DI61)))","v":""},{"$f":"IF(CK61=\"\",\"\",IF(CL61=1,AreaCi(CR61,DI61),AreaTr(CQ61,CU61,DI61)))","v":""},{"$f":"IF(CK61=\"\",\"\",RhCi(DK61,EC61))","v":""},"",{"$f":"IF(CK61=\"\",\"\",hf(CS61,J61,CT61,DK61,EE61))","v":""},{"$f":"IF(CK61=\"\",\"\",LOOKUP(CW61,Tab.4.5!$J$6:$J$27,Tab.4.5!$L$6:$L$27))","v":""},{"$f":"IF(CK61=\"\",\"\",He(EH61,DM61))","v":""},{"$f":"IF(CK61=\"\",\"\",Hs(DM61))","v":""},{"$f":"IF(CK61=\"\",\"\",Hm(EB61,EG61,EI61,EJ61,CS61,CV61))","v":""},"","","","","","","K45+-45000 () ",{"$f":"IF(B61=\"Existe.\",IF(AE61=1,CONCATENATE(#REF!,AK61,\" m.\"),CONCATENATE(#REF!,AJ61,\" m x \",AK61,\" m.\")),IF(CL61=1,CONCATENATE(#REF!,CR61,\" m.\"),CONCATENATE(#REF!,CQ61,\" m x \",CR61,\" m.\")))","v":{"$error":"#REF!"}},"Concreto, L =  m, S = 0 %.","Cota clave eje= 0 msnm.",null,null,null,"","","","","",{"$f":"IF(EV61=\"\",\"\",VLOOKUP(EY61,'Estructura escalonada'!$D$3:$H$953,2))","v":""},"","","","","",""]
[null,null,null,null,null,null,null,null,null,null,null,0,null,0,null,null,null,null,null,null,{"$f":"IF(K62=\"No\",\"\",IF(O62=\"\",YcCi(P62,N62),YcTr(N62,O62,S62)))","v":{"$error":"#VALUE!"}},{"$f":"IF(K62=\"No\",\"\",IF(O62=\"\",Teta1(U62,P62),\"-\"))","v":{"$error":"#VALUE!"}},{"$error":"#VALUE!"},{"$error":"#VALUE!"},{"$f":"IF(K62=\"No\",\"\",IF(O62=\"\",Ynci(P62,N62,R62,T62),YnTr(1,R62,O62,S62,T62,N62)))","v":{"$error":"#VALUE!"}},{"$f":"IF(K62=\"No\",\"\",IF(O62=\"\",Teta1(Y62,P62),\"-\"))","v":{"$error":"#VALUE!"}},{"$f":"IF(K62=\"No\",\"\",IF(O62=\"\",AreaCi(P62,Y62),AreaTr(O62,S62,Y62)))","v":{"$error":"#VALUE!"}},{"$f":"IF(K62=\"No\",\"\",IF(O62=\"\",FrCi(AC62,9.806,Z62,P62),FrTr(AC62,9.806,O62,S62,Y62)))","v":{"$error":"#VALUE!"}},{"$error":"#VALUE!"},null,null,null,null,null,null,null,null,null,null,null,null,null,null,null,0,0,"","","",{"$f":"IF(AD62=\"\",\"\",IF(AE62=1,YcCi(AK62,J62),YcTr(J62,AJ62,AN62)))","v":""},{"$f":"IF(AD62=\"\",\"\",IF(AE62=1,Teta1(AX62,AK62),\"-\"))","v":""},{"$f":"IF(AD62=\"\",\"\",IF(AE62=1,AreaCi(AK62,AX62),AreaTr(AJ62,AN62,AX62)))","v":""},"",{"$f":"IF(AD62=\"\",\"\",IF(AE62=1,Ynci(AK62,J62,AM62,AO62),YnTr(1,AM62,AJ62,AN62,AO62,J62)))","v":""},{"$f":"IF(AD62=\"\",\"\",IF(AE62=1,Teta1(BB62,AK62),\"-\"))","v":""},{"$f":"IF(AD62=\"\",\"\",IF(AE62=1,AreaCi(AK62,BB62),AreaTr(AJ62,AN62,BB62)))","v":""},{"$f":"IF(AD62=\"\",\"\",IF(AE62=1,FrCi(BF62,9.806,BC62,AK62),FrTr(BF62,9.806,AJ62,AN62,BB62)))","v":""},"",{"$f":"IF(AD62=\"\",\"\",IF(AE62=1,LOOKUP(AI62,'Vmáx(material) - Tab.4.3'!$L$2:$L$11,'Vmáx(material) - Tab.4.3'!$M$2:$M$11),LOOKUP(AI62,'Vmáx(material) - Tab.4.3'!$L$15,'Vmáx(material) - Tab.4.3'!$M$15)))","v":""},{"$f":"IF(AD62=\"\",\"\",VLOOKUP($AH62,'Vmáx(material) - Tab.4.3'!$R$35:$X$41,2))","v":""},{"$f":"IF(AD62=\"\",\"\",VLOOKUP($AH62,'Vmáx(material) - Tab.4.3'!$R$35:$X$41,3))","v":""},{"$f":"IF(AD62=\"\",\"\",VLOOKUP($AH62,'Vmáx(material) - Tab.4.3'!$R$35:$X$41,4))","v":""},{"$f":"IF(AD62=\"\",\"\",VLOOKUP($AH62,'Vmáx(material) - Tab.4.3'!$R$35:$X$41,5))","v":""},{"$f":"IF(AD62=\"\",\"\",VLOOKUP($AH62,'Vmáx(material) - Tab.4.3'!$R$35:$X$41,6))","v":""},{"$f":"IF(AD62=\"\",\"\",IF(AD62=\"\",\"\",VLOOKUP($AH62,'Vmáx(material) - Tab.4.3'!$R$35:$X$41,7)))","v":""},{"$f":"IF(AD62=\"\",\"\",IF(AE62=1,FCi(J62,AK62),FTr(J62,AJ62,AK62)))","v":""},"",{"$f":"IF(AD62=\"\",\"\",Hw(BH62,BI62,BJ62,BK62,BL62,BM62,Z,BN62,AO62,AK62))","v":""},"","","","",{"$f":"IF(AD62=\"\",\"\",ho(BT62,AK62,AX62))","v":""},{"$f":"IF(AD62=\"\",\"\",IF(AE62=1,PeriCi(AK62,BB62),PeriTr(AJ62,AN62,BB62)))","v":""},{"$f":"IF(AD62=\"\",\"\",IF(AE62=1,AreaCi(AK62,BB62),AreaTr(AJ62,AN62,BB62)))","v":""},{"$f":"IF(AD62=\"\",\"\",RhCi(BW62,BV62))","v":""},"",{"$f":"IF(AD62=\"\",\"\",hf(AL62,J62,AM62,BW62,BX62))","v":""},{"$f":"IF(AD62=\"\",\"\",LOOKUP(AP62,Tab.4.5!$J$6:$J$27,Tab.4.5!$L$6:$L$27))","v":""},{"$f":"IF(AD62=\"\",\"\",He(CA62,BY62))","v":""},{"$f":"IF(AD62=\"\",\"\",Hs(BY62))","v":""},{"$f":"IF(AD62=\"\",\"\",Hm(BU62,BZ62,CB62,CC62,AL62,AO62))","v":""},"","","","","","",null,null,null,null,null,null,null,null,null,null,null,null,null,null,null,0,0,0,0,0,{"$f":"IF(CK62=\"\",\"\",IF(CL62=1,YcCi(CR62,J62),YcTr(J62,CQ62,CU62)))","v":""},{"$f":"IF(CK62=\"\",\"\",IF(CL62=1,Teta1(DE62,CR62),\"-\"))","v":""},"","",{"$f":"IF(CK62=\"\",\"\",IF(CL62=1,Ynci(CR62,J62,CT62,CV62),YnTr(1,CT62,CQ62,CU62,CV62,J62)))","v":""},{"$f":"IF(CK62=\"\",\"\",IF(CL62=1,Teta1(DI62,CR62),\"-\"))","v":""},{"$f":"IF(CK62=\"\",\"\",IF(CL62=1,AreaCi(CR62,J62),AreaTr(CQ62,CU62,DI62)))","v":""},{"$f":"IF(CK62=\"\",\"\",IF(CL62=1,FrCi(DM62,9.806,DJ62,CR62),FrTr(DM62,9.806,CQ62,CU62,DI62)))","v":""},"",{"$f":"IF(CK62=\"\",\"\",IF(CL62=1,LOOKUP(CP62,'Vmáx(material) - Tab.4.3'!$L$2:$L$11,'Vmáx(material) - Tab.4.3'!$M$2:$M$11),LOOKUP(CP62,'Vmáx(material) - Tab.4.3'!$L$15,'Vmáx(material) - Tab.4.3'!$M$15)))","v":""},{"$f":"IF(CK62=\"\",\"\",VLOOKUP($CO62,'Vmáx(material) - Tab.4.3'!$R$35:$X$41,2))","v":""},{"$f":"IF(CK62=\"\",\"\",VLOOKUP($CO62,'Vmáx(material) - Tab.4.3'!$R$35:$X$41,3))","v":""},{"$f":"IF(CK62=\"\",\"\",VLOOKUP($CO62,'Vmáx(material) - Tab.4.3'!$R$35:$X$41,4))","v":""},{"$f":"IF(CK62=\"\",\"\",VLOOKUP($CO62,'Vmáx(material) - Tab.4.3'!$R$35:$X$41,5))","v":""},{"$f":"IF(CK62=\"\",\"\",VLOOKUP($CO62,'Vmáx(material) - Tab.4.3'!$R$35:$X$41,6))","v":""},{"$f":"IF(CK62=\"\",\"\",IF(CK62=\"\",\"\",VLOOKUP(CO62,'Vmáx(material) - Tab.4.3'!$R$35:$X$41,7)))","v":""},{"$f":"IF(CK62=\"\",\"\",IF(CL62=1,FCi(J62,CR62),FTr(J62,CQ62,CR62)))","v":""},"",{"$f":"IF(CK62=\"\",\"\",Hw(DO62,DP62,DQ62,DR62,DS62,DT62,Z,DU62,CV62,CR62))","v":""},"","","","","",{"$f":"IF(CK62=\"\",\"\",IF(CL62=1,PeriCi(CR62,DI62),PeriTr(CQ62,CU62,DI62)))","v":""},{"$f":"IF(CK62=\"\",\"\",IF(CL62=1,AreaCi(CR62,DI62),AreaTr(CQ62,CU62,DI62)))","v":""},{"$f":"IF(CK62=\"\",\"\",RhCi(DK62,EC62))","v":""},"",{"$f":"IF(CK62=\"\",\"\",hf(CS62,J62,CT62,DK62,EE62))","v":""},{"$f":"IF(CK62=\"\",\"\",LOOKUP(CW62,Tab.4.5!$J$6:$J$27,Tab.4.5!$L$6:$L$27))","v":""},{"$f":"IF(CK62=\"\",\"\",He(EH62,DM62))","v":""},{"$f":"IF(CK62=\"\",\"\",Hs(DM62))","v":""},{"$f":"IF(CK62=\"\",\"\",Hm(EB62,EG62,EI62,EJ62,CS62,CV62))","v":""},"","","","","","","K45+-45000 () ",{"$f":"IF(B62=\"Existe.\",IF(AE62=1,CONCATENATE(#REF!,AK62,\" m.\"),CONCATENATE(#REF!,AJ62,\" m x \",AK62,\" m.\")),IF(CL62=1,CONCATENATE(#REF!,CR62,\" m.\"),CONCATENATE(#REF!,CQ62,\" m x \",CR62,\" m.\")))","v":{"$error":"#REF!"}},"Concreto, L =  m, S = 0 %.","Cota clave eje= 0 msnm.",null,null,null,"","","","","",{"$f":"IF(EV62=\"\",\"\",VLOOKUP(EY62,'Estructura escalonada'!$D$3:$H$953,2))","v":""},"","","","","",""]
[null,null,null,null,null,null,null,null,null,null,null,0,null,0,null,null,null,null,null,null,{"$f":"IF(K63=\"No\",\"\",IF(O63=\"\",YcCi(P63,N63),YcTr(N63,O63,S63)))","v":{"$error":"#VALUE!"}},{"$f":"IF(K63=\"No\",\"\",IF(O63=\"\",Teta1(U63,P63),\"-\"))","v":{"$error":"#VALUE!"}},{"$error":"#VALUE!"},{"$error":"#VALUE!"},{"$f":"IF(K63=\"No\",\"\",IF(O63=\"\",Ynci(P63,N63,R63,T63),YnTr(1,R63,O63,S63,T63,N63)))","v":{"$error":"#VALUE!"}},{"$f":"IF(K63=\"No\",\"\",IF(O63=\"\",Teta1(Y63,P63),\"-\"))","v":{"$error":"#VALUE!"}},{"$f":"IF(K63=\"No\",\"\",IF(O63=\"\",AreaCi(P63,Y63),AreaTr(O63,S63,Y63)))","v":{"$error":"#VALUE!"}},{"$f":"IF(K63=\"No\",\"\",IF(O63=\"\",FrCi(AC63,9.806,Z63,P63),FrTr(AC63,9.806,O63,S63,Y63)))","v":{"$error":"#VALUE!"}},{"$error":"#VALUE!"},null,null,null,null,null,null,null,null,null,null,null,null,null,null,null,0,0,"","","",{"$f":"IF(AD63=\"\",\"\",IF(AE63=1,YcCi(AK63,J63),YcTr(J63,AJ63,AN63)))","v":""},{"$f":"IF(AD63=\"\",\"\",IF(AE63=1,Teta1(AX63,AK63),\"-\"))","v":""},{"$f":"IF(AD63=\"\",\"\",IF(AE63=1,AreaCi(AK63,AX63),AreaTr(AJ63,AN63,AX63)))","v":""},"",{"$f":"IF(AD63=\"\",\"\",IF(AE63=1,Ynci(AK63,J63,AM63,AO63),YnTr(1,AM63,AJ63,AN63,AO63,J63)))","v":""},{"$f":"IF(AD63=\"\",\"\",IF(AE63=1,Teta1(BB63,AK63),\"-\"))","v":""},{"$f":"IF(AD63=\"\",\"\",IF(AE63=1,AreaCi(AK63,BB63),AreaTr(AJ63,AN63,BB63)))","v":""},{"$f":"IF(AD63=\"\",\"\",IF(AE63=1,FrCi(BF63,9.806,BC63,AK63),FrTr(BF63,9.806,AJ63,AN63,BB63)))","v":""},"",{"$f":"IF(AD63=\"\",\"\",IF(AE63=1,LOOKUP(AI63,'Vmáx(material) - Tab.4.3'!$L$2:$L$11,'Vmáx(material) - Tab.4.3'!$M$2:$M$11),LOOKUP(AI63,'Vmáx(material) - Tab.4.3'!$L$15,'Vmáx(material) - Tab.4.3'!$M$15)))","v":""},{"$f":"IF(AD63=\"\",\"\",VLOOKUP($AH63,'Vmáx(material) - Tab.4.3'!$R$35:$X$41,2))","v":""},{"$f":"IF(AD63=\"\",\"\",VLOOKUP($AH63,'Vmáx(material) - Tab.4.3'!$R$35:$X$41,3))","v":""},{"$f":"IF(AD63=\"\",\"\",VLOOKUP($AH63,'Vmáx(material) - Tab.4.3'!$R$35:$X$41,4))","v":""},{"$f":"IF(AD63=\"\",\"\",VLOOKUP($AH63,'Vmáx(material) - Tab.4.3'!$R$35:$X$41,5))","v":""},{"$f":"IF(AD63=\"\",\"\",VLOOKUP($AH63,'Vmáx(material) - Tab.4.3'!$R$35:$X$41,6))","v":""},{"$f":"IF(AD63=\"\",\"\",IF(AD63=\"\",\"\",VLOOKUP($AH63,'Vmáx(material) - Tab.4.3'!$R$35:$X$41,7)))","v":""},{"$f":"IF(AD63=\"\",\"\",IF(AE63=1,FCi(J63,AK63),FTr(J63,AJ63,AK63)))","v":""},"",{"$f":"IF(AD63=\"\",\"\",Hw(BH63,BI63,BJ63,BK63,BL63,BM63,Z,BN63,AO63,AK63))","v":""},"","","","",{"$f":"IF(AD63=\"\",\"\",ho(BT63,AK63,AX63))","v":""},{"$f":"IF(AD63=\"\",\"\",IF(AE63=1,PeriCi(AK63,BB63),PeriTr(AJ63,AN63,BB63)))","v":""},{"$f":"IF(AD63=\"\",\"\",IF(AE63=1,AreaCi(AK63,BB63),AreaTr(AJ63,AN63,BB63)))","v":""},{"$f":"IF(AD63=\"\",\"\",RhCi(BW63,BV63))","v":""},"",{"$f":"IF(AD63=\"\",\"\",hf(AL63,J63,AM63,BW63,BX63))","v":""},{"$f":"IF(AD63=\"\",\"\",LOOKUP(AP63,Tab.4.5!$J$6:$J$27,Tab.4.5!$L$6:$L$27))","v":""},{"$f":"IF(AD63=\"\",\"\",He(CA63,BY63))","v":""},{"$f":"IF(AD63=\"\",\"\",Hs(BY63))","v":""},{"$f":"IF(AD63=\"\",\"\",Hm(BU63,BZ63,CB63,CC63,AL63,AO63))","v":""},"","","","","","",null,null,null,null,null,null,null,null,null,null,null,null,null,null,null,0,0,0,0,0,{"$f":"IF(CK63=\"\",\"\",IF(CL63=1,YcCi(CR63,J63),YcTr(J63,CQ63,CU63)))","v":""},{"$f":"IF(CK63=\"\",\"\",IF(CL63=1,Teta1(DE63,CR63),\"-\"))","v":""},"","",{"$f":"IF(CK63=\"\",\"\",IF(CL63=1,Ynci(CR63,J63,CT63,CV63),YnTr(1,CT63,CQ63,CU63,CV63,J63)))","v":""},{"$f":"IF(CK63=\"\",\"\",IF(CL63=1,Teta1(DI63,CR63),\"-\"))","v":""},{"$f":"IF(CK63=\"\",\"\",IF(CL63=1,AreaCi(CR63,J63),AreaTr(CQ63,CU63,DI63)))","v":""},{"$f":"IF(CK63=\"\",\"\",IF(CL63=1,FrCi(DM63,9.806,DJ63,CR63),FrTr(DM63,9.806,CQ63,CU63,DI63)))","v":""},"",{"$f":"IF(CK63=\"\",\"\",IF(CL63=1,LOOKUP(CP63,'Vmáx(material) - Tab.4.3'!$L$2:$L$11,'Vmáx(material) - Tab.4.3'!$M$2:$M$11),LOOKUP(CP63,'Vmáx(material) - Tab.4.3'!$L$15,'Vmáx(material) - Tab.4.3'!$M$15)))","v":""},{"$f":"IF(CK63=\"\",\"\",VLOOKUP($CO63,'Vmáx(material) - Tab.4.3'!$R$35:$X$41,2))","v":""},{"$f":"IF(CK63=\"\",\"\",VLOOKUP($CO63,'Vmáx(material) - Tab.4.3'!$R$35:$X$41,3))","v":""},{"$f":"IF(CK63=\"\",\"\",VLOOKUP($CO63,'Vmáx(material) - Tab.4.3'!$R$35:$X$41,4))","v":""},{"$f":"IF(CK63=\"\",\"\",VLOOKUP($CO63,'Vmáx(material) - Tab.4.3'!$R$35:$X$41,5))","v":""},{"$f":"IF(CK63=\"\",\"\",VLOOKUP($CO63,'Vmáx(material) - Tab.4.3'!$R$35:$X$41,6))","v":""},{"$f":"IF(CK63=\"\",\"\",IF(CK63=\"\",\"\",VLOOKUP(CO63,'Vmáx(material) - Tab.4.3'!$R$35:$X$41,7)))","v":""},{"$f":"IF(CK63=\"\",\"\",IF(CL63=1,FCi(J63,CR63),FTr(J63,CQ63,CR63)))","v":""},"",{"$f":"IF(CK63=\"\",\"\",Hw(DO63,DP63,DQ63,DR63,DS63,DT63,Z,DU63,CV63,CR63))","v":""},"","","","","",{"$f":"IF(CK63=\"\",\"\",IF(CL63=1,PeriCi(CR63,DI63),PeriTr(CQ63,CU63,DI63)))","v":""},{"$f":"IF(CK63=\"\",\"\",IF(CL63=1,AreaCi(CR63,DI63),AreaTr(CQ63,CU63,DI63)))","v":""},{"$f":"IF(CK63=\"\",\"\",RhCi(DK63,EC63))","v":""},"",{"$f":"IF(CK63=\"\",\"\",hf(CS63,J63,CT63,DK63,EE63))","v":""},{"$f":"IF(CK63=\"\",\"\",LOOKUP(CW63,Tab.4.5!$J$6:$J$27,Tab.4.5!$L$6:$L$27))","v":""},{"$f":"IF(CK63=\"\",\"\",He(EH63,DM63))","v":""},{"$f":"IF(CK63=\"\",\"\",Hs(DM63))","v":""},{"$f":"IF(CK63=\"\",\"\",Hm(EB63,EG63,EI63,EJ63,CS63,CV63))","v":""},"","","","","","","K45+-45000 () ",{"$f":"IF(B63=\"Existe.\",IF(AE63=1,CONCATENATE(#REF!,AK63,\" m.\"),CONCATENATE(#REF!,AJ63,\" m x \",AK63,\" m.\")),IF(CL63=1,CONCATENATE(#REF!,CR63,\" m.\"),CONCATENATE(#REF!,CQ63,\" m x \",CR63,\" m.\")))","v":{"$error":"#REF!"}},"Concreto, L =  m, S = 0 %.","Cota clave eje= 0 msnm.",null,null,null,"","","","","",{"$f":"IF(EV63=\"\",\"\",VLOOKUP(EY63,'Estructura escalonada'!$D$3:$H$953,2))","v":""},"","","","","",""]
[null,null,null,null,null,null,null,null,null,null,null,0,null,0,null,null,null,null,null,null,{"$f":"IF(K64=\"No\",\"\",IF(O64=\"\",YcCi(P64,N64),YcTr(N64,O64,S64)))","v":{"$error":"#VALUE!"}},{"$f":"IF(K64=\"No\",\"\",IF(O64=\"\",Teta1(U64,P64),\"-\"))","v":{"$error":"#VALUE!"}},{"$error":"#VALUE!"},{"$error":"#VALUE!"},{"$f":"IF(K64=\"No\",\"\",IF(O64=\"\",Ynci(P64,N64,R64,T64),YnTr(1,R64,O64,S64,T64,N64)))","v":{"$error":"#VALUE!"}},{"$f":"IF(K64=\"No\",\"\",IF(O64=\"\",Teta1(Y64,P64),\"-\"))","v":{"$error":"#VALUE!"}},{"$f":"IF(K64=\"No\",\"\",IF(O64=\"\",AreaCi(P64,Y64),AreaTr(O64,S64,Y64)))","v":{"$error":"#VALUE!"}},{"$f":"IF(K64=\"No\",\"\",IF(O64=\"\",FrCi(AC64,9.806,Z64,P64),FrTr(AC64,9.806,O64,S64,Y64)))","v":{"$error":"#VALUE!"}},{"$error":"#VALUE!"},null,null,null,null,null,null,null,null,null,null,null,null,null,null,null,0,0,"","","",{"$f":"IF(AD64=\"\",\"\",IF(AE64=1,YcCi(AK64,J64),YcTr(J64,AJ64,AN64)))","v":""},{"$f":"IF(AD64=\"\",\"\",IF(AE64=1,Teta1(AX64,AK64),\"-\"))","v":""},{"$f":"IF(AD64=\"\",\"\",IF(AE64=1,AreaCi(AK64,AX64),AreaTr(AJ64,AN64,AX64)))","v":""},"",{"$f":"IF(AD64=\"\",\"\",IF(AE64=1,Ynci(AK64,J64,AM64,AO64),YnTr(1,AM64,AJ64,AN64,AO64,J64)))","v":""},{"$f":"IF(AD64=\"\",\"\",IF(AE64=1,Teta1(BB64,AK64),\"-\"))","v":""},{"$f":"IF(AD64=\"\",\"\",IF(AE64=1,AreaCi(AK64,BB64),AreaTr(AJ64,AN64,BB64)))","v":""},{"$f":"IF(AD64=\"\",\"\",IF(AE64=1,FrCi(BF64,9.806,BC64,AK64),FrTr(BF64,9.806,AJ64,AN64,BB64)))","v":""},"",{"$f":"IF(AD64=\"\",\"\",IF(AE64=1,LOOKUP(AI64,'Vmáx(material) - Tab.4.3'!$L$2:$L$11,'Vmáx(material) - Tab.4.3'!$M$2:$M$11),LOOKUP(AI64,'Vmáx(material) - Tab.4.3'!$L$15,'Vmáx(material) - Tab.4.3'!$M$15)))","v":""},{"$f":"IF(AD64=\"\",\"\",VLOOKUP($AH64,'Vmáx(material) - Tab.4.3'!$R$35:$X$41,2))","v":""},{"$f":"IF(AD64=\"\",\"\",VLOOKUP($AH64,'Vmáx(material) - Tab.4.3'!$R$35:$X$41,3))","v":""},{"$f":"IF(AD64=\"\",\"\",VLOOKUP($AH64,'Vmáx(material) - Tab.4.3'!$R$35:$X$41,4))","v":""},{"$f":"IF(AD64=\"\",\"\",VLOOKUP($AH64,'Vmáx(material) - Tab.4.3'!$R$35:$X$41,5))","v":""},{"$f":"IF(AD64=\"\",\"\",VLOOKUP($AH64,'Vmáx(material) - Tab.4.3'!$R$35:$X$41,6))","v":""},{"$f":"IF(AD64=\"\",\"\",IF(AD64=\"\",\"\",VLOOKUP($AH64,'Vmáx(material) - Tab.4.3'!$R$35:$X$41,7)))","v":""},{"$f":"IF(AD64=\"\",\"\",IF(AE64=1,FCi(J64,AK64),FTr(J64,AJ64,AK64)))","v":""},"",{"$f":"IF(AD64=\"\",\"\",Hw(BH64,BI64,BJ64,BK64,BL64,BM64,Z,BN64,AO64,AK64))","v":""},"","","","",{"$f":"IF(AD64=\"\",\"\",ho(BT64,AK64,AX64))","v":""},{"$f":"IF(AD64=\"\",\"\",IF(AE64=1,PeriCi(AK64,BB64),PeriTr(AJ64,AN64,BB64)))","v":""},{"$f":"IF(AD64=\"\",\"\",IF(AE64=1,AreaCi(AK64,BB64),AreaTr(AJ64,AN64,BB64)))","v":""},{"$f":"IF(AD64=\"\",\"\",RhCi(BW64,BV64))","v":""},"",{"$f":"IF(AD64=\"\",\"\",hf(AL64,J64,AM64,BW64,BX64))","v":""},{"$f":"IF(AD64=\"\",\"\",LOOKUP(AP64,Tab.4.5!$J$6:$J$27,Tab.4.5!$L$6:$L$27))","v":""},{"$f":"IF(AD64=\"\",\"\",He(CA64,BY64))","v":""},{"$f":"IF(AD64=\"\",\"\",Hs(BY64))","v":""},{"$f":"IF(AD64=\"\",\"\",Hm(BU64,BZ64,CB64,CC64,AL64,AO64))","v":""},"","","","","","",null,null,null,null,null,null,null,null,null,null,null,null,null,null,null,0,0,0,0,0,{"$f":"IF(CK64=\"\",\"\",IF(CL64=1,YcCi(CR64,J64),YcTr(J64,CQ64,CU64)))","v":""},{"$f":"IF(CK64=\"\",\"\",IF(CL64=1,Teta1(DE64,CR64),\"-\"))","v":""},"","",{"$f":"IF(CK64=\"\",\"\",IF(CL64=1,Ynci(CR64,J64,CT64,CV64),YnTr(1,CT64,CQ64,CU64,CV64,J64)))","v":""},{"$f":"IF(CK64=\"\",\"\",IF(CL64=1,Teta1(DI64,CR64),\"-\"))","v":""},{"$f":"IF(CK64=\"\",\"\",IF(CL64=1,AreaCi(CR64,J64),AreaTr(CQ64,CU64,DI64)))","v":""},{"$f":"IF(CK64=\"\",\"\",IF(CL64=1,FrCi(DM64,9.806,DJ64,CR64),FrTr(DM64,9.806,CQ64,CU64,DI64)))","v":""},"",{"$f":"IF(CK64=\"\",\"\",IF(CL64=1,LOOKUP(CP64,'Vmáx(material) - Tab.4.3'!$L$2:$L$11,'Vmáx(material) - Tab.4.3'!$M$2:$M$11),LOOKUP(CP64,'Vmáx(material) - Tab.4.3'!$L$15,'Vmáx(material) - Tab.4.3'!$M$15)))","v":""},{"$f":"IF(CK64=\"\",\"\",VLOOKUP($CO64,'Vmáx(material) - Tab.4.3'!$R$35:$X$41,2))","v":""},{"$f":"IF(CK64=\"\",\"\",VLOOKUP($CO64,'Vmáx(material) - Tab.4.3'!$R$35:$X$41,3))","v":""},{"$f":"IF(CK64=\"\",\"\",VLOOKUP($CO64,'Vmáx(material) - Tab.4.3'!$R$35:$X$41,4))","v":""},{"$f":"IF(CK64=\"\",\"\",VLOOKUP($CO64,'Vmáx(material) - Tab.4.3'!$R$35:$X$41,5))","v":""},{"$f":"IF(CK64=\"\",\"\",VLOOKUP($CO64,'Vmáx(material) - Tab.4.3'!$R$35:$X$41,6))","v":""},{"$f":"IF(CK64=\"\",\"\",IF(CK64=\"\",\"\",VLOOKUP(CO64,'Vmáx(material) - Tab.4.3'!$R$35:$X$41,7)))","v":""},{"$f":"IF(CK64=\"\",\"\",IF(CL64=1,FCi(J64,CR64),FTr(J64,CQ64,CR64)))","v":""},"",{"$f":"IF(CK64=\"\",\"\",Hw(DO64,DP64,DQ64,DR64,DS64,DT64,Z,DU64,CV64,CR64))","v":""},"","","","","",{"$f":"IF(CK64=\"\",\"\",IF(CL64=1,PeriCi(CR64,DI64),PeriTr(CQ64,CU64,DI64)))","v":""},{"$f":"IF(CK64=\"\",\"\",IF(CL64=1,AreaCi(CR64,DI64),AreaTr(CQ64,CU64,DI64)))","v":""},{"$f":"IF(CK64=\"\",\"\",RhCi(DK64,EC64))","v":""},"",{"$f":"IF(CK64=\"\",\"\",hf(CS64,J64,CT64,DK64,EE64))","v":""},{"$f":"IF(CK64=\"\",\"\",LOOKUP(CW64,Tab.4.5!$J$6:$J$27,Tab.4.5!$L$6:$L$27))","v":""},{"$f":"IF(CK64=\"\",\"\",He(EH64,DM64))","v":""},{"$f":"IF(CK64=\"\",\"\",Hs(DM64))","v":""},{"$f":"IF(CK64=\"\",\"\",Hm(EB64,EG64,EI64,EJ64,CS64,CV64))","v":""},"","","","","","","K45+-45000 () ",{"$f":"IF(B64=\"Existe.\",IF(AE64=1,CONCATENATE(#REF!,AK64,\" m.\"),CONCATENATE(#REF!,AJ64,\" m x \",AK64,\" m.\")),IF(CL64=1,CONCATENATE(#REF!,CR64,\" m.\"),CONCATENATE(#REF!,CQ64,\" m x \",CR64,\" m.\")))","v":{"$error":"#REF!"}},"Concreto, L =  m, S = 0 %.","Cota clave eje= 0 msnm.",null,null,null,"","","","","",{"$f":"IF(EV64=\"\",\"\",VLOOKUP(EY64,'Estructura escalonada'!$D$3:$H$953,2))","v":""},"","","","","",""]
[null,null,null,null,null,null,null,null,null,null,null,0,null,0,null,null,null,null,null,null,{"$f":"IF(K65=\"No\",\"\",IF(O65=\"\",YcCi(P65,N65),YcTr(N65,O65,S65)))","v":{"$error":"#VALUE!"}},{"$f":"IF(K65=\"No\",\"\",IF(O65=\"\",Teta1(U65,P65),\"-\"))","v":{"$error":"#VALUE!"}},{"$error":"#VALUE!"},{"$error":"#VALUE!"},{"$f":"IF(K65=\"No\",\"\",IF(O65=\"\",Ynci(P65,N65,R65,T65),YnTr(1,R65,O65,S65,T65,N65)))","v":{"$error":"#VALUE!"}},{"$f":"IF(K65=\"No\",\"\",IF(O65=\"\",Teta1(Y65,P65),\"-\"))","v":{"$error":"#VALUE!"}},{"$f":"IF(K65=\"No\",\"\",IF(O65=\"\",AreaCi(P65,Y65),AreaTr(O65,S65,Y65)))","v":{"$error":"#VALUE!"}},{"$f":"IF(K65=\"No\",\"\",IF(O65=\"\",FrCi(AC65,9.806,Z65,P65),FrTr(AC65,9.806,O65,S65,Y65)))","v":{"$error":"#VALUE!"}},{"$error":"#VALUE!"},null,null,null,null,null,null,null,null,null,null,null,null,null,null,null,0,0,"","","",{"$f":"IF(AD65=\"\",\"\",IF(AE65=1,YcCi(AK65,J65),YcTr(J65,AJ65,AN65)))","v":""},{"$f":"IF(AD65=\"\",\"\",IF(AE65=1,Teta1(AX65,AK65),\"-\"))","v":""},{"$f":"IF(AD65=\"\",\"\",IF(AE65=1,AreaCi(AK65,AX65),AreaTr(AJ65,AN65,AX65)))","v":""},"",{"$f":"IF(AD65=\"\",\"\",IF(AE65=1,Ynci(AK65,J65,AM65,AO65),YnTr(1,AM65,AJ65,AN65,AO65,J65)))","v":""},{"$f":"IF(AD65=\"\",\"\",IF(AE65=1,Teta1(BB65,AK65),\"-\"))","v":""},{"$f":"IF(AD65=\"\",\"\",IF(AE65=1,AreaCi(AK65,BB65),AreaTr(AJ65,AN65,BB65)))","v":""},{"$f":"IF(AD65=\"\",\"\",IF(AE65=1,FrCi(BF65,9.806,BC65,AK65),FrTr(BF65,9.806,AJ65,AN65,BB65)))","v":""},"",{"$f":"IF(AD65=\"\",\"\",IF(AE65=1,LOOKUP(AI65,'Vmáx(material) - Tab.4.3'!$L$2:$L$11,'Vmáx(material) - Tab.4.3'!$M$2:$M$11),LOOKUP(AI65,'Vmáx(material) - Tab.4.3'!$L$15,'Vmáx(material) - Tab.4.3'!$M$15)))","v":""},{"$f":"IF(AD65=\"\",\"\",VLOOKUP($AH65,'Vmáx(material) - Tab.4.3'!$R$35:$X$41,2))","v":""},{"$f":"IF(AD65=\"\",\"\",VLOOKUP($AH65,'Vmáx(material) - Tab.4.3'!$R$35:$X$41,3))","v":""},{"$f":"IF(AD65=\"\",\"\",VLOOKUP($AH65,'Vmáx(material) - Tab.4.3'!$R$35:$X$41,4))","v":""},{"$f":"IF(AD65=\"\",\"\",VLOOKUP($AH65,'Vmáx(material) - Tab.4.3'!$R$35:$X$41,5))","v":""},{"$f":"IF(AD65=\"\",\"\",VLOOKUP($AH65,'Vmáx(material) - Tab.4.3'!$R$35:$X$41,6))","v":""},{"$f":"IF(AD65=\"\",\"\",IF(AD65=\"\",\"\",VLOOKUP($AH65,'Vmáx(material) - Tab.4.3'!$R$35:$X$41,7)))","v":""},{"$f":"IF(AD65=\"\",\"\",IF(AE65=1,FCi(J65,AK65),FTr(J65,AJ65,AK65)))","v":""},"",{"$f":"IF(AD65=\"\",\"\",Hw(BH65,BI65,BJ65,BK65,BL65,BM65,Z,BN65,AO65,AK65))","v":""},"","","","",{"$f":"IF(AD65=\"\",\"\",ho(BT65,AK65,AX65))","v":""},{"$f":"IF(AD65=\"\",\"\",IF(AE65=1,PeriCi(AK65,BB65),PeriTr(AJ65,AN65,BB65)))","v":""},{"$f":"IF(AD65=\"\",\"\",IF(AE65=1,AreaCi(AK65,BB65),AreaTr(AJ65,AN65,BB65)))","v":""},{"$f":"IF(AD65=\"\",\"\",RhCi(BW65,BV65))","v":""},"",{"$f":"IF(AD65=\"\",\"\",hf(AL65,J65,AM65,BW65,BX65))","v":""},{"$f":"IF(AD65=\"\",\"\",LOOKUP(AP65,Tab.4.5!$J$6:$J$27,Tab.4.5!$L$6:$L$27))","v":""},{"$f":"IF(AD65=\"\",\"\",He(CA65,BY65))","v":""},{"$f":"IF(AD65=\"\",\"\",Hs(BY65))","v":""},{"$f":"IF(AD65=\"\",\"\",Hm(BU65,BZ65,CB65,CC65,AL65,AO65))","v":""},"","","","","","",null,null,null,null,null,null,null,null,null,null,null,null,null,null,null,0,0,0,0,0,{"$f":"IF(CK65=\"\",\"\",IF(CL65=1,YcCi(CR65,J65),YcTr(J65,CQ65,CU65)))","v":""},{"$f":"IF(CK65=\"\",\"\",IF(CL65=1,Teta1(DE65,CR65),\"-\"))","v":""},"","",{"$f":"IF(CK65=\"\",\"\",IF(CL65=1,Ynci(CR65,J65,CT65,CV65),YnTr(1,CT65,CQ65,CU65,CV65,J65)))","v":""},{"$f":"IF(CK65=\"\",\"\",IF(CL65=1,Teta1(DI65,CR65),\"-\"))","v":""},{"$f":"IF(CK65=\"\",\"\",IF(CL65=1,AreaCi(CR65,J65),AreaTr(CQ65,CU65,DI65)))","v":""},{"$f":"IF(CK65=\"\",\"\",IF(CL65=1,FrCi(DM65,9.806,DJ65,CR65),FrTr(DM65,9.806,CQ65,CU65,DI65)))","v":""},"",{"$f":"IF(CK65=\"\",\"\",IF(CL65=1,LOOKUP(CP65,'Vmáx(material) - Tab.4.3'!$L$2:$L$11,'Vmáx(material) - Tab.4.3'!$M$2:$M$11),LOOKUP(CP65,'Vmáx(material) - Tab.4.3'!$L$15,'Vmáx(material) - Tab.4.3'!$M$15)))","v":""},{"$f":"IF(CK65=\"\",\"\",VLOOKUP($CO65,'Vmáx(material) - Tab.4.3'!$R$35:$X$41,2))","v":""},{"$f":"IF(CK65=\"\",\"\",VLOOKUP($CO65,'Vmáx(material) - Tab.4.3'!$R$35:$X$41,3))","v":""},{"$f":"IF(CK65=\"\",\"\",VLOOKUP($CO65,'Vmáx(material) - Tab.4.3'!$R$35:$X$41,4))","v":""},{"$f":"IF(CK65=\"\",\"\",VLOOKUP($CO65,'Vmáx(material) - Tab.4.3'!$R$35:$X$41,5))","v":""},{"$f":"IF(CK65=\"\",\"\",VLOOKUP($CO65,'Vmáx(material) - Tab.4.3'!$R$35:$X$41,6))","v":""},{"$f":"IF(CK65=\"\",\"\",IF(CK65=\"\",\"\",VLOOKUP(CO65,'Vmáx(material) - Tab.4.3'!$R$35:$X$41,7)))","v":""},{"$f":"IF(CK65=\"\",\"\",IF(CL65=1,FCi(J65,CR65),FTr(J65,CQ65,CR65)))","v":""},"",{"$f":"IF(CK65=\"\",\"\",Hw(DO65,DP65,DQ65,DR65,DS65,DT65,Z,DU65,CV65,CR65))","v":""},"","","","","",{"$f":"IF(CK65=\"\",\"\",IF(CL65=1,PeriCi(CR65,DI65),PeriTr(CQ65,CU65,DI65)))","v":""},{"$f":"IF(CK65=\"\",\"\",IF(CL65=1,AreaCi(CR65,DI65),AreaTr(CQ65,CU65,DI65)))","v":""},{"$f":"IF(CK65=\"\",\"\",RhCi(DK65,EC65))","v":""},"",{"$f":"IF(CK65=\"\",\"\",hf(CS65,J65,CT65,DK65,EE65))","v":""},{"$f":"IF(CK65=\"\",\"\",LOOKUP(CW65,Tab.4.5!$J$6:$J$27,Tab.4.5!$L$6:$L$27))","v":""},{"$f":"IF(CK65=\"\",\"\",He(EH65,DM65))","v":""},{"$f":"IF(CK65=\"\",\"\",Hs(DM65))","v":""},{"$f":"IF(CK65=\"\",\"\",Hm(EB65,EG65,EI65,EJ65,CS65,CV65))","v":""},"","","","","","","K45+-45000 () ",{"$f":"IF(B65=\"Existe.\",IF(AE65=1,CONCATENATE(#REF!,AK65,\" m.\"),CONCATENATE(#REF!,AJ65,\" m x \",AK65,\" m.\")),IF(CL65=1,CONCATENATE(#REF!,CR65,\" m.\"),CONCATENATE(#REF!,CQ65,\" m x \",CR65,\" m.\")))","v":{"$error":"#REF!"}},"Concreto, L =  m, S = 0 %.","Cota clave eje= 0 msnm.",null,null,null,"","","","","",{"$f":"IF(EV65=\"\",\"\",VLOOKUP(EY65,'Estructura escalonada'!$D$3:$H$953,2))","v":""},"","","","","",""]
[null,null,null,null,null,null,null,null,null,null,null,0,null,0,null,null,null,null,null,null,{"$f":"IF(K66=\"No\",\"\",IF(O66=\"\",YcCi(P66,N66),YcTr(N66,O66,S66)))","v":{"$error":"#VALUE!"}},{"$f":"IF(K66=\"No\",\"\",IF(O66=\"\",Teta1(U66,P66),\"-\"))","v":{"$error":"#VALUE!"}},{"$error":"#VALUE!"},{"$error":"#VALUE!"},{"$f":"IF(K66=\"No\",\"\",IF(O66=\"\",Ynci(P66,N66,R66,T66),YnTr(1,R66,O66,S66,T66,N66)))","v":{"$error":"#VALUE!"}},{"$f":"IF(K66=\"No\",\"\",IF(O66=\"\",Teta1(Y66,P66),\"-\"))","v":{"$error":"#VALUE!"}},{"$f":"IF(K66=\"No\",\"\",IF(O66=\"\",AreaCi(P66,Y66),AreaTr(O66,S66,Y66)))","v":{"$error":"#VALUE!"}},{"$f":"IF(K66=\"No\",\"\",IF(O66=\"\",FrCi(AC66,9.806,Z66,P66),FrTr(AC66,9.806,O66,S66,Y66)))","v":{"$error":"#VALUE!"}},{"$error":"#VALUE!"},null,null,null,null,null,null,null,null,null,null,null,null,null,null,null,0,0,"","","",{"$f":"IF(AD66=\"\",\"\",IF(AE66=1,YcCi(AK66,J66),YcTr(J66,AJ66,AN66)))","v":""},{"$f":"IF(AD66=\"\",\"\",IF(AE66=1,Teta1(AX66,AK66),\"-\"))","v":""},{"$f":"IF(AD66=\"\",\"\",IF(AE66=1,AreaCi(AK66,AX66),AreaTr(AJ66,AN66,AX66)))","v":""},"",{"$f":"IF(AD66=\"\",\"\",IF(AE66=1,Ynci(AK66,J66,AM66,AO66),YnTr(1,AM66,AJ66,AN66,AO66,J66)))","v":""},{"$f":"IF(AD66=\"\",\"\",IF(AE66=1,Teta1(BB66,AK66),\"-\"))","v":""},{"$f":"IF(AD66=\"\",\"\",IF(AE66=1,AreaCi(AK66,BB66),AreaTr(AJ66,AN66,BB66)))","v":""},{"$f":"IF(AD66=\"\",\"\",IF(AE66=1,FrCi(BF66,9.806,BC66,AK66),FrTr(BF66,9.806,AJ66,AN66,BB66)))","v":""},"",{"$f":"IF(AD66=\"\",\"\",IF(AE66=1,LOOKUP(AI66,'Vmáx(material) - Tab.4.3'!$L$2:$L$11,'Vmáx(material) - Tab.4.3'!$M$2:$M$11),LOOKUP(AI66,'Vmáx(material) - Tab.4.3'!$L$15,'Vmáx(material) - Tab.4.3'!$M$15)))","v":""},{"$f":"IF(AD66=\"\",\"\",VLOOKUP($AH66,'Vmáx(material) - Tab.4.3'!$R$35:$X$41,2))","v":""},{"$f":"IF(AD66=\"\",\"\",VLOOKUP($AH66,'Vmáx(material) - Tab.4.3'!$R$35:$X$41,3))","v":""},{"$f":"IF(AD66=\"\",\"\",VLOOKUP($AH66,'Vmáx(material) - Tab.4.3'!$R$35:$X$41,4))","v":""},{"$f":"IF(AD66=\"\",\"\",VLOOKUP($AH66,'Vmáx(material) - Tab.4.3'!$R$35:$X$41,5))","v":""},{"$f":"IF(AD66=\"\",\"\",VLOOKUP($AH66,'Vmáx(material) - Tab.4.3'!$R$35:$X$41,6))","v":""},{"$f":"IF(AD66=\"\",\"\",IF(AD66=\"\",\"\",VLOOKUP($AH66,'Vmáx(material) - Tab.4.3'!$R$35:$X$41,7)))","v":""},{"$f":"IF(AD66=\"\",\"\",IF(AE66=1,FCi(J66,AK66),FTr(J66,AJ66,AK66)))","v":""},"",{"$f":"IF(AD66=\"\",\"\",Hw(BH66,BI66,BJ66,BK66,BL66,BM66,Z,BN66,AO66,AK66))","v":""},"","","","",{"$f":"IF(AD66=\"\",\"\",ho(BT66,AK66,AX66))","v":""},{"$f":"IF(AD66=\"\",\"\",IF(AE66=1,PeriCi(AK66,BB66),PeriTr(AJ66,AN66,BB66)))","v":""},{"$f":"IF(AD66=\"\",\"\",IF(AE66=1,AreaCi(AK66,BB66),AreaTr(AJ66,AN66,BB66)))","v":""},{"$f":"IF(AD66=\"\",\"\",RhCi(BW66,BV66))","v":""},"",{"$f":"IF(AD66=\"\",\"\",hf(AL66,J66,AM66,BW66,BX66))","v":""},{"$f":"IF(AD66=\"\",\"\",LOOKUP(AP66,Tab.4.5!$J$6:$J$27,Tab.4.5!$L$6:$L$27))","v":""},{"$f":"IF(AD66=\"\",\"\",He(CA66,BY66))","v":""},{"$f":"IF(AD66=\"\",\"\",Hs(BY66))","v":""},{"$f":"IF(AD66=\"\",\"\",Hm(BU66,BZ66,CB66,CC66,AL66,AO66))","v":""},"","","","","","",null,null,null,null,null,null,null,null,null,null,null,null,null,null,null,0,0,0,0,0,{"$f":"IF(CK66=\"\",\"\",IF(CL66=1,YcCi(CR66,J66),YcTr(J66,CQ66,CU66)))","v":""},{"$f":"IF(CK66=\"\",\"\",IF(CL66=1,Teta1(DE66,CR66),\"-\"))","v":""},"","",{"$f":"IF(CK66=\"\",\"\",IF(CL66=1,Ynci(CR66,J66,CT66,CV66),YnTr(1,CT66,CQ66,CU66,CV66,J66)))","v":""},{"$f":"IF(CK66=\"\",\"\",IF(CL66=1,Teta1(DI66,CR66),\"-\"))","v":""},{"$f":"IF(CK66=\"\",\"\",IF(CL66=1,AreaCi(CR66,J66),AreaTr(CQ66,CU66,DI66)))","v":""},{"$f":"IF(CK66=\"\",\"\",IF(CL66=1,FrCi(DM66,9.806,DJ66,CR66),FrTr(DM66,9.806,CQ66,CU66,DI66)))","v":""},"",{"$f":"IF(CK66=\"\",\"\",IF(CL66=1,LOOKUP(CP66,'Vmáx(material) - Tab.4.3'!$L$2:$L$11,'Vmáx(material) - Tab.4.3'!$M$2:$M$11),LOOKUP(CP66,'Vmáx(material) - Tab.4.3'!$L$15,'Vmáx(material) - Tab.4.3'!$M$15)))","v":""},{"$f":"IF(CK66=\"\",\"\",VLOOKUP($CO66,'Vmáx(material) - Tab.4.3'!$R$35:$X$41,2))","v":""},{"$f":"IF(CK66=\"\",\"\",VLOOKUP($CO66,'Vmáx(material) - Tab.4.3'!$R$35:$X$41,3))","v":""},{"$f":"IF(CK66=\"\",\"\",VLOOKUP($CO66,'Vmáx(material) - Tab.4.3'!$R$35:$X$41,4))","v":""},{"$f":"IF(CK66=\"\",\"\",VLOOKUP($CO66,'Vmáx(material) - Tab.4.3'!$R$35:$X$41,5))","v":""},{"$f":"IF(CK66=\"\",\"\",VLOOKUP($CO66,'Vmáx(material) - Tab.4.3'!$R$35:$X$41,6))","v":""},{"$f":"IF(CK66=\"\",\"\",IF(CK66=\"\",\"\",VLOOKUP(CO66,'Vmáx(material) - Tab.4.3'!$R$35:$X$41,7)))","v":""},{"$f":"IF(CK66=\"\",\"\",IF(CL66=1,FCi(J66,CR66),FTr(J66,CQ66,CR66)))","v":""},"",{"$f":"IF(CK66=\"\",\"\",Hw(DO66,DP66,DQ66,DR66,DS66,DT66,Z,DU66,CV66,CR66))","v":""},"","","","","",{"$f":"IF(CK66=\"\",\"\",IF(CL66=1,PeriCi(CR66,DI66),PeriTr(CQ66,CU66,DI66)))","v":""},{"$f":"IF(CK66=\"\",\"\",IF(CL66=1,AreaCi(CR66,DI66),AreaTr(CQ66,CU66,DI66)))","v":""},{"$f":"IF(CK66=\"\",\"\",RhCi(DK66,EC66))","v":""},"",{"$f":"IF(CK66=\"\",\"\",hf(CS66,J66,CT66,DK66,EE66))","v":""},{"$f":"IF(CK66=\"\",\"\",LOOKUP(CW66,Tab.4.5!$J$6:$J$27,Tab.4.5!$L$6:$L$27))","v":""},{"$f":"IF(CK66=\"\",\"\",He(EH66,DM66))","v":""},{"$f":"IF(CK66=\"\",\"\",Hs(DM66))","v":""},{"$f":"IF(CK66=\"\",\"\",Hm(EB66,EG66,EI66,EJ66,CS66,CV66))","v":""},"","","","","","","K45+-45000 () ",{"$f":"IF(B66=\"Existe.\",IF(AE66=1,CONCATENATE(#REF!,AK66,\" m.\"),CONCATENATE(#REF!,AJ66,\" m x \",AK66,\" m.\")),IF(CL66=1,CONCATENATE(#REF!,CR66,\" m.\"),CONCATENATE(#REF!,CQ66,\" m x \",CR66,\" m.\")))","v":{"$error":"#REF!"}},"Concreto, L =  m, S = 0 %.","Cota clave eje= 0 msnm.",null,null,null,"","","","","",{"$f":"IF(EV66=\"\",\"\",VLOOKUP(EY66,'Estructura escalonada'!$D$3:$H$953,2))","v":""},"","","","","",""]
[null,null,null,null,null,null,null,null,null,null,null,0,null,0,null,null,null,null,null,null,{"$f":"IF(K67=\"No\",\"\",IF(O67=\"\",YcCi(P67,N67),YcTr(N67,O67,S67)))","v":{"$error":"#VALUE!"}},{"$f":"IF(K67=\"No\",\"\",IF(O67=\"\",Teta1(U67,P67),\"-\"))","v":{"$error":"#VALUE!"}},{"$error":"#VALUE!"},{"$error":"#VALUE!"},{"$f":"IF(K67=\"No\",\"\",IF(O67=\"\",Ynci(P67,N67,R67,T67),YnTr(1,R67,O67,S67,T67,N67)))","v":{"$error":"#VALUE!"}},{"$f":"IF(K67=\"No\",\"\",IF(O67=\"\",Teta1(Y67,P67),\"-\"))","v":{"$error":"#VALUE!"}},{"$f":"IF(K67=\"No\",\"\",IF(O67=\"\",AreaCi(P67,Y67),AreaTr(O67,S67,Y67)))","v":{"$error":"#VALUE!"}},{"$f":"IF(K67=\"No\",\"\",IF(O67=\"\",FrCi(AC67,9.806,Z67,P67),FrTr(AC67,9.806,O67,S67,Y67)))","v":{"$error":"#VALUE!"}},{"$error":"#VALUE!"},null,null,null,null,null,null,null,null,null,null,null,null,null,null,null,0,0,"","","",{"$f":"IF(AD67=\"\",\"\",IF(AE67=1,YcCi(AK67,J67),YcTr(J67,AJ67,AN67)))","v":""},{"$f":"IF(AD67=\"\",\"\",IF(AE67=1,Teta1(AX67,AK67),\"-\"))","v":""},{"$f":"IF(AD67=\"\",\"\",IF(AE67=1,AreaCi(AK67,AX67),AreaTr(AJ67,AN67,AX67)))","v":""},"",{"$f":"IF(AD67=\"\",\"\",IF(AE67=1,Ynci(AK67,J67,AM67,AO67),YnTr(1,AM67,AJ67,AN67,AO67,J67)))","v":""},{"$f":"IF(AD67=\"\",\"\",IF(AE67=1,Teta1(BB67,AK67),\"-\"))","v":""},{"$f":"IF(AD67=\"\",\"\",IF(AE67=1,AreaCi(AK67,BB67),AreaTr(AJ67,AN67,BB67)))","v":""},{"$f":"IF(AD67=\"\",\"\",IF(AE67=1,FrCi(BF67,9.806,BC67,AK67),FrTr(BF67,9.806,AJ67,AN67,BB67)))","v":""},"",{"$f":"IF(AD67=\"\",\"\",IF(AE67=1,LOOKUP(AI67,'Vmáx(material) - Tab.4.3'!$L$2:$L$11,'Vmáx(material) - Tab.4.3'!$M$2:$M$11),LOOKUP(AI67,'Vmáx(material) - Tab.4.3'!$L$15,'Vmáx(material) - Tab.4.3'!$M$15)))","v":""},{"$f":"IF(AD67=\"\",\"\",VLOOKUP($AH67,'Vmáx(material) - Tab.4.3'!$R$35:$X$41,2))","v":""},{"$f":"IF(AD67=\"\",\"\",VLOOKUP($AH67,'Vmáx(material) - Tab.4.3'!$R$35:$X$41,3))","v":""},{"$f":"IF(AD67=\"\",\"\",VLOOKUP($AH67,'Vmáx(material) - Tab.4.3'!$R$35:$X$41,4))","v":""},{"$f":"IF(AD67=\"\",\"\",VLOOKUP($AH67,'Vmáx(material) - Tab.4.3'!$R$35:$X$41,5))","v":""},{"$f":"IF(AD67=\"\",\"\",VLOOKUP($AH67,'Vmáx(material) - Tab.4.3'!$R$35:$X$41,6))","v":""},{"$f":"IF(AD67=\"\",\"\",IF(AD67=\"\",\"\",VLOOKUP($AH67,'Vmáx(material) - Tab.4.3'!$R$35:$X$41,7)))","v":""},{"$f":"IF(AD67=\"\",\"\",IF(AE67=1,FCi(J67,AK67),FTr(J67,AJ67,AK67)))","v":""},"",{"$f":"IF(AD67=\"\",\"\",Hw(BH67,BI67,BJ67,BK67,BL67,BM67,Z,BN67,AO67,AK67))","v":""},"","","","",{"$f":"IF(AD67=\"\",\"\",ho(BT67,AK67,AX67))","v":""},{"$f":"IF(AD67=\"\",\"\",IF(AE67=1,PeriCi(AK67,BB67),PeriTr(AJ67,AN67,BB67)))","v":""},{"$f":"IF(AD67=\"\",\"\",IF(AE67=1,AreaCi(AK67,BB67),AreaTr(AJ67,AN67,BB67)))","v":""},{"$f":"IF(AD67=\"\",\"\",RhCi(BW67,BV67))","v":""},"",{"$f":"IF(AD67=\"\",\"\",hf(AL67,J67,AM67,BW67,BX67))","v":""},{"$f":"IF(AD67=\"\",\"\",LOOKUP(AP67,Tab.4.5!$J$6:$J$27,Tab.4.5!$L$6:$L$27))","v":""},{"$f":"IF(AD67=\"\",\"\",He(CA67,BY67))","v":""},{"$f":"IF(AD67=\"\",\"\",Hs(BY67))","v":""},{"$f":"IF(AD67=\"\",\"\",Hm(BU67,BZ67,CB67,CC67,AL67,AO67))","v":""},"","","","","","",null,null,null,null,null,null,null,null,null,null,null,null,null,null,null,0,0,0,0,0,{"$f":"IF(CK67=\"\",\"\",IF(CL67=1,YcCi(CR67,J67),YcTr(J67,CQ67,CU67)))","v":""},{"$f":"IF(CK67=\"\",\"\",IF(CL67=1,Teta1(DE67,CR67),\"-\"))","v":""},"","",{"$f":"IF(CK67=\"\",\"\",IF(CL67=1,Ynci(CR67,J67,CT67,CV67),YnTr(1,CT67,CQ67,CU67,CV67,J67)))","v":""},{"$f":"IF(CK67=\"\",\"\",IF(CL67=1,Teta1(DI67,CR67),\"-\"))","v":""},{"$f":"IF(CK67=\"\",\"\",IF(CL67=1,AreaCi(CR67,J67),AreaTr(CQ67,CU67,DI67)))","v":""},{"$f":"IF(CK67=\"\",\"\",IF(CL67=1,FrCi(DM67,9.806,DJ67,CR67),FrTr(DM67,9.806,CQ67,CU67,DI67)))","v":""},"",{"$f":"IF(CK67=\"\",\"\",IF(CL67=1,LOOKUP(CP67,'Vmáx(material) - Tab.4.3'!$L$2:$L$11,'Vmáx(material) - Tab.4.3'!$M$2:$M$11),LOOKUP(CP67,'Vmáx(material) - Tab.4.3'!$L$15,'Vmáx(material) - Tab.4.3'!$M$15)))","v":""},{"$f":"IF(CK67=\"\",\"\",VLOOKUP($CO67,'Vmáx(material) - Tab.4.3'!$R$35:$X$41,2))","v":""},{"$f":"IF(CK67=\"\",\"\",VLOOKUP($CO67,'Vmáx(material) - Tab.4.3'!$R$35:$X$41,3))","v":""},{"$f":"IF(CK67=\"\",\"\",VLOOKUP($CO67,'Vmáx(material) - Tab.4.3'!$R$35:$X$41,4))","v":""},{"$f":"IF(CK67=\"\",\"\",VLOOKUP($CO67,'Vmáx(material) - Tab.4.3'!$R$35:$X$41,5))","v":""},{"$f":"IF(CK67=\"\",\"\",VLOOKUP($CO67,'Vmáx(material) - Tab.4.3'!$R$35:$X$41,6))","v":""},{"$f":"IF(CK67=\"\",\"\",IF(CK67=\"\",\"\",VLOOKUP(CO67,'Vmáx(material) - Tab.4.3'!$R$35:$X$41,7)))","v":""},{"$f":"IF(CK67=\"\",\"\",IF(CL67=1,FCi(J67,CR67),FTr(J67,CQ67,CR67)))","v":""},"",{"$f":"IF(CK67=\"\",\"\",Hw(DO67,DP67,DQ67,DR67,DS67,DT67,Z,DU67,CV67,CR67))","v":""},"","","","","",{"$f":"IF(CK67=\"\",\"\",IF(CL67=1,PeriCi(CR67,DI67),PeriTr(CQ67,CU67,DI67)))","v":""},{"$f":"IF(CK67=\"\",\"\",IF(CL67=1,AreaCi(CR67,DI67),AreaTr(CQ67,CU67,DI67)))","v":""},{"$f":"IF(CK67=\"\",\"\",RhCi(DK67,EC67))","v":""},"",{"$f":"IF(CK67=\"\",\"\",hf(CS67,J67,CT67,DK67,EE67))","v":""},{"$f":"IF(CK67=\"\",\"\",LOOKUP(CW67,Tab.4.5!$J$6:$J$27,Tab.4.5!$L$6:$L$27))","v":""},{"$f":"IF(CK67=\"\",\"\",He(EH67,DM67))","v":""},{"$f":"IF(CK67=\"\",\"\",Hs(DM67))","v":""},{"$f":"IF(CK67=\"\",\"\",Hm(EB67,EG67,EI67,EJ67,CS67,CV67))","v":""},"","","","","","","K45+-45000 () ",{"$f":"IF(B67=\"Existe.\",IF(AE67=1,CONCATENATE(#REF!,AK67,\" m.\"),CONCATENATE(#REF!,AJ67,\" m x \",AK67,\" m.\")),IF(CL67=1,CONCATENATE(#REF!,CR67,\" m.\"),CONCATENATE(#REF!,CQ67,\" m x \",CR67,\" m.\")))","v":{"$error":"#REF!"}},"Concreto, L =  m, S = 0 %.","Cota clave eje= 0 msnm.",null,null,null,"","","","","",{"$f":"IF(EV67=\"\",\"\",VLOOKUP(EY67,'Estructura escalonada'!$D$3:$H$953,2))","v":""},"","","","","",""]
[null,null,null,null,null,null,null,null,null,null,null,0,null,0,null,null,null,null,null,null,{"$f":"IF(K68=\"No\",\"\",IF(O68=\"\",YcCi(P68,N68),YcTr(N68,O68,S68)))","v":{"$error":"#VALUE!"}},{"$f":"IF(K68=\"No\",\"\",IF(O68=\"\",Teta1(U68,P68),\"-\"))","v":{"$error":"#VALUE!"}},{"$error":"#VALUE!"},{"$error":"#VALUE!"},{"$f":"IF(K68=\"No\",\"\",IF(O68=\"\",Ynci(P68,N68,R68,T68),YnTr(1,R68,O68,S68,T68,N68)))","v":{"$error":"#VALUE!"}},{"$f":"IF(K68=\"No\",\"\",IF(O68=\"\",Teta1(Y68,P68),\"-\"))","v":{"$error":"#VALUE!"}},{"$f":"IF(K68=\"No\",\"\",IF(O68=\"\",AreaCi(P68,Y68),AreaTr(O68,S68,Y68)))","v":{"$error":"#VALUE!"}},{"$f":"IF(K68=\"No\",\"\",IF(O68=\"\",FrCi(AC68,9.806,Z68,P68),FrTr(AC68,9.806,O68,S68,Y68)))","v":{"$error":"#VALUE!"}},{"$error":"#VALUE!"},null,null,null,null,null,null,null,null,null,null,null,null,null,null,null,0,0,"","","",{"$f":"IF(AD68=\"\",\"\",IF(AE68=1,YcCi(AK68,J68),YcTr(J68,AJ68,AN68)))","v":""},{"$f":"IF(AD68=\"\",\"\",IF(AE68=1,Teta1(AX68,AK68),\"-\"))","v":""},{"$f":"IF(AD68=\"\",\"\",IF(AE68=1,AreaCi(AK68,AX68),AreaTr(AJ68,AN68,AX68)))","v":""},"",{"$f":"IF(AD68=\"\",\"\",IF(AE68=1,Ynci(AK68,J68,AM68,AO68),YnTr(1,AM68,AJ68,AN68,AO68,J68)))","v":""},{"$f":"IF(AD68=\"\",\"\",IF(AE68=1,Teta1(BB68,AK68),\"-\"))","v":""},{"$f":"IF(AD68=\"\",\"\",IF(AE68=1,AreaCi(AK68,BB68),AreaTr(AJ68,AN68,BB68)))","v":""},{"$f":"IF(AD68=\"\",\"\",IF(AE68=1,FrCi(BF68,9.806,BC68,AK68),FrTr(BF68,9.806,AJ68,AN68,BB68)))","v":""},"",{"$f":"IF(AD68=\"\",\"\",IF(AE68=1,LOOKUP(AI68,'Vmáx(material) - Tab.4.3'!$L$2:$L$11,'Vmáx(material) - Tab.4.3'!$M$2:$M$11),LOOKUP(AI68,'Vmáx(material) - Tab.4.3'!$L$15,'Vmáx(material) - Tab.4.3'!$M$15)))","v":""},{"$f":"IF(AD68=\"\",\"\",VLOOKUP($AH68,'Vmáx(material) - Tab.4.3'!$R$35:$X$41,2))","v":""},{"$f":"IF(AD68=\"\",\"\",VLOOKUP($AH68,'Vmáx(material) - Tab.4.3'!$R$35:$X$41,3))","v":""},{"$f":"IF(AD68=\"\",\"\",VLOOKUP($AH68,'Vmáx(material) - Tab.4.3'!$R$35:$X$41,4))","v":""},{"$f":"IF(AD68=\"\",\"\",VLOOKUP($AH68,'Vmáx(material) - Tab.4.3'!$R$35:$X$41,5))","v":""},{"$f":"IF(AD68=\"\",\"\",VLOOKUP($AH68,'Vmáx(material) - Tab.4.3'!$R$35:$X$41,6))","v":""},{"$f":"IF(AD68=\"\",\"\",IF(AD68=\"\",\"\",VLOOKUP($AH68,'Vmáx(material) - Tab.4.3'!$R$35:$X$41,7)))","v":""},{"$f":"IF(AD68=\"\",\"\",IF(AE68=1,FCi(J68,AK68),FTr(J68,AJ68,AK68)))","v":""},"",{"$f":"IF(AD68=\"\",\"\",Hw(BH68,BI68,BJ68,BK68,BL68,BM68,Z,BN68,AO68,AK68))","v":""},"","","","",{"$f":"IF(AD68=\"\",\"\",ho(BT68,AK68,AX68))","v":""},{"$f":"IF(AD68=\"\",\"\",IF(AE68=1,PeriCi(AK68,BB68),PeriTr(AJ68,AN68,BB68)))","v":""},{"$f":"IF(AD68=\"\",\"\",IF(AE68=1,AreaCi(AK68,BB68),AreaTr(AJ68,AN68,BB68)))","v":""},{"$f":"IF(AD68=\"\",\"\",RhCi(BW68,BV68))","v":""},"",{"$f":"IF(AD68=\"\",\"\",hf(AL68,J68,AM68,BW68,BX68))","v":""},{"$f":"IF(AD68=\"\",\"\",LOOKUP(AP68,Tab.4.5!$J$6:$J$27,Tab.4.5!$L$6:$L$27))","v":""},{"$f":"IF(AD68=\"\",\"\",He(CA68,BY68))","v":""},{"$f":"IF(AD68=\"\",\"\",Hs(BY68))","v":""},{"$f":"IF(AD68=\"\",\"\",Hm(BU68,BZ68,CB68,CC68,AL68,AO68))","v":""},"","","","","","",null,null,null,null,null,null,null,null,null,null,null,null,null,null,null,0,0,0,0,0,{"$f":"IF(CK68=\"\",\"\",IF(CL68=1,YcCi(CR68,J68),YcTr(J68,CQ68,CU68)))","v":""},{"$f":"IF(CK68=\"\",\"\",IF(CL68=1,Teta1(DE68,CR68),\"-\"))","v":""},"","",{"$f":"IF(CK68=\"\",\"\",IF(CL68=1,Ynci(CR68,J68,CT68,CV68),YnTr(1,CT68,CQ68,CU68,CV68,J68)))","v":""},{"$f":"IF(CK68=\"\",\"\",IF(CL68=1,Teta1(DI68,CR68),\"-\"))","v":""},{"$f":"IF(CK68=\"\",\"\",IF(CL68=1,AreaCi(CR68,J68),AreaTr(CQ68,CU68,DI68)))","v":""},{"$f":"IF(CK68=\"\",\"\",IF(CL68=1,FrCi(DM68,9.806,DJ68,CR68),FrTr(DM68,9.806,CQ68,CU68,DI68)))","v":""},"",{"$f":"IF(CK68=\"\",\"\",IF(CL68=1,LOOKUP(CP68,'Vmáx(material) - Tab.4.3'!$L$2:$L$11,'Vmáx(material) - Tab.4.3'!$M$2:$M$11),LOOKUP(CP68,'Vmáx(material) - Tab.4.3'!$L$15,'Vmáx(material) - Tab.4.3'!$M$15)))","v":""},{"$f":"IF(CK68=\"\",\"\",VLOOKUP($CO68,'Vmáx(material) - Tab.4.3'!$R$35:$X$41,2))","v":""},{"$f":"IF(CK68=\"\",\"\",VLOOKUP($CO68,'Vmáx(material) - Tab.4.3'!$R$35:$X$41,3))","v":""},{"$f":"IF(CK68=\"\",\"\",VLOOKUP($CO68,'Vmáx(material) - Tab.4.3'!$R$35:$X$41,4))","v":""},{"$f":"IF(CK68=\"\",\"\",VLOOKUP($CO68,'Vmáx(material) - Tab.4.3'!$R$35:$X$41,5))","v":""},{"$f":"IF(CK68=\"\",\"\",VLOOKUP($CO68,'Vmáx(material) - Tab.4.3'!$R$35:$X$41,6))","v":""},{"$f":"IF(CK68=\"\",\"\",IF(CK68=\"\",\"\",VLOOKUP(CO68,'Vmáx(material) - Tab.4.3'!$R$35:$X$41,7)))","v":""},{"$f":"IF(CK68=\"\",\"\",IF(CL68=1,FCi(J68,CR68),FTr(J68,CQ68,CR68)))","v":""},"",{"$f":"IF(CK68=\"\",\"\",Hw(DO68,DP68,DQ68,DR68,DS68,DT68,Z,DU68,CV68,CR68))","v":""},"","","","","",{"$f":"IF(CK68=\"\",\"\",IF(CL68=1,PeriCi(CR68,DI68),PeriTr(CQ68,CU68,DI68)))","v":""},{"$f":"IF(CK68=\"\",\"\",IF(CL68=1,AreaCi(CR68,DI68),AreaTr(CQ68,CU68,DI68)))","v":""},{"$f":"IF(CK68=\"\",\"\",RhCi(DK68,EC68))","v":""},"",{"$f":"IF(CK68=\"\",\"\",hf(CS68,J68,CT68,DK68,EE68))","v":""},{"$f":"IF(CK68=\"\",\"\",LOOKUP(CW68,Tab.4.5!$J$6:$J$27,Tab.4.5!$L$6:$L$27))","v":""},{"$f":"IF(CK68=\"\",\"\",He(EH68,DM68))","v":""},{"$f":"IF(CK68=\"\",\"\",Hs(DM68))","v":""},{"$f":"IF(CK68=\"\",\"\",Hm(EB68,EG68,EI68,EJ68,CS68,CV68))","v":""},"","","","","","","K45+-45000 () ",{"$f":"IF(B68=\"Existe.\",IF(AE68=1,CONCATENATE(#REF!,AK68,\" m.\"),CONCATENATE(#REF!,AJ68,\" m x \",AK68,\" m.\")),IF(CL68=1,CONCATENATE(#REF!,CR68,\" m.\"),CONCATENATE(#REF!,CQ68,\" m x \",CR68,\" m.\")))","v":{"$error":"#REF!"}},"Concreto, L =  m, S = 0 %.","Cota clave eje= 0 msnm.",null,null,null,"","","","","",{"$f":"IF(EV68=\"\",\"\",VLOOKUP(EY68,'Estructura escalonada'!$D$3:$H$953,2))","v":""},"","","","","",""]
[null,null,null,null,null,null,null,null,null,null,null,0,null,0,null,null,null,null,null,null,{"$f":"IF(K69=\"No\",\"\",IF(O69=\"\",YcCi(P69,N69),YcTr(N69,O69,S69)))","v":{"$error":"#VALUE!"}},{"$f":"IF(K69=\"No\",\"\",IF(O69=\"\",Teta1(U69,P69),\"-\"))","v":{"$error":"#VALUE!"}},{"$error":"#VALUE!"},{"$error":"#VALUE!"},{"$f":"IF(K69=\"No\",\"\",IF(O69=\"\",Ynci(P69,N69,R69,T69),YnTr(1,R69,O69,S69,T69,N69)))","v":{"$error":"#VALUE!"}},{"$f":"IF(K69=\"No\",\"\",IF(O69=\"\",Teta1(Y69,P69),\"-\"))","v":{"$error":"#VALUE!"}},{"$f":"IF(K69=\"No\",\"\",IF(O69=\"\",AreaCi(P69,Y69),AreaTr(O69,S69,Y69)))","v":{"$error":"#VALUE!"}},{"$f":"IF(K69=\"No\",\"\",IF(O69=\"\",FrCi(AC69,9.806,Z69,P69),FrTr(AC69,9.806,O69,S69,Y69)))","v":{"$error":"#VALUE!"}},{"$error":"#VALUE!"},null,null,null,null,null,null,null,null,null,null,null,null,null,null,null,0,0,"","","",{"$f":"IF(AD69=\"\",\"\",IF(AE69=1,YcCi(AK69,J69),YcTr(J69,AJ69,AN69)))","v":""},{"$f":"IF(AD69=\"\",\"\",IF(AE69=1,Teta1(AX69,AK69),\"-\"))","v":""},{"$f":"IF(AD69=\"\",\"\",IF(AE69=1,AreaCi(AK69,AX69),AreaTr(AJ69,AN69,AX69)))","v":""},"",{"$f":"IF(AD69=\"\",\"\",IF(AE69=1,Ynci(AK69,J69,AM69,AO69),YnTr(1,AM69,AJ69,AN69,AO69,J69)))","v":""},{"$f":"IF(AD69=\"\",\"\",IF(AE69=1,Teta1(BB69,AK69),\"-\"))","v":""},{"$f":"IF(AD69=\"\",\"\",IF(AE69=1,AreaCi(AK69,BB69),AreaTr(AJ69,AN69,BB69)))","v":""},{"$f":"IF(AD69=\"\",\"\",IF(AE69=1,FrCi(BF69,9.806,BC69,AK69),FrTr(BF69,9.806,AJ69,AN69,BB69)))","v":""},"",{"$f":"IF(AD69=\"\",\"\",IF(AE69=1,LOOKUP(AI69,'Vmáx(material) - Tab.4.3'!$L$2:$L$11,'Vmáx(material) - Tab.4.3'!$M$2:$M$11),LOOKUP(AI69,'Vmáx(material) - Tab.4.3'!$L$15,'Vmáx(material) - Tab.4.3'!$M$15)))","v":""},{"$f":"IF(AD69=\"\",\"\",VLOOKUP($AH69,'Vmáx(material) - Tab.4.3'!$R$35:$X$41,2))","v":""},{"$f":"IF(AD69=\"\",\"\",VLOOKUP($AH69,'Vmáx(material) - Tab.4.3'!$R$35:$X$41,3))","v":""},{"$f":"IF(AD69=\"\",\"\",VLOOKUP($AH69,'Vmáx(material) - Tab.4.3'!$R$35:$X$41,4))","v":""},{"$f":"IF(AD69=\"\",\"\",VLOOKUP($AH69,'Vmáx(material) - Tab.4.3'!$R$35:$X$41,5))","v":""},{"$f":"IF(AD69=\"\",\"\",VLOOKUP($AH69,'Vmáx(material) - Tab.4.3'!$R$35:$X$41,6))","v":""},{"$f":"IF(AD69=\"\",\"\",IF(AD69=\"\",\"\",VLOOKUP($AH69,'Vmáx(material) - Tab.4.3'!$R$35:$X$41,7)))","v":""},{"$f":"IF(AD69=\"\",\"\",IF(AE69=1,FCi(J69,AK69),FTr(J69,AJ69,AK69)))","v":""},"",{"$f":"IF(AD69=\"\",\"\",Hw(BH69,BI69,BJ69,BK69,BL69,BM69,Z,BN69,AO69,AK69))","v":""},"","","","",{"$f":"IF(AD69=\"\",\"\",ho(BT69,AK69,AX69))","v":""},{"$f":"IF(AD69=\"\",\"\",IF(AE69=1,PeriCi(AK69,BB69),PeriTr(AJ69,AN69,BB69)))","v":""},{"$f":"IF(AD69=\"\",\"\",IF(AE69=1,AreaCi(AK69,BB69),AreaTr(AJ69,AN69,BB69)))","v":""},{"$f":"IF(AD69=\"\",\"\",RhCi(BW69,BV69))","v":""},"",{"$f":"IF(AD69=\"\",\"\",hf(AL69,J69,AM69,BW69,BX69))","v":""},{"$f":"IF(AD69=\"\",\"\",LOOKUP(AP69,Tab.4.5!$J$6:$J$27,Tab.4.5!$L$6:$L$27))","v":""},{"$f":"IF(AD69=\"\",\"\",He(CA69,BY69))","v":""},{"$f":"IF(AD69=\"\",\"\",Hs(BY69))","v":""},{"$f":"IF(AD69=\"\",\"\",Hm(BU69,BZ69,CB69,CC69,AL69,AO69))","v":""},"","","","","","",null,null,null,null,null,null,null,null,null,null,null,null,null,null,null,0,0,0,0,0,{"$f":"IF(CK69=\"\",\"\",IF(CL69=1,YcCi(CR69,J69),YcTr(J69,CQ69,CU69)))","v":""},{"$f":"IF(CK69=\"\",\"\",IF(CL69=1,Teta1(DE69,CR69),\"-\"))","v":""},"","",{"$f":"IF(CK69=\"\",\"\",IF(CL69=1,Ynci(CR69,J69,CT69,CV69),YnTr(1,CT69,CQ69,CU69,CV69,J69)))","v":""},{"$f":"IF(CK69=\"\",\"\",IF(CL69=1,Teta1(DI69,CR69),\"-\"))","v":""},{"$f":"IF(CK69=\"\",\"\",IF(CL69=1,AreaCi(CR69,J69),AreaTr(CQ69,CU69,DI69)))","v":""},{"$f":"IF(CK69=\"\",\"\",IF(CL69=1,FrCi(DM69,9.806,DJ69,CR69),FrTr(DM69,9.806,CQ69,CU69,DI69)))","v":""},"",{"$f":"IF(CK69=\"\",\"\",IF(CL69=1,LOOKUP(CP69,'Vmáx(material) - Tab.4.3'!$L$2:$L$11,'Vmáx(material) - Tab.4.3'!$M$2:$M$11),LOOKUP(CP69,'Vmáx(material) - Tab.4.3'!$L$15,'Vmáx(material) - Tab.4.3'!$M$15)))","v":""},{"$f":"IF(CK69=\"\",\"\",VLOOKUP($CO69,'Vmáx(material) - Tab.4.3'!$R$35:$X$41,2))","v":""},{"$f":"IF(CK69=\"\",\"\",VLOOKUP($CO69,'Vmáx(material) - Tab.4.3'!$R$35:$X$41,3))","v":""},{"$f":"IF(CK69=\"\",\"\",VLOOKUP($CO69,'Vmáx(material) - Tab.4.3'!$R$35:$X$41,4))","v":""},{"$f":"IF(CK69=\"\",\"\",VLOOKUP($CO69,'Vmáx(material) - Tab.4.3'!$R$35:$X$41,5))","v":""},{"$f":"IF(CK69=\"\",\"\",VLOOKUP($CO69,'Vmáx(material) - Tab.4.3'!$R$35:$X$41,6))","v":""},{"$f":"IF(CK69=\"\",\"\",IF(CK69=\"\",\"\",VLOOKUP(CO69,'Vmáx(material) - Tab.4.3'!$R$35:$X$41,7)))","v":""},{"$f":"IF(CK69=\"\",\"\",IF(CL69=1,FCi(J69,CR69),FTr(J69,CQ69,CR69)))","v":""},"",{"$f":"IF(CK69=\"\",\"\",Hw(DO69,DP69,DQ69,DR69,DS69,DT69,Z,DU69,CV69,CR69))","v":""},"","","","","",{"$f":"IF(CK69=\"\",\"\",IF(CL69=1,PeriCi(CR69,DI69),PeriTr(CQ69,CU69,DI69)))","v":""},{"$f":"IF(CK69=\"\",\"\",IF(CL69=1,AreaCi(CR69,DI69),AreaTr(CQ69,CU69,DI69)))","v":""},{"$f":"IF(CK69=\"\",\"\",RhCi(DK69,EC69))","v":""},"",{"$f":"IF(CK69=\"\",\"\",hf(CS69,J69,CT69,DK69,EE69))","v":""},{"$f":"IF(CK69=\"\",\"\",LOOKUP(CW69,Tab.4.5!$J$6:$J$27,Tab.4.5!$L$6:$L$27))","v":""},{"$f":"IF(CK69=\"\",\"\",He(EH69,DM69))","v":""},{"$f":"IF(CK69=\"\",\"\",Hs(DM69))","v":""},{"$f":"IF(CK69=\"\",\"\",Hm(EB69,EG69,EI69,EJ69,CS69,CV69))","v":""},"","","","","","","K45+-45000 () ",{"$f":"IF(B69=\"Existe.\",IF(AE69=1,CONCATENATE(#REF!,AK69,\" m.\"),CONCATENATE(#REF!,AJ69,\" m x \",AK69,\" m.\")),IF(CL69=1,CONCATENATE(#REF!,CR69,\" m.\"),CONCATENATE(#REF!,CQ69,\" m x \",CR69,\" m.\")))","v":{"$error":"#REF!"}},"Concreto, L =  m, S = 0 %.","Cota clave eje= 0 msnm.",null,null,null,"","","","","",{"$f":"IF(EV69=\"\",\"\",VLOOKUP(EY69,'Estructura escalonada'!$D$3:$H$953,2))","v":""},"","","","","",""]
[null,null,null,null,null,null,null,null,null,null,null,0,null,0,null,null,null,null,null,null,{"$f":"IF(K70=\"No\",\"\",IF(O70=\"\",YcCi(P70,N70),YcTr(N70,O70,S70)))","v":{"$error":"#VALUE!"}},{"$f":"IF(K70=\"No\",\"\",IF(O70=\"\",Teta1(U70,P70),\"-\"))","v":{"$error":"#VALUE!"}},{"$error":"#VALUE!"},{"$error":"#VALUE!"},{"$f":"IF(K70=\"No\",\"\",IF(O70=\"\",Ynci(P70,N70,R70,T70),YnTr(1,R70,O70,S70,T70,N70)))","v":{"$error":"#VALUE!"}},{"$f":"IF(K70=\"No\",\"\",IF(O70=\"\",Teta1(Y70,P70),\"-\"))","v":{"$error":"#VALUE!"}},{"$f":"IF(K70=\"No\",\"\",IF(O70=\"\",AreaCi(P70,Y70),AreaTr(O70,S70,Y70)))","v":{"$error":"#VALUE!"}},{"$f":"IF(K70=\"No\",\"\",IF(O70=\"\",FrCi(AC70,9.806,Z70,P70),FrTr(AC70,9.806,O70,S70,Y70)))","v":{"$error":"#VALUE!"}},{"$error":"#VALUE!"},null,null,null,null,null,null,null,null,null,null,null,null,null,null,null,0,0,"","","",{"$f":"IF(AD70=\"\",\"\",IF(AE70=1,YcCi(AK70,J70),YcTr(J70,AJ70,AN70)))","v":""},{"$f":"IF(AD70=\"\",\"\",IF(AE70=1,Teta1(AX70,AK70),\"-\"))","v":""},{"$f":"IF(AD70=\"\",\"\",IF(AE70=1,AreaCi(AK70,AX70),AreaTr(AJ70,AN70,AX70)))","v":""},"",{"$f":"IF(AD70=\"\",\"\",IF(AE70=1,Ynci(AK70,J70,AM70,AO70),YnTr(1,AM70,AJ70,AN70,AO70,J70)))","v":""},{"$f":"IF(AD70=\"\",\"\",IF(AE70=1,Teta1(BB70,AK70),\"-\"))","v":""},{"$f":"IF(AD70=\"\",\"\",IF(AE70=1,AreaCi(AK70,BB70),AreaTr(AJ70,AN70,BB70)))","v":""},{"$f":"IF(AD70=\"\",\"\",IF(AE70=1,FrCi(BF70,9.806,BC70,AK70),FrTr(BF70,9.806,AJ70,AN70,BB70)))","v":""},"",{"$f":"IF(AD70=\"\",\"\",IF(AE70=1,LOOKUP(AI70,'Vmáx(material) - Tab.4.3'!$L$2:$L$11,'Vmáx(material) - Tab.4.3'!$M$2:$M$11),LOOKUP(AI70,'Vmáx(material) - Tab.4.3'!$L$15,'Vmáx(material) - Tab.4.3'!$M$15)))","v":""},{"$f":"IF(AD70=\"\",\"\",VLOOKUP($AH70,'Vmáx(material) - Tab.4.3'!$R$35:$X$41,2))","v":""},{"$f":"IF(AD70=\"\",\"\",VLOOKUP($AH70,'Vmáx(material) - Tab.4.3'!$R$35:$X$41,3))","v":""},{"$f":"IF(AD70=\"\",\"\",VLOOKUP($AH70,'Vmáx(material) - Tab.4.3'!$R$35:$X$41,4))","v":""},{"$f":"IF(AD70=\"\",\"\",VLOOKUP($AH70,'Vmáx(material) - Tab.4.3'!$R$35:$X$41,5))","v":""},{"$f":"IF(AD70=\"\",\"\",VLOOKUP($AH70,'Vmáx(material) - Tab.4.3'!$R$35:$X$41,6))","v":""},{"$f":"IF(AD70=\"\",\"\",IF(AD70=\"\",\"\",VLOOKUP($AH70,'Vmáx(material) - Tab.4.3'!$R$35:$X$41,7)))","v":""},{"$f":"IF(AD70=\"\",\"\",IF(AE70=1,FCi(J70,AK70),FTr(J70,AJ70,AK70)))","v":""},"",{"$f":"IF(AD70=\"\",\"\",Hw(BH70,BI70,BJ70,BK70,BL70,BM70,Z,BN70,AO70,AK70))","v":""},"","","","",{"$f":"IF(AD70=\"\",\"\",ho(BT70,AK70,AX70))","v":""},{"$f":"IF(AD70=\"\",\"\",IF(AE70=1,PeriCi(AK70,BB70),PeriTr(AJ70,AN70,BB70)))","v":""},{"$f":"IF(AD70=\"\",\"\",IF(AE70=1,AreaCi(AK70,BB70),AreaTr(AJ70,AN70,BB70)))","v":""},{"$f":"IF(AD70=\"\",\"\",RhCi(BW70,BV70))","v":""},"",{"$f":"IF(AD70=\"\",\"\",hf(AL70,J70,AM70,BW70,BX70))","v":""},{"$f":"IF(AD70=\"\",\"\",LOOKUP(AP70,Tab.4.5!$J$6:$J$27,Tab.4.5!$L$6:$L$27))","v":""},{"$f":"IF(AD70=\"\",\"\",He(CA70,BY70))","v":""},{"$f":"IF(AD70=\"\",\"\",Hs(BY70))","v":""},{"$f":"IF(AD70=\"\",\"\",Hm(BU70,BZ70,CB70,CC70,AL70,AO70))","v":""},"","","","","","",null,null,null,null,null,null,null,null,null,null,null,null,null,null,null,0,0,0,0,0,{"$f":"IF(CK70=\"\",\"\",IF(CL70=1,YcCi(CR70,J70),YcTr(J70,CQ70,CU70)))","v":""},{"$f":"IF(CK70=\"\",\"\",IF(CL70=1,Teta1(DE70,CR70),\"-\"))","v":""},"","",{"$f":"IF(CK70=\"\",\"\",IF(CL70=1,Ynci(CR70,J70,CT70,CV70),YnTr(1,CT70,CQ70,CU70,CV70,J70)))","v":""},{"$f":"IF(CK70=\"\",\"\",IF(CL70=1,Teta1(DI70,CR70),\"-\"))","v":""},{"$f":"IF(CK70=\"\",\"\",IF(CL70=1,AreaCi(CR70,J70),AreaTr(CQ70,CU70,DI70)))","v":""},{"$f":"IF(CK70=\"\",\"\",IF(CL70=1,FrCi(DM70,9.806,DJ70,CR70),FrTr(DM70,9.806,CQ70,CU70,DI70)))","v":""},"",{"$f":"IF(CK70=\"\",\"\",IF(CL70=1,LOOKUP(CP70,'Vmáx(material) - Tab.4.3'!$L$2:$L$11,'Vmáx(material) - Tab.4.3'!$M$2:$M$11),LOOKUP(CP70,'Vmáx(material) - Tab.4.3'!$L$15,'Vmáx(material) - Tab.4.3'!$M$15)))","v":""},{"$f":"IF(CK70=\"\",\"\",VLOOKUP($CO70,'Vmáx(material) - Tab.4.3'!$R$35:$X$41,2))","v":""},{"$f":"IF(CK70=\"\",\"\",VLOOKUP($CO70,'Vmáx(material) - Tab.4.3'!$R$35:$X$41,3))","v":""},{"$f":"IF(CK70=\"\",\"\",VLOOKUP($CO70,'Vmáx(material) - Tab.4.3'!$R$35:$X$41,4))","v":""},{"$f":"IF(CK70=\"\",\"\",VLOOKUP($CO70,'Vmáx(material) - Tab.4.3'!$R$35:$X$41,5))","v":""},{"$f":"IF(CK70=\"\",\"\",VLOOKUP($CO70,'Vmáx(material) - Tab.4.3'!$R$35:$X$41,6))","v":""},{"$f":"IF(CK70=\"\",\"\",IF(CK70=\"\",\"\",VLOOKUP(CO70,'Vmáx(material) - Tab.4.3'!$R$35:$X$41,7)))","v":""},{"$f":"IF(CK70=\"\",\"\",IF(CL70=1,FCi(J70,CR70),FTr(J70,CQ70,CR70)))","v":""},"",{"$f":"IF(CK70=\"\",\"\",Hw(DO70,DP70,DQ70,DR70,DS70,DT70,Z,DU70,CV70,CR70))","v":""},"","","","","",{"$f":"IF(CK70=\"\",\"\",IF(CL70=1,PeriCi(CR70,DI70),PeriTr(CQ70,CU70,DI70)))","v":""},{"$f":"IF(CK70=\"\",\"\",IF(CL70=1,AreaCi(CR70,DI70),AreaTr(CQ70,CU70,DI70)))","v":""},{"$f":"IF(CK70=\"\",\"\",RhCi(DK70,EC70))","v":""},"",{"$f":"IF(CK70=\"\",\"\",hf(CS70,J70,CT70,DK70,EE70))","v":""},{"$f":"IF(CK70=\"\",\"\",LOOKUP(CW70,Tab.4.5!$J$6:$J$27,Tab.4.5!$L$6:$L$27))","v":""},{"$f":"IF(CK70=\"\",\"\",He(EH70,DM70))","v":""},{"$f":"IF(CK70=\"\",\"\",Hs(DM70))","v":""},{"$f":"IF(CK70=\"\",\"\",Hm(EB70,EG70,EI70,EJ70,CS70,CV70))","v":""},"","","","","","","K45+-45000 () ",{"$f":"IF(B70=\"Existe.\",IF(AE70=1,CONCATENATE(#REF!,AK70,\" m.\"),CONCATENATE(#REF!,AJ70,\" m x \",AK70,\" m.\")),IF(CL70=1,CONCATENATE(#REF!,CR70,\" m.\"),CONCATENATE(#REF!,CQ70,\" m x \",CR70,\" m.\")))","v":{"$error":"#REF!"}},"Concreto, L =  m, S = 0 %.","Cota clave eje= 0 msnm.",null,null,null,"","","","","",{"$f":"IF(EV70=\"\",\"\",VLOOKUP(EY70,'Estructura escalonada'!$D$3:$H$953,2))","v":""},"","","","","",""]
[null,null,null,null,null,null,null,null,null,null,null,0,null,0,null,null,null,null,null,null,{"$f":"IF(K71=\"No\",\"\",IF(O71=\"\",YcCi(P71,N71),YcTr(N71,O71,S71)))","v":{"$error":"#VALUE!"}},{"$f":"IF(K71=\"No\",\"\",IF(O71=\"\",Teta1(U71,P71),\"-\"))","v":{"$error":"#VALUE!"}},{"$error":"#VALUE!"},{"$error":"#VALUE!"},{"$f":"IF(K71=\"No\",\"\",IF(O71=\"\",Ynci(P71,N71,R71,T71),YnTr(1,R71,O71,S71,T71,N71)))","v":{"$error":"#VALUE!"}},{"$f":"IF(K71=\"No\",\"\",IF(O71=\"\",Teta1(Y71,P71),\"-\"))","v":{"$error":"#VALUE!"}},{"$f":"IF(K71=\"No\",\"\",IF(O71=\"\",AreaCi(P71,Y71),AreaTr(O71,S71,Y71)))","v":{"$error":"#VALUE!"}},{"$f":"IF(K71=\"No\",\"\",IF(O71=\"\",FrCi(AC71,9.806,Z71,P71),FrTr(AC71,9.806,O71,S71,Y71)))","v":{"$error":"#VALUE!"}},{"$error":"#VALUE!"},null,null,null,null,null,null,null,null,null,null,null,null,null,null,null,0,0,"","","",{"$f":"IF(AD71=\"\",\"\",IF(AE71=1,YcCi(AK71,J71),YcTr(J71,AJ71,AN71)))","v":""},{"$f":"IF(AD71=\"\",\"\",IF(AE71=1,Teta1(AX71,AK71),\"-\"))","v":""},{"$f":"IF(AD71=\"\",\"\",IF(AE71=1,AreaCi(AK71,AX71),AreaTr(AJ71,AN71,AX71)))","v":""},"",{"$f":"IF(AD71=\"\",\"\",IF(AE71=1,Ynci(AK71,J71,AM71,AO71),YnTr(1,AM71,AJ71,AN71,AO71,J71)))","v":""},{"$f":"IF(AD71=\"\",\"\",IF(AE71=1,Teta1(BB71,AK71),\"-\"))","v":""},{"$f":"IF(AD71=\"\",\"\",IF(AE71=1,AreaCi(AK71,BB71),AreaTr(AJ71,AN71,BB71)))","v":""},{"$f":"IF(AD71=\"\",\"\",IF(AE71=1,FrCi(BF71,9.806,BC71,AK71),FrTr(BF71,9.806,AJ71,AN71,BB71)))","v":""},"",{"$f":"IF(AD71=\"\",\"\",IF(AE71=1,LOOKUP(AI71,'Vmáx(material) - Tab.4.3'!$L$2:$L$11,'Vmáx(material) - Tab.4.3'!$M$2:$M$11),LOOKUP(AI71,'Vmáx(material) - Tab.4.3'!$L$15,'Vmáx(material) - Tab.4.3'!$M$15)))","v":""},{"$f":"IF(AD71=\"\",\"\",VLOOKUP($AH71,'Vmáx(material) - Tab.4.3'!$R$35:$X$41,2))","v":""},{"$f":"IF(AD71=\"\",\"\",VLOOKUP($AH71,'Vmáx(material) - Tab.4.3'!$R$35:$X$41,3))","v":""},{"$f":"IF(AD71=\"\",\"\",VLOOKUP($AH71,'Vmáx(material) - Tab.4.3'!$R$35:$X$41,4))","v":""},{"$f":"IF(AD71=\"\",\"\",VLOOKUP($AH71,'Vmáx(material) - Tab.4.3'!$R$35:$X$41,5))","v":""},{"$f":"IF(AD71=\"\",\"\",VLOOKUP($AH71,'Vmáx(material) - Tab.4.3'!$R$35:$X$41,6))","v":""},{"$f":"IF(AD71=\"\",\"\",IF(AD71=\"\",\"\",VLOOKUP($AH71,'Vmáx(material) - Tab.4.3'!$R$35:$X$41,7)))","v":""},{"$f":"IF(AD71=\"\",\"\",IF(AE71=1,FCi(J71,AK71),FTr(J71,AJ71,AK71)))","v":""},"",{"$f":"IF(AD71=\"\",\"\",Hw(BH71,BI71,BJ71,BK71,BL71,BM71,Z,BN71,AO71,AK71))","v":""},"","","","",{"$f":"IF(AD71=\"\",\"\",ho(BT71,AK71,AX71))","v":""},{"$f":"IF(AD71=\"\",\"\",IF(AE71=1,PeriCi(AK71,BB71),PeriTr(AJ71,AN71,BB71)))","v":""},{"$f":"IF(AD71=\"\",\"\",IF(AE71=1,AreaCi(AK71,BB71),AreaTr(AJ71,AN71,BB71)))","v":""},{"$f":"IF(AD71=\"\",\"\",RhCi(BW71,BV71))","v":""},"",{"$f":"IF(AD71=\"\",\"\",hf(AL71,J71,AM71,BW71,BX71))","v":""},{"$f":"IF(AD71=\"\",\"\",LOOKUP(AP71,Tab.4.5!$J$6:$J$27,Tab.4.5!$L$6:$L$27))","v":""},{"$f":"IF(AD71=\"\",\"\",He(CA71,BY71))","v":""},{"$f":"IF(AD71=\"\",\"\",Hs(BY71))","v":""},{"$f":"IF(AD71=\"\",\"\",Hm(BU71,BZ71,CB71,CC71,AL71,AO71))","v":""},"","","","","","",null,null,null,null,null,null,null,null,null,null,null,null,null,null,null,0,0,0,0,0,{"$f":"IF(CK71=\"\",\"\",IF(CL71=1,YcCi(CR71,J71),YcTr(J71,CQ71,CU71)))","v":""},{"$f":"IF(CK71=\"\",\"\",IF(CL71=1,Teta1(DE71,CR71),\"-\"))","v":""},"","",{"$f":"IF(CK71=\"\",\"\",IF(CL71=1,Ynci(CR71,J71,CT71,CV71),YnTr(1,CT71,CQ71,CU71,CV71,J71)))","v":""},{"$f":"IF(CK71=\"\",\"\",IF(CL71=1,Teta1(DI71,CR71),\"-\"))","v":""},{"$f":"IF(CK71=\"\",\"\",IF(CL71=1,AreaCi(CR71,J71),AreaTr(CQ71,CU71,DI71)))","v":""},{"$f":"IF(CK71=\"\",\"\",IF(CL71=1,FrCi(DM71,9.806,DJ71,CR71),FrTr(DM71,9.806,CQ71,CU71,DI71)))","v":""},"",{"$f":"IF(CK71=\"\",\"\",IF(CL71=1,LOOKUP(CP71,'Vmáx(material) - Tab.4.3'!$L$2:$L$11,'Vmáx(material) - Tab.4.3'!$M$2:$M$11),LOOKUP(CP71,'Vmáx(material) - Tab.4.3'!$L$15,'Vmáx(material) - Tab.4.3'!$M$15)))","v":""},{"$f":"IF(CK71=\"\",\"\",VLOOKUP($CO71,'Vmáx(material) - Tab.4.3'!$R$35:$X$41,2))","v":""},{"$f":"IF(CK71=\"\",\"\",VLOOKUP($CO71,'Vmáx(material) - Tab.4.3'!$R$35:$X$41,3))","v":""},{"$f":"IF(CK71=\"\",\"\",VLOOKUP($CO71,'Vmáx(material) - Tab.4.3'!$R$35:$X$41,4))","v":""},{"$f":"IF(CK71=\"\",\"\",VLOOKUP($CO71,'Vmáx(material) - Tab.4.3'!$R$35:$X$41,5))","v":""},{"$f":"IF(CK71=\"\",\"\",VLOOKUP($CO71,'Vmáx(material) - Tab.4.3'!$R$35:$X$41,6))","v":""},{"$f":"IF(CK71=\"\",\"\",IF(CK71=\"\",\"\",VLOOKUP(CO71,'Vmáx(material) - Tab.4.3'!$R$35:$X$41,7)))","v":""},{"$f":"IF(CK71=\"\",\"\",IF(CL71=1,FCi(J71,CR71),FTr(J71,CQ71,CR71)))","v":""},"",{"$f":"IF(CK71=\"\",\"\",Hw(DO71,DP71,DQ71,DR71,DS71,DT71,Z,DU71,CV71,CR71))","v":""},"","","","","",{"$f":"IF(CK71=\"\",\"\",IF(CL71=1,PeriCi(CR71,DI71),PeriTr(CQ71,CU71,DI71)))","v":""},{"$f":"IF(CK71=\"\",\"\",IF(CL71=1,AreaCi(CR71,DI71),AreaTr(CQ71,CU71,DI71)))","v":""},{"$f":"IF(CK71=\"\",\"\",RhCi(DK71,EC71))","v":""},"",{"$f":"IF(CK71=\"\",\"\",hf(CS71,J71,CT71,DK71,EE71))","v":""},{"$f":"IF(CK71=\"\",\"\",LOOKUP(CW71,Tab.4.5!$J$6:$J$27,Tab.4.5!$L$6:$L$27))","v":""},{"$f":"IF(CK71=\"\",\"\",He(EH71,DM71))","v":""},{"$f":"IF(CK71=\"\",\"\",Hs(DM71))","v":""},{"$f":"IF(CK71=\"\",\"\",Hm(EB71,EG71,EI71,EJ71,CS71,CV71))","v":""},"","","","","","","K45+-45000 () ",{"$f":"IF(B71=\"Existe.\",IF(AE71=1,CONCATENATE(#REF!,AK71,\" m.\"),CONCATENATE(#REF!,AJ71,\" m x \",AK71,\" m.\")),IF(CL71=1,CONCATENATE(#REF!,CR71,\" m.\"),CONCATENATE(#REF!,CQ71,\" m x \",CR71,\" m.\")))","v":{"$error":"#REF!"}},"Concreto, L =  m, S = 0 %.","Cota clave eje= 0 msnm.",null,null,null,"","","","","",{"$f":"IF(EV71=\"\",\"\",VLOOKUP(EY71,'Estructura escalonada'!$D$3:$H$953,2))","v":""},"","","","","",""]
[null,null,null,null,null,null,null,null,null,null,null,0,null,0,null,null,null,null,null,null,{"$f":"IF(K72=\"No\",\"\",IF(O72=\"\",YcCi(P72,N72),YcTr(N72,O72,S72)))","v":{"$error":"#VALUE!"}},{"$f":"IF(K72=\"No\",\"\",IF(O72=\"\",Teta1(U72,P72),\"-\"))","v":{"$error":"#VALUE!"}},{"$error":"#VALUE!"},{"$error":"#VALUE!"},{"$f":"IF(K72=\"No\",\"\",IF(O72=\"\",Ynci(P72,N72,R72,T72),YnTr(1,R72,O72,S72,T72,N72)))","v":{"$error":"#VALUE!"}},{"$f":"IF(K72=\"No\",\"\",IF(O72=\"\",Teta1(Y72,P72),\"-\"))","v":{"$error":"#VALUE!"}},{"$f":"IF(K72=\"No\",\"\",IF(O72=\"\",AreaCi(P72,Y72),AreaTr(O72,S72,Y72)))","v":{"$error":"#VALUE!"}},{"$f":"IF(K72=\"No\",\"\",IF(O72=\"\",FrCi(AC72,9.806,Z72,P72),FrTr(AC72,9.806,O72,S72,Y72)))","v":{"$error":"#VALUE!"}},{"$error":"#VALUE!"},null,null,null,null,null,null,null,null,null,null,null,null,null,null,null,0,0,"","","",{"$f":"IF(AD72=\"\",\"\",IF(AE72=1,YcCi(AK72,J72),YcTr(J72,AJ72,AN72)))","v":""},{"$f":"IF(AD72=\"\",\"\",IF(AE72=1,Teta1(AX72,AK72),\"-\"))","v":""},{"$f":"IF(AD72=\"\",\"\",IF(AE72=1,AreaCi(AK72,AX72),AreaTr(AJ72,AN72,AX72)))","v":""},"",{"$f":"IF(AD72=\"\",\"\",IF(AE72=1,Ynci(AK72,J72,AM72,AO72),YnTr(1,AM72,AJ72,AN72,AO72,J72)))","v":""},{"$f":"IF(AD72=\"\",\"\",IF(AE72=1,Teta1(BB72,AK72),\"-\"))","v":""},{"$f":"IF(AD72=\"\",\"\",IF(AE72=1,AreaCi(AK72,BB72),AreaTr(AJ72,AN72,BB72)))","v":""},{"$f":"IF(AD72=\"\",\"\",IF(AE72=1,FrCi(BF72,9.806,BC72,AK72),FrTr(BF72,9.806,AJ72,AN72,BB72)))","v":""},"",{"$f":"IF(AD72=\"\",\"\",IF(AE72=1,LOOKUP(AI72,'Vmáx(material) - Tab.4.3'!$L$2:$L$11,'Vmáx(material) - Tab.4.3'!$M$2:$M$11),LOOKUP(AI72,'Vmáx(material) - Tab.4.3'!$L$15,'Vmáx(material) - Tab.4.3'!$M$15)))","v":""},{"$f":"IF(AD72=\"\",\"\",VLOOKUP($AH72,'Vmáx(material) - Tab.4.3'!$R$35:$X$41,2))","v":""},{"$f":"IF(AD72=\"\",\"\",VLOOKUP($AH72,'Vmáx(material) - Tab.4.3'!$R$35:$X$41,3))","v":""},{"$f":"IF(AD72=\"\",\"\",VLOOKUP($AH72,'Vmáx(material) - Tab.4.3'!$R$35:$X$41,4))","v":""},{"$f":"IF(AD72=\"\",\"\",VLOOKUP($AH72,'Vmáx(material) - Tab.4.3'!$R$35:$X$41,5))","v":""},{"$f":"IF(AD72=\"\",\"\",VLOOKUP($AH72,'Vmáx(material) - Tab.4.3'!$R$35:$X$41,6))","v":""},{"$f":"IF(AD72=\"\",\"\",IF(AD72=\"\",\"\",VLOOKUP($AH72,'Vmáx(material) - Tab.4.3'!$R$35:$X$41,7)))","v":""},{"$f":"IF(AD72=\"\",\"\",IF(AE72=1,FCi(J72,AK72),FTr(J72,AJ72,AK72)))","v":""},"",{"$f":"IF(AD72=\"\",\"\",Hw(BH72,BI72,BJ72,BK72,BL72,BM72,Z,BN72,AO72,AK72))","v":""},"","","","",{"$f":"IF(AD72=\"\",\"\",ho(BT72,AK72,AX72))","v":""},{"$f":"IF(AD72=\"\",\"\",IF(AE72=1,PeriCi(AK72,BB72),PeriTr(AJ72,AN72,BB72)))","v":""},{"$f":"IF(AD72=\"\",\"\",IF(AE72=1,AreaCi(AK72,BB72),AreaTr(AJ72,AN72,BB72)))","v":""},{"$f":"IF(AD72=\"\",\"\",RhCi(BW72,BV72))","v":""},"",{"$f":"IF(AD72=\"\",\"\",hf(AL72,J72,AM72,BW72,BX72))","v":""},{"$f":"IF(AD72=\"\",\"\",LOOKUP(AP72,Tab.4.5!$J$6:$J$27,Tab.4.5!$L$6:$L$27))","v":""},{"$f":"IF(AD72=\"\",\"\",He(CA72,BY72))","v":""},{"$f":"IF(AD72=\"\",\"\",Hs(BY72))","v":""},{"$f":"IF(AD72=\"\",\"\",Hm(BU72,BZ72,CB72,CC72,AL72,AO72))","v":""},"","","","","","",null,null,null,null,null,null,null,null,null,null,null,null,null,null,null,0,0,0,0,0,{"$f":"IF(CK72=\"\",\"\",IF(CL72=1,YcCi(CR72,J72),YcTr(J72,CQ72,CU72)))","v":""},{"$f":"IF(CK72=\"\",\"\",IF(CL72=1,Teta1(DE72,CR72),\"-\"))","v":""},"","",{"$f":"IF(CK72=\"\",\"\",IF(CL72=1,Ynci(CR72,J72,CT72,CV72),YnTr(1,CT72,CQ72,CU72,CV72,J72)))","v":""},{"$f":"IF(CK72=\"\",\"\",IF(CL72=1,Teta1(DI72,CR72),\"-\"))","v":""},{"$f":"IF(CK72=\"\",\"\",IF(CL72=1,AreaCi(CR72,J72),AreaTr(CQ72,CU72,DI72)))","v":""},{"$f":"IF(CK72=\"\",\"\",IF(CL72=1,FrCi(DM72,9.806,DJ72,CR72),FrTr(DM72,9.806,CQ72,CU72,DI72)))","v":""},"",{"$f":"IF(CK72=\"\",\"\",IF(CL72=1,LOOKUP(CP72,'Vmáx(material) - Tab.4.3'!$L$2:$L$11,'Vmáx(material) - Tab.4.3'!$M$2:$M$11),LOOKUP(CP72,'Vmáx(material) - Tab.4.3'!$L$15,'Vmáx(material) - Tab.4.3'!$M$15)))","v":""},{"$f":"IF(CK72=\"\",\"\",VLOOKUP($CO72,'Vmáx(material) - Tab.4.3'!$R$35:$X$41,2))","v":""},{"$f":"IF(CK72=\"\",\"\",VLOOKUP($CO72,'Vmáx(material) - Tab.4.3'!$R$35:$X$41,3))","v":""},{"$f":"IF(CK72=\"\",\"\",VLOOKUP($CO72,'Vmáx(material) - Tab.4.3'!$R$35:$X$41,4))","v":""},{"$f":"IF(CK72=\"\",\"\",VLOOKUP($CO72,'Vmáx(material) - Tab.4.3'!$R$35:$X$41,5))","v":""},{"$f":"IF(CK72=\"\",\"\",VLOOKUP($CO72,'Vmáx(material) - Tab.4.3'!$R$35:$X$41,6))","v":""},{"$f":"IF(CK72=\"\",\"\",IF(CK72=\"\",\"\",VLOOKUP(CO72,'Vmáx(material) - Tab.4.3'!$R$35:$X$41,7)))","v":""},{"$f":"IF(CK72=\"\",\"\",IF(CL72=1,FCi(J72,CR72),FTr(J72,CQ72,CR72)))","v":""},"",{"$f":"IF(CK72=\"\",\"\",Hw(DO72,DP72,DQ72,DR72,DS72,DT72,Z,DU72,CV72,CR72))","v":""},"","","","","",{"$f":"IF(CK72=\"\",\"\",IF(CL72=1,PeriCi(CR72,DI72),PeriTr(CQ72,CU72,DI72)))","v":""},{"$f":"IF(CK72=\"\",\"\",IF(CL72=1,AreaCi(CR72,DI72),AreaTr(CQ72,CU72,DI72)))","v":""},{"$f":"IF(CK72=\"\",\"\",RhCi(DK72,EC72))","v":""},"",{"$f":"IF(CK72=\"\",\"\",hf(CS72,J72,CT72,DK72,EE72))","v":""},{"$f":"IF(CK72=\"\",\"\",LOOKUP(CW72,Tab.4.5!$J$6:$J$27,Tab.4.5!$L$6:$L$27))","v":""},{"$f":"IF(CK72=\"\",\"\",He(EH72,DM72))","v":""},{"$f":"IF(CK72=\"\",\"\",Hs(DM72))","v":""},{"$f":"IF(CK72=\"\",\"\",Hm(EB72,EG72,EI72,EJ72,CS72,CV72))","v":""},"","","","","","","K45+-45000 () ",{"$f":"IF(B72=\"Existe.\",IF(AE72=1,CONCATENATE(#REF!,AK72,\" m.\"),CONCATENATE(#REF!,AJ72,\" m x \",AK72,\" m.\")),IF(CL72=1,CONCATENATE(#REF!,CR72,\" m.\"),CONCATENATE(#REF!,CQ72,\" m x \",CR72,\" m.\")))","v":{"$error":"#REF!"}},"Concreto, L =  m, S = 0 %.","Cota clave eje= 0 msnm.",null,null,null,"","","","","",{"$f":"IF(EV72=\"\",\"\",VLOOKUP(EY72,'Estructura escalonada'!$D$3:$H$953,2))","v":""},"","","","","",""]
[null,null,null,null,null,null,null,null,null,null,null,0,null,0,null,null,null,null,null,null,{"$f":"IF(K73=\"No\",\"\",IF(O73=\"\",YcCi(P73,N73),YcTr(N73,O73,S73)))","v":{"$error":"#VALUE!"}},{"$f":"IF(K73=\"No\",\"\",IF(O73=\"\",Teta1(U73,P73),\"-\"))","v":{"$error":"#VALUE!"}},{"$error":"#VALUE!"},{"$error":"#VALUE!"},{"$f":"IF(K73=\"No\",\"\",IF(O73=\"\",Ynci(P73,N73,R73,T73),YnTr(1,R73,O73,S73,T73,N73)))","v":{"$error":"#VALUE!"}},{"$f":"IF(K73=\"No\",\"\",IF(O73=\"\",Teta1(Y73,P73),\"-\"))","v":{"$error":"#VALUE!"}},{"$f":"IF(K73=\"No\",\"\",IF(O73=\"\",AreaCi(P73,Y73),AreaTr(O73,S73,Y73)))","v":{"$error":"#VALUE!"}},{"$f":"IF(K73=\"No\",\"\",IF(O73=\"\",FrCi(AC73,9.806,Z73,P73),FrTr(AC73,9.806,O73,S73,Y73)))","v":{"$error":"#VALUE!"}},{"$error":"#VALUE!"},null,null,null,null,null,null,null,null,null,null,null,null,null,null,null,0,0,"","","",{"$f":"IF(AD73=\"\",\"\",IF(AE73=1,YcCi(AK73,J73),YcTr(J73,AJ73,AN73)))","v":""},{"$f":"IF(AD73=\"\",\"\",IF(AE73=1,Teta1(AX73,AK73),\"-\"))","v":""},{"$f":"IF(AD73=\"\",\"\",IF(AE73=1,AreaCi(AK73,AX73),AreaTr(AJ73,AN73,AX73)))","v":""},"",{"$f":"IF(AD73=\"\",\"\",IF(AE73=1,Ynci(AK73,J73,AM73,AO73),YnTr(1,AM73,AJ73,AN73,AO73,J73)))","v":""},{"$f":"IF(AD73=\"\",\"\",IF(AE73=1,Teta1(BB73,AK73),\"-\"))","v":""},{"$f":"IF(AD73=\"\",\"\",IF(AE73=1,AreaCi(AK73,BB73),AreaTr(AJ73,AN73,BB73)))","v":""},{"$f":"IF(AD73=\"\",\"\",IF(AE73=1,FrCi(BF73,9.806,BC73,AK73),FrTr(BF73,9.806,AJ73,AN73,BB73)))","v":""},"",{"$f":"IF(AD73=\"\",\"\",IF(AE73=1,LOOKUP(AI73,'Vmáx(material) - Tab.4.3'!$L$2:$L$11,'Vmáx(material) - Tab.4.3'!$M$2:$M$11),LOOKUP(AI73,'Vmáx(material) - Tab.4.3'!$L$15,'Vmáx(material) - Tab.4.3'!$M$15)))","v":""},{"$f":"IF(AD73=\"\",\"\",VLOOKUP($AH73,'Vmáx(material) - Tab.4.3'!$R$35:$X$41,2))","v":""},{"$f":"IF(AD73=\"\",\"\",VLOOKUP($AH73,'Vmáx(material) - Tab.4.3'!$R$35:$X$41,3))","v":""},{"$f":"IF(AD73=\"\",\"\",VLOOKUP($AH73,'Vmáx(material) - Tab.4.3'!$R$35:$X$41,4))","v":""},{"$f":"IF(AD73=\"\",\"\",VLOOKUP($AH73,'Vmáx(material) - Tab.4.3'!$R$35:$X$41,5))","v":""},{"$f":"IF(AD73=\"\",\"\",VLOOKUP($AH73,'Vmáx(material) - Tab.4.3'!$R$35:$X$41,6))","v":""},{"$f":"IF(AD73=\"\",\"\",IF(AD73=\"\",\"\",VLOOKUP($AH73,'Vmáx(material) - Tab.4.3'!$R$35:$X$41,7)))","v":""},{"$f":"IF(AD73=\"\",\"\",IF(AE73=1,FCi(J73,AK73),FTr(J73,AJ73,AK73)))","v":""},"",{"$f":"IF(AD73=\"\",\"\",Hw(BH73,BI73,BJ73,BK73,BL73,BM73,Z,BN73,AO73,AK73))","v":""},"","","","",{"$f":"IF(AD73=\"\",\"\",ho(BT73,AK73,AX73))","v":""},{"$f":"IF(AD73=\"\",\"\",IF(AE73=1,PeriCi(AK73,BB73),PeriTr(AJ73,AN73,BB73)))","v":""},{"$f":"IF(AD73=\"\",\"\",IF(AE73=1,AreaCi(AK73,BB73),AreaTr(AJ73,AN73,BB73)))","v":""},{"$f":"IF(AD73=\"\",\"\",RhCi(BW73,BV73))","v":""},"",{"$f":"IF(AD73=\"\",\"\",hf(AL73,J73,AM73,BW73,BX73))","v":""},{"$f":"IF(AD73=\"\",\"\",LOOKUP(AP73,Tab.4.5!$J$6:$J$27,Tab.4.5!$L$6:$L$27))","v":""},{"$f":"IF(AD73=\"\",\"\",He(CA73,BY73))","v":""},{"$f":"IF(AD73=\"\",\"\",Hs(BY73))","v":""},{"$f":"IF(AD73=\"\",\"\",Hm(BU73,BZ73,CB73,CC73,AL73,AO73))","v":""},"","","","","","",null,null,null,null,null,null,null,null,null,null,null,null,null,null,null,0,0,0,0,0,{"$f":"IF(CK73=\"\",\"\",IF(CL73=1,YcCi(CR73,J73),YcTr(J73,CQ73,CU73)))","v":""},{"$f":"IF(CK73=\"\",\"\",IF(CL73=1,Teta1(DE73,CR73),\"-\"))","v":""},"","",{"$f":"IF(CK73=\"\",\"\",IF(CL73=1,Ynci(CR73,J73,CT73,CV73),YnTr(1,CT73,CQ73,CU73,CV73,J73)))","v":""},{"$f":"IF(CK73=\"\",\"\",IF(CL73=1,Teta1(DI73,CR73),\"-\"))","v":""},{"$f":"IF(CK73=\"\",\"\",IF(CL73=1,AreaCi(CR73,J73),AreaTr(CQ73,CU73,DI73)))","v":""},{"$f":"IF(CK73=\"\",\"\",IF(CL73=1,FrCi(DM73,9.806,DJ73,CR73),FrTr(DM73,9.806,CQ73,CU73,DI73)))","v":""},"",{"$f":"IF(CK73=\"\",\"\",IF(CL73=1,LOOKUP(CP73,'Vmáx(material) - Tab.4.3'!$L$2:$L$11,'Vmáx(material) - Tab.4.3'!$M$2:$M$11),LOOKUP(CP73,'Vmáx(material) - Tab.4.3'!$L$15,'Vmáx(material) - Tab.4.3'!$M$15)))","v":""},{"$f":"IF(CK73=\"\",\"\",VLOOKUP($CO73,'Vmáx(material) - Tab.4.3'!$R$35:$X$41,2))","v":""},{"$f":"IF(CK73=\"\",\"\",VLOOKUP($CO73,'Vmáx(material) - Tab.4.3'!$R$35:$X$41,3))","v":""},{"$f":"IF(CK73=\"\",\"\",VLOOKUP($CO73,'Vmáx(material) - Tab.4.3'!$R$35:$X$41,4))","v":""},{"$f":"IF(CK73=\"\",\"\",VLOOKUP($CO73,'Vmáx(material) - Tab.4.3'!$R$35:$X$41,5))","v":""},{"$f":"IF(CK73=\"\",\"\",VLOOKUP($CO73,'Vmáx(material) - Tab.4.3'!$R$35:$X$41,6))","v":""},{"$f":"IF(CK73=\"\",\"\",IF(CK73=\"\",\"\",VLOOKUP(CO73,'Vmáx(material) - Tab.4.3'!$R$35:$X$41,7)))","v":""},{"$f":"IF(CK73=\"\",\"\",IF(CL73=1,FCi(J73,CR73),FTr(J73,CQ73,CR73)))","v":""},"",{"$f":"IF(CK73=\"\",\"\",Hw(DO73,DP73,DQ73,DR73,DS73,DT73,Z,DU73,CV73,CR73))","v":""},"","","","","",{"$f":"IF(CK73=\"\",\"\",IF(CL73=1,PeriCi(CR73,DI73),PeriTr(CQ73,CU73,DI73)))","v":""},{"$f":"IF(CK73=\"\",\"\",IF(CL73=1,AreaCi(CR73,DI73),AreaTr(CQ73,CU73,DI73)))","v":""},{"$f":"IF(CK73=\"\",\"\",RhCi(DK73,EC73))","v":""},"",{"$f":"IF(CK73=\"\",\"\",hf(CS73,J73,CT73,DK73,EE73))","v":""},{"$f":"IF(CK73=\"\",\"\",LOOKUP(CW73,Tab.4.5!$J$6:$J$27,Tab.4.5!$L$6:$L$27))","v":""},{"$f":"IF(CK73=\"\",\"\",He(EH73,DM73))","v":""},{"$f":"IF(CK73=\"\",\"\",Hs(DM73))","v":""},{"$f":"IF(CK73=\"\",\"\",Hm(EB73,EG73,EI73,EJ73,CS73,CV73))","v":""},"","","","","","","K45+-45000 () ",{"$f":"IF(B73=\"Existe.\",IF(AE73=1,CONCATENATE(#REF!,AK73,\" m.\"),CONCATENATE(#REF!,AJ73,\" m x \",AK73,\" m.\")),IF(CL73=1,CONCATENATE(#REF!,CR73,\" m.\"),CONCATENATE(#REF!,CQ73,\" m x \",CR73,\" m.\")))","v":{"$error":"#REF!"}},"Concreto, L =  m, S = 0 %.","Cota clave eje= 0 msnm.",null,null,null,"","","","","",{"$f":"IF(EV73=\"\",\"\",VLOOKUP(EY73,'Estructura escalonada'!$D$3:$H$953,2))","v":""},"","","","","",""]
[null,null,null,null,null,null,null,null,null,null,null,0,null,0,null,null,null,null,null,null,{"$f":"IF(K74=\"No\",\"\",IF(O74=\"\",YcCi(P74,N74),YcTr(N74,O74,S74)))","v":{"$error":"#VALUE!"}},{"$f":"IF(K74=\"No\",\"\",IF(O74=\"\",Teta1(U74,P74),\"-\"))","v":{"$error":"#VALUE!"}},{"$error":"#VALUE!"},{"$error":"#VALUE!"},{"$f":"IF(K74=\"No\",\"\",IF(O74=\"\",Ynci(P74,N74,R74,T74),YnTr(1,R74,O74,S74,T74,N74)))","v":{"$error":"#VALUE!"}},{"$f":"IF(K74=\"No\",\"\",IF(O74=\"\",Teta1(Y74,P74),\"-\"))","v":{"$error":"#VALUE!"}},{"$f":"IF(K74=\"No\",\"\",IF(O74=\"\",AreaCi(P74,Y74),AreaTr(O74,S74,Y74)))","v":{"$error":"#VALUE!"}},{"$f":"IF(K74=\"No\",\"\",IF(O74=\"\",FrCi(AC74,9.806,Z74,P74),FrTr(AC74,9.806,O74,S74,Y74)))","v":{"$error":"#VALUE!"}},{"$error":"#VALUE!"},null,null,null,null,null,null,null,null,null,null,null,null,null,null,null,0,0,"","","",{"$f":"IF(AD74=\"\",\"\",IF(AE74=1,YcCi(AK74,J74),YcTr(J74,AJ74,AN74)))","v":""},{"$f":"IF(AD74=\"\",\"\",IF(AE74=1,Teta1(AX74,AK74),\"-\"))","v":""},{"$f":"IF(AD74=\"\",\"\",IF(AE74=1,AreaCi(AK74,AX74),AreaTr(AJ74,AN74,AX74)))","v":""},"",{"$f":"IF(AD74=\"\",\"\",IF(AE74=1,Ynci(AK74,J74,AM74,AO74),YnTr(1,AM74,AJ74,AN74,AO74,J74)))","v":""},{"$f":"IF(AD74=\"\",\"\",IF(AE74=1,Teta1(BB74,AK74),\"-\"))","v":""},{"$f":"IF(AD74=\"\",\"\",IF(AE74=1,AreaCi(AK74,BB74),AreaTr(AJ74,AN74,BB74)))","v":""},{"$f":"IF(AD74=\"\",\"\",IF(AE74=1,FrCi(BF74,9.806,BC74,AK74),FrTr(BF74,9.806,AJ74,AN74,BB74)))","v":""},"",{"$f":"IF(AD74=\"\",\"\",IF(AE74=1,LOOKUP(AI74,'Vmáx(material) - Tab.4.3'!$L$2:$L$11,'Vmáx(material) - Tab.4.3'!$M$2:$M$11),LOOKUP(AI74,'Vmáx(material) - Tab.4.3'!$L$15,'Vmáx(material) - Tab.4.3'!$M$15)))","v":""},{"$f":"IF(AD74=\"\",\"\",VLOOKUP($AH74,'Vmáx(material) - Tab.4.3'!$R$35:$X$41,2))","v":""},{"$f":"IF(AD74=\"\",\"\",VLOOKUP($AH74,'Vmáx(material) - Tab.4.3'!$R$35:$X$41,3))","v":""},{"$f":"IF(AD74=\"\",\"\",VLOOKUP($AH74,'Vmáx(material) - Tab.4.3'!$R$35:$X$41,4))","v":""},{"$f":"IF(AD74=\"\",\"\",VLOOKUP($AH74,'Vmáx(material) - Tab.4.3'!$R$35:$X$41,5))","v":""},{"$f":"IF(AD74=\"\",\"\",VLOOKUP($AH74,'Vmáx(material) - Tab.4.3'!$R$35:$X$41,6))","v":""},{"$f":"IF(AD74=\"\",\"\",IF(AD74=\"\",\"\",VLOOKUP($AH74,'Vmáx(material) - Tab.4.3'!$R$35:$X$41,7)))","v":""},{"$f":"IF(AD74=\"\",\"\",IF(AE74=1,FCi(J74,AK74),FTr(J74,AJ74,AK74)))","v":""},"",{"$f":"IF(AD74=\"\",\"\",Hw(BH74,BI74,BJ74,BK74,BL74,BM74,Z,BN74,AO74,AK74))","v":""},"","","","",{"$f":"IF(AD74=\"\",\"\",ho(BT74,AK74,AX74))","v":""},{"$f":"IF(AD74=\"\",\"\",IF(AE74=1,PeriCi(AK74,BB74),PeriTr(AJ74,AN74,BB74)))","v":""},{"$f":"IF(AD74=\"\",\"\",IF(AE74=1,AreaCi(AK74,BB74),AreaTr(AJ74,AN74,BB74)))","v":""},{"$f":"IF(AD74=\"\",\"\",RhCi(BW74,BV74))","v":""},"",{"$f":"IF(AD74=\"\",\"\",hf(AL74,J74,AM74,BW74,BX74))","v":""},{"$f":"IF(AD74=\"\",\"\",LOOKUP(AP74,Tab.4.5!$J$6:$J$27,Tab.4.5!$L$6:$L$27))","v":""},{"$f":"IF(AD74=\"\",\"\",He(CA74,BY74))","v":""},{"$f":"IF(AD74=\"\",\"\",Hs(BY74))","v":""},{"$f":"IF(AD74=\"\",\"\",Hm(BU74,BZ74,CB74,CC74,AL74,AO74))","v":""},"","","","","","",null,null,null,null,null,null,null,null,null,null,null,null,null,null,null,0,0,0,0,0,{"$f":"IF(CK74=\"\",\"\",IF(CL74=1,YcCi(CR74,J74),YcTr(J74,CQ74,CU74)))","v":""},{"$f":"IF(CK74=\"\",\"\",IF(CL74=1,Teta1(DE74,CR74),\"-\"))","v":""},"","",{"$f":"IF(CK74=\"\",\"\",IF(CL74=1,Ynci(CR74,J74,CT74,CV74),YnTr(1,CT74,CQ74,CU74,CV74,J74)))","v":""},{"$f":"IF(CK74=\"\",\"\",IF(CL74=1,Teta1(DI74,CR74),\"-\"))","v":""},{"$f":"IF(CK74=\"\",\"\",IF(CL74=1,AreaCi(CR74,J74),AreaTr(CQ74,CU74,DI74)))","v":""},{"$f":"IF(CK74=\"\",\"\",IF(CL74=1,FrCi(DM74,9.806,DJ74,CR74),FrTr(DM74,9.806,CQ74,CU74,DI74)))","v":""},"",{"$f":"IF(CK74=\"\",\"\",IF(CL74=1,LOOKUP(CP74,'Vmáx(material) - Tab.4.3'!$L$2:$L$11,'Vmáx(material) - Tab.4.3'!$M$2:$M$11),LOOKUP(CP74,'Vmáx(material) - Tab.4.3'!$L$15,'Vmáx(material) - Tab.4.3'!$M$15)))","v":""},{"$f":"IF(CK74=\"\",\"\",VLOOKUP($CO74,'Vmáx(material) - Tab.4.3'!$R$35:$X$41,2))","v":""},{"$f":"IF(CK74=\"\",\"\",VLOOKUP($CO74,'Vmáx(material) - Tab.4.3'!$R$35:$X$41,3))","v":""},{"$f":"IF(CK74=\"\",\"\",VLOOKUP($CO74,'Vmáx(material) - Tab.4.3'!$R$35:$X$41,4))","v":""},{"$f":"IF(CK74=\"\",\"\",VLOOKUP($CO74,'Vmáx(material) - Tab.4.3'!$R$35:$X$41,5))","v":""},{"$f":"IF(CK74=\"\",\"\",VLOOKUP($CO74,'Vmáx(material) - Tab.4.3'!$R$35:$X$41,6))","v":""},{"$f":"IF(CK74=\"\",\"\",IF(CK74=\"\",\"\",VLOOKUP(CO74,'Vmáx(material) - Tab.4.3'!$R$35:$X$41,7)))","v":""},{"$f":"IF(CK74=\"\",\"\",IF(CL74=1,FCi(J74,CR74),FTr(J74,CQ74,CR74)))","v":""},"",{"$f":"IF(CK74=\"\",\"\",Hw(DO74,DP74,DQ74,DR74,DS74,DT74,Z,DU74,CV74,CR74))","v":""},"","","","","",{"$f":"IF(CK74=\"\",\"\",IF(CL74=1,PeriCi(CR74,DI74),PeriTr(CQ74,CU74,DI74)))","v":""},{"$f":"IF(CK74=\"\",\"\",IF(CL74=1,AreaCi(CR74,DI74),AreaTr(CQ74,CU74,DI74)))","v":""},{"$f":"IF(CK74=\"\",\"\",RhCi(DK74,EC74))","v":""},"",{"$f":"IF(CK74=\"\",\"\",hf(CS74,J74,CT74,DK74,EE74))","v":""},{"$f":"IF(CK74=\"\",\"\",LOOKUP(CW74,Tab.4.5!$J$6:$J$27,Tab.4.5!$L$6:$L$27))","v":""},{"$f":"IF(CK74=\"\",\"\",He(EH74,DM74))","v":""},{"$f":"IF(CK74=\"\",\"\",Hs(DM74))","v":""},{"$f":"IF(CK74=\"\",\"\",Hm(EB74,EG74,EI74,EJ74,CS74,CV74))","v":""},"","","","","","","K45+-45000 () ",{"$f":"IF(B74=\"Existe.\",IF(AE74=1,CONCATENATE(#REF!,AK74,\" m.\"),CONCATENATE(#REF!,AJ74,\" m x \",AK74,\" m.\")),IF(CL74=1,CONCATENATE(#REF!,CR74,\" m.\"),CONCATENATE(#REF!,CQ74,\" m x \",CR74,\" m.\")))","v":{"$error":"#REF!"}},"Concreto, L =  m, S = 0 %.","Cota clave eje= 0 msnm.",null,null,null,"","","","","",{"$f":"IF(EV74=\"\",\"\",VLOOKUP(EY74,'Estructura escalonada'!$D$3:$H$953,2))","v":""},"","","","","",""]
[null,null,null,null,null,null,null,null,null,null,null,0,null,0,null,null,null,null,null,null,{"$f":"IF(K75=\"No\",\"\",IF(O75=\"\",YcCi(P75,N75),YcTr(N75,O75,S75)))","v":{"$error":"#VALUE!"}},{"$f":"IF(K75=\"No\",\"\",IF(O75=\"\",Teta1(U75,P75),\"-\"))","v":{"$error":"#VALUE!"}},{"$error":"#VALUE!"},{"$error":"#VALUE!"},{"$f":"IF(K75=\"No\",\"\",IF(O75=\"\",Ynci(P75,N75,R75,T75),YnTr(1,R75,O75,S75,T75,N75)))","v":{"$error":"#VALUE!"}},{"$f":"IF(K75=\"No\",\"\",IF(O75=\"\",Teta1(Y75,P75),\"-\"))","v":{"$error":"#VALUE!"}},{"$f":"IF(K75=\"No\",\"\",IF(O75=\"\",AreaCi(P75,Y75),AreaTr(O75,S75,Y75)))","v":{"$error":"#VALUE!"}},{"$f":"IF(K75=\"No\",\"\",IF(O75=\"\",FrCi(AC75,9.806,Z75,P75),FrTr(AC75,9.806,O75,S75,Y75)))","v":{"$error":"#VALUE!"}},{"$error":"#VALUE!"},null,null,null,null,null,null,null,null,null,null,null,null,null,null,null,0,0,"","","",{"$f":"IF(AD75=\"\",\"\",IF(AE75=1,YcCi(AK75,J75),YcTr(J75,AJ75,AN75)))","v":""},{"$f":"IF(AD75=\"\",\"\",IF(AE75=1,Teta1(AX75,AK75),\"-\"))","v":""},{"$f":"IF(AD75=\"\",\"\",IF(AE75=1,AreaCi(AK75,AX75),AreaTr(AJ75,AN75,AX75)))","v":""},"",{"$f":"IF(AD75=\"\",\"\",IF(AE75=1,Ynci(AK75,J75,AM75,AO75),YnTr(1,AM75,AJ75,AN75,AO75,J75)))","v":""},{"$f":"IF(AD75=\"\",\"\",IF(AE75=1,Teta1(BB75,AK75),\"-\"))","v":""},{"$f":"IF(AD75=\"\",\"\",IF(AE75=1,AreaCi(AK75,BB75),AreaTr(AJ75,AN75,BB75)))","v":""},{"$f":"IF(AD75=\"\",\"\",IF(AE75=1,FrCi(BF75,9.806,BC75,AK75),FrTr(BF75,9.806,AJ75,AN75,BB75)))","v":""},"",{"$f":"IF(AD75=\"\",\"\",IF(AE75=1,LOOKUP(AI75,'Vmáx(material) - Tab.4.3'!$L$2:$L$11,'Vmáx(material) - Tab.4.3'!$M$2:$M$11),LOOKUP(AI75,'Vmáx(material) - Tab.4.3'!$L$15,'Vmáx(material) - Tab.4.3'!$M$15)))","v":""},{"$f":"IF(AD75=\"\",\"\",VLOOKUP($AH75,'Vmáx(material) - Tab.4.3'!$R$35:$X$41,2))","v":""},{"$f":"IF(AD75=\"\",\"\",VLOOKUP($AH75,'Vmáx(material) - Tab.4.3'!$R$35:$X$41,3))","v":""},{"$f":"IF(AD75=\"\",\"\",VLOOKUP($AH75,'Vmáx(material) - Tab.4.3'!$R$35:$X$41,4))","v":""},{"$f":"IF(AD75=\"\",\"\",VLOOKUP($AH75,'Vmáx(material) - Tab.4.3'!$R$35:$X$41,5))","v":""},{"$f":"IF(AD75=\"\",\"\",VLOOKUP($AH75,'Vmáx(material) - Tab.4.3'!$R$35:$X$41,6))","v":""},{"$f":"IF(AD75=\"\",\"\",IF(AD75=\"\",\"\",VLOOKUP($AH75,'Vmáx(material) - Tab.4.3'!$R$35:$X$41,7)))","v":""},{"$f":"IF(AD75=\"\",\"\",IF(AE75=1,FCi(J75,AK75),FTr(J75,AJ75,AK75)))","v":""},"",{"$f":"IF(AD75=\"\",\"\",Hw(BH75,BI75,BJ75,BK75,BL75,BM75,Z,BN75,AO75,AK75))","v":""},"","","","",{"$f":"IF(AD75=\"\",\"\",ho(BT75,AK75,AX75))","v":""},{"$f":"IF(AD75=\"\",\"\",IF(AE75=1,PeriCi(AK75,BB75),PeriTr(AJ75,AN75,BB75)))","v":""},{"$f":"IF(AD75=\"\",\"\",IF(AE75=1,AreaCi(AK75,BB75),AreaTr(AJ75,AN75,BB75)))","v":""},{"$f":"IF(AD75=\"\",\"\",RhCi(BW75,BV75))","v":""},"",{"$f":"IF(AD75=\"\",\"\",hf(AL75,J75,AM75,BW75,BX75))","v":""},{"$f":"IF(AD75=\"\",\"\",LOOKUP(AP75,Tab.4.5!$J$6:$J$27,Tab.4.5!$L$6:$L$27))","v":""},{"$f":"IF(AD75=\"\",\"\",He(CA75,BY75))","v":""},{"$f":"IF(AD75=\"\",\"\",Hs(BY75))","v":""},{"$f":"IF(AD75=\"\",\"\",Hm(BU75,BZ75,CB75,CC75,AL75,AO75))","v":""},"","","","","","",null,null,null,null,null,null,null,null,null,null,null,null,null,null,null,0,0,0,0,0,{"$f":"IF(CK75=\"\",\"\",IF(CL75=1,YcCi(CR75,J75),YcTr(J75,CQ75,CU75)))","v":""},{"$f":"IF(CK75=\"\",\"\",IF(CL75=1,Teta1(DE75,CR75),\"-\"))","v":""},"","",{"$f":"IF(CK75=\"\",\"\",IF(CL75=1,Ynci(CR75,J75,CT75,CV75),YnTr(1,CT75,CQ75,CU75,CV75,J75)))","v":""},{"$f":"IF(CK75=\"\",\"\",IF(CL75=1,Teta1(DI75,CR75),\"-\"))","v":""},{"$f":"IF(CK75=\"\",\"\",IF(CL75=1,AreaCi(CR75,J75),AreaTr(CQ75,CU75,DI75)))","v":""},{"$f":"IF(CK75=\"\",\"\",IF(CL75=1,FrCi(DM75,9.806,DJ75,CR75),FrTr(DM75,9.806,CQ75,CU75,DI75)))","v":""},"",{"$f":"IF(CK75=\"\",\"\",IF(CL75=1,LOOKUP(CP75,'Vmáx(material) - Tab.4.3'!$L$2:$L$11,'Vmáx(material) - Tab.4.3'!$M$2:$M$11),LOOKUP(CP75,'Vmáx(material) - Tab.4.3'!$L$15,'Vmáx(material) - Tab.4.3'!$M$15)))","v":""},{"$f":"IF(CK75=\"\",\"\",VLOOKUP($CO75,'Vmáx(material) - Tab.4.3'!$R$35:$X$41,2))","v":""},{"$f":"IF(CK75=\"\",\"\",VLOOKUP($CO75,'Vmáx(material) - Tab.4.3'!$R$35:$X$41,3))","v":""},{"$f":"IF(CK75=\"\",\"\",VLOOKUP($CO75,'Vmáx(material) - Tab.4.3'!$R$35:$X$41,4))","v":""},{"$f":"IF(CK75=\"\",\"\",VLOOKUP($CO75,'Vmáx(material) - Tab.4.3'!$R$35:$X$41,5))","v":""},{"$f":"IF(CK75=\"\",\"\",VLOOKUP($CO75,'Vmáx(material) - Tab.4.3'!$R$35:$X$41,6))","v":""},{"$f":"IF(CK75=\"\",\"\",IF(CK75=\"\",\"\",VLOOKUP(CO75,'Vmáx(material) - Tab.4.3'!$R$35:$X$41,7)))","v":""},{"$f":"IF(CK75=\"\",\"\",IF(CL75=1,FCi(J75,CR75),FTr(J75,CQ75,CR75)))","v":""},"",{"$f":"IF(CK75=\"\",\"\",Hw(DO75,DP75,DQ75,DR75,DS75,DT75,Z,DU75,CV75,CR75))","v":""},"","","","","",{"$f":"IF(CK75=\"\",\"\",IF(CL75=1,PeriCi(CR75,DI75),PeriTr(CQ75,CU75,DI75)))","v":""},{"$f":"IF(CK75=\"\",\"\",IF(CL75=1,AreaCi(CR75,DI75),AreaTr(CQ75,CU75,DI75)))","v":""},{"$f":"IF(CK75=\"\",\"\",RhCi(DK75,EC75))","v":""},"",{"$f":"IF(CK75=\"\",\"\",hf(CS75,J75,CT75,DK75,EE75))","v":""},{"$f":"IF(CK75=\"\",\"\",LOOKUP(CW75,Tab.4.5!$J$6:$J$27,Tab.4.5!$L$6:$L$27))","v":""},{"$f":"IF(CK75=\"\",\"\",He(EH75,DM75))","v":""},{"$f":"IF(CK75=\"\",\"\",Hs(DM75))","v":""},{"$f":"IF(CK75=\"\",\"\",Hm(EB75,EG75,EI75,EJ75,CS75,CV75))","v":""},"","","","","","","K45+-45000 () ",{"$f":"IF(B75=\"Existe.\",IF(AE75=1,CONCATENATE(#REF!,AK75,\" m.\"),CONCATENATE(#REF!,AJ75,\" m x \",AK75,\" m.\")),IF(CL75=1,CONCATENATE(#REF!,CR75,\" m.\"),CONCATENATE(#REF!,CQ75,\" m x \",CR75,\" m.\")))","v":{"$error":"#REF!"}},"Concreto, L =  m, S = 0 %.","Cota clave eje= 0 msnm.",null,null,null,"","","","","",{"$f":"IF(EV75=\"\",\"\",VLOOKUP(EY75,'Estructura escalonada'!$D$3:$H$953,2))","v":""},"","","","","",""]
[null,null,null,null,null,null,null,null,null,null,null,0,null,0,null,null,null,null,null,null,{"$f":"IF(K76=\"No\",\"\",IF(O76=\"\",YcCi(P76,N76),YcTr(N76,O76,S76)))","v":{"$error":"#VALUE!"}},{"$f":"IF(K76=\"No\",\"\",IF(O76=\"\",Teta1(U76,P76),\"-\"))","v":{"$error":"#VALUE!"}},{"$error":"#VALUE!"},{"$error":"#VALUE!"},{"$f":"IF(K76=\"No\",\"\",IF(O76=\"\",Ynci(P76,N76,R76,T76),YnTr(1,R76,O76,S76,T76,N76)))","v":{"$error":"#VALUE!"}},{"$f":"IF(K76=\"No\",\"\",IF(O76=\"\",Teta1(Y76,P76),\"-\"))","v":{"$error":"#VALUE!"}},{"$f":"IF(K76=\"No\",\"\",IF(O76=\"\",AreaCi(P76,Y76),AreaTr(O76,S76,Y76)))","v":{"$error":"#VALUE!"}},{"$f":"IF(K76=\"No\",\"\",IF(O76=\"\",FrCi(AC76,9.806,Z76,P76),FrTr(AC76,9.806,O76,S76,Y76)))","v":{"$error":"#VALUE!"}},{"$error":"#VALUE!"},null,null,null,null,null,null,null,null,null,null,null,null,null,null,null,0,0,"","","",{"$f":"IF(AD76=\"\",\"\",IF(AE76=1,YcCi(AK76,J76),YcTr(J76,AJ76,AN76)))","v":""},{"$f":"IF(AD76=\"\",\"\",IF(AE76=1,Teta1(AX76,AK76),\"-\"))","v":""},{"$f":"IF(AD76=\"\",\"\",IF(AE76=1,AreaCi(AK76,AX76),AreaTr(AJ76,AN76,AX76)))","v":""},"",{"$f":"IF(AD76=\"\",\"\",IF(AE76=1,Ynci(AK76,J76,AM76,AO76),YnTr(1,AM76,AJ76,AN76,AO76,J76)))","v":""},{"$f":"IF(AD76=\"\",\"\",IF(AE76=1,Teta1(BB76,AK76),\"-\"))","v":""},{"$f":"IF(AD76=\"\",\"\",IF(AE76=1,AreaCi(AK76,BB76),AreaTr(AJ76,AN76,BB76)))","v":""},{"$f":"IF(AD76=\"\",\"\",IF(AE76=1,FrCi(BF76,9.806,BC76,AK76),FrTr(BF76,9.806,AJ76,AN76,BB76)))","v":""},"",{"$f":"IF(AD76=\"\",\"\",IF(AE76=1,LOOKUP(AI76,'Vmáx(material) - Tab.4.3'!$L$2:$L$11,'Vmáx(material) - Tab.4.3'!$M$2:$M$11),LOOKUP(AI76,'Vmáx(material) - Tab.4.3'!$L$15,'Vmáx(material) - Tab.4.3'!$M$15)))","v":""},{"$f":"IF(AD76=\"\",\"\",VLOOKUP($AH76,'Vmáx(material) - Tab.4.3'!$R$35:$X$41,2))","v":""},{"$f":"IF(AD76=\"\",\"\",VLOOKUP($AH76,'Vmáx(material) - Tab.4.3'!$R$35:$X$41,3))","v":""},{"$f":"IF(AD76=\"\",\"\",VLOOKUP($AH76,'Vmáx(material) - Tab.4.3'!$R$35:$X$41,4))","v":""},{"$f":"IF(AD76=\"\",\"\",VLOOKUP($AH76,'Vmáx(material) - Tab.4.3'!$R$35:$X$41,5))","v":""},{"$f":"IF(AD76=\"\",\"\",VLOOKUP($AH76,'Vmáx(material) - Tab.4.3'!$R$35:$X$41,6))","v":""},{"$f":"IF(AD76=\"\",\"\",IF(AD76=\"\",\"\",VLOOKUP($AH76,'Vmáx(material) - Tab.4.3'!$R$35:$X$41,7)))","v":""},{"$f":"IF(AD76=\"\",\"\",IF(AE76=1,FCi(J76,AK76),FTr(J76,AJ76,AK76)))","v":""},"",{"$f":"IF(AD76=\"\",\"\",Hw(BH76,BI76,BJ76,BK76,BL76,BM76,Z,BN76,AO76,AK76))","v":""},"","","","",{"$f":"IF(AD76=\"\",\"\",ho(BT76,AK76,AX76))","v":""},{"$f":"IF(AD76=\"\",\"\",IF(AE76=1,PeriCi(AK76,BB76),PeriTr(AJ76,AN76,BB76)))","v":""},{"$f":"IF(AD76=\"\",\"\",IF(AE76=1,AreaCi(AK76,BB76),AreaTr(AJ76,AN76,BB76)))","v":""},{"$f":"IF(AD76=\"\",\"\",RhCi(BW76,BV76))","v":""},"",{"$f":"IF(AD76=\"\",\"\",hf(AL76,J76,AM76,BW76,BX76))","v":""},{"$f":"IF(AD76=\"\",\"\",LOOKUP(AP76,Tab.4.5!$J$6:$J$27,Tab.4.5!$L$6:$L$27))","v":""},{"$f":"IF(AD76=\"\",\"\",He(CA76,BY76))","v":""},{"$f":"IF(AD76=\"\",\"\",Hs(BY76))","v":""},{"$f":"IF(AD76=\"\",\"\",Hm(BU76,BZ76,CB76,CC76,AL76,AO76))","v":""},"","","","","","",null,null,null,null,null,null,null,null,null,null,null,null,null,null,null,0,0,0,0,0,{"$f":"IF(CK76=\"\",\"\",IF(CL76=1,YcCi(CR76,J76),YcTr(J76,CQ76,CU76)))","v":""},{"$f":"IF(CK76=\"\",\"\",IF(CL76=1,Teta1(DE76,CR76),\"-\"))","v":""},"","",{"$f":"IF(CK76=\"\",\"\",IF(CL76=1,Ynci(CR76,J76,CT76,CV76),YnTr(1,CT76,CQ76,CU76,CV76,J76)))","v":""},{"$f":"IF(CK76=\"\",\"\",IF(CL76=1,Teta1(DI76,CR76),\"-\"))","v":""},{"$f":"IF(CK76=\"\",\"\",IF(CL76=1,AreaCi(CR76,J76),AreaTr(CQ76,CU76,DI76)))","v":""},{"$f":"IF(CK76=\"\",\"\",IF(CL76=1,FrCi(DM76,9.806,DJ76,CR76),FrTr(DM76,9.806,CQ76,CU76,DI76)))","v":""},"",{"$f":"IF(CK76=\"\",\"\",IF(CL76=1,LOOKUP(CP76,'Vmáx(material) - Tab.4.3'!$L$2:$L$11,'Vmáx(material) - Tab.4.3'!$M$2:$M$11),LOOKUP(CP76,'Vmáx(material) - Tab.4.3'!$L$15,'Vmáx(material) - Tab.4.3'!$M$15)))","v":""},{"$f":"IF(CK76=\"\",\"\",VLOOKUP($CO76,'Vmáx(material) - Tab.4.3'!$R$35:$X$41,2))","v":""},{"$f":"IF(CK76=\"\",\"\",VLOOKUP($CO76,'Vmáx(material) - Tab.4.3'!$R$35:$X$41,3))","v":""},{"$f":"IF(CK76=\"\",\"\",VLOOKUP($CO76,'Vmáx(material) - Tab.4.3'!$R$35:$X$41,4))","v":""},{"$f":"IF(CK76=\"\",\"\",VLOOKUP($CO76,'Vmáx(material) - Tab.4.3'!$R$35:$X$41,5))","v":""},{"$f":"IF(CK76=\"\",\"\",VLOOKUP($CO76,'Vmáx(material) - Tab.4.3'!$R$35:$X$41,6))","v":""},{"$f":"IF(CK76=\"\",\"\",IF(CK76=\"\",\"\",VLOOKUP(CO76,'Vmáx(material) - Tab.4.3'!$R$35:$X$41,7)))","v":""},{"$f":"IF(CK76=\"\",\"\",IF(CL76=1,FCi(J76,CR76),FTr(J76,CQ76,CR76)))","v":""},"",{"$f":"IF(CK76=\"\",\"\",Hw(DO76,DP76,DQ76,DR76,DS76,DT76,Z,DU76,CV76,CR76))","v":""},"","","","","",{"$f":"IF(CK76=\"\",\"\",IF(CL76=1,PeriCi(CR76,DI76),PeriTr(CQ76,CU76,DI76)))","v":""},{"$f":"IF(CK76=\"\",\"\",IF(CL76=1,AreaCi(CR76,DI76),AreaTr(CQ76,CU76,DI76)))","v":""},{"$f":"IF(CK76=\"\",\"\",RhCi(DK76,EC76))","v":""},"",{"$f":"IF(CK76=\"\",\"\",hf(CS76,J76,CT76,DK76,EE76))","v":""},{"$f":"IF(CK76=\"\",\"\",LOOKUP(CW76,Tab.4.5!$J$6:$J$27,Tab.4.5!$L$6:$L$27))","v":""},{"$f":"IF(CK76=\"\",\"\",He(EH76,DM76))","v":""},{"$f":"IF(CK76=\"\",\"\",Hs(DM76))","v":""},{"$f":"IF(CK76=\"\",\"\",Hm(EB76,EG76,EI76,EJ76,CS76,CV76))","v":""},"","","","","","","K45+-45000 () ",{"$f":"IF(B76=\"Existe.\",IF(AE76=1,CONCATENATE(#REF!,AK76,\" m.\"),CONCATENATE(#REF!,AJ76,\" m x \",AK76,\" m.\")),IF(CL76=1,CONCATENATE(#REF!,CR76,\" m.\"),CONCATENATE(#REF!,CQ76,\" m x \",CR76,\" m.\")))","v":{"$error":"#REF!"}},"Concreto, L =  m, S = 0 %.","Cota clave eje= 0 msnm.",null,null,null,"","","","","",{"$f":"IF(EV76=\"\",\"\",VLOOKUP(EY76,'Estructura escalonada'!$D$3:$H$953,2))","v":""},"","","","","",""]
[null,null,null,null,null,null,null,null,null,null,null,0,null,0,null,null,null,null,null,null,{"$f":"IF(K77=\"No\",\"\",IF(O77=\"\",YcCi(P77,N77),YcTr(N77,O77,S77)))","v":{"$error":"#VALUE!"}},{"$f":"IF(K77=\"No\",\"\",IF(O77=\"\",Teta1(U77,P77),\"-\"))","v":{"$error":"#VALUE!"}},{"$error":"#VALUE!"},{"$error":"#VALUE!"},{"$f":"IF(K77=\"No\",\"\",IF(O77=\"\",Ynci(P77,N77,R77,T77),YnTr(1,R77,O77,S77,T77,N77)))","v":{"$error":"#VALUE!"}},{"$f":"IF(K77=\"No\",\"\",IF(O77=\"\",Teta1(Y77,P77),\"-\"))","v":{"$error":"#VALUE!"}},{"$f":"IF(K77=\"No\",\"\",IF(O77=\"\",AreaCi(P77,Y77),AreaTr(O77,S77,Y77)))","v":{"$error":"#VALUE!"}},{"$f":"IF(K77=\"No\",\"\",IF(O77=\"\",FrCi(AC77,9.806,Z77,P77),FrTr(AC77,9.806,O77,S77,Y77)))","v":{"$error":"#VALUE!"}},{"$error":"#VALUE!"},null,null,null,null,null,null,null,null,null,null,null,null,null,null,null,0,0,"","","",{"$f":"IF(AD77=\"\",\"\",IF(AE77=1,YcCi(AK77,J77),YcTr(J77,AJ77,AN77)))","v":""},{"$f":"IF(AD77=\"\",\"\",IF(AE77=1,Teta1(AX77,AK77),\"-\"))","v":""},{"$f":"IF(AD77=\"\",\"\",IF(AE77=1,AreaCi(AK77,AX77),AreaTr(AJ77,AN77,AX77)))","v":""},"",{"$f":"IF(AD77=\"\",\"\",IF(AE77=1,Ynci(AK77,J77,AM77,AO77),YnTr(1,AM77,AJ77,AN77,AO77,J77)))","v":""},{"$f":"IF(AD77=\"\",\"\",IF(AE77=1,Teta1(BB77,AK77),\"-\"))","v":""},{"$f":"IF(AD77=\"\",\"\",IF(AE77=1,AreaCi(AK77,BB77),AreaTr(AJ77,AN77,BB77)))","v":""},{"$f":"IF(AD77=\"\",\"\",IF(AE77=1,FrCi(BF77,9.806,BC77,AK77),FrTr(BF77,9.806,AJ77,AN77,BB77)))","v":""},"",{"$f":"IF(AD77=\"\",\"\",IF(AE77=1,LOOKUP(AI77,'Vmáx(material) - Tab.4.3'!$L$2:$L$11,'Vmáx(material) - Tab.4.3'!$M$2:$M$11),LOOKUP(AI77,'Vmáx(material) - Tab.4.3'!$L$15,'Vmáx(material) - Tab.4.3'!$M$15)))","v":""},{"$f":"IF(AD77=\"\",\"\",VLOOKUP($AH77,'Vmáx(material) - Tab.4.3'!$R$35:$X$41,2))","v":""},{"$f":"IF(AD77=\"\",\"\",VLOOKUP($AH77,'Vmáx(material) - Tab.4.3'!$R$35:$X$41,3))","v":""},{"$f":"IF(AD77=\"\",\"\",VLOOKUP($AH77,'Vmáx(material) - Tab.4.3'!$R$35:$X$41,4))","v":""},{"$f":"IF(AD77=\"\",\"\",VLOOKUP($AH77,'Vmáx(material) - Tab.4.3'!$R$35:$X$41,5))","v":""},{"$f":"IF(AD77=\"\",\"\",VLOOKUP($AH77,'Vmáx(material) - Tab.4.3'!$R$35:$X$41,6))","v":""},{"$f":"IF(AD77=\"\",\"\",IF(AD77=\"\",\"\",VLOOKUP($AH77,'Vmáx(material) - Tab.4.3'!$R$35:$X$41,7)))","v":""},{"$f":"IF(AD77=\"\",\"\",IF(AE77=1,FCi(J77,AK77),FTr(J77,AJ77,AK77)))","v":""},"",{"$f":"IF(AD77=\"\",\"\",Hw(BH77,BI77,BJ77,BK77,BL77,BM77,Z,BN77,AO77,AK77))","v":""},"","","","",{"$f":"IF(AD77=\"\",\"\",ho(BT77,AK77,AX77))","v":""},{"$f":"IF(AD77=\"\",\"\",IF(AE77=1,PeriCi(AK77,BB77),PeriTr(AJ77,AN77,BB77)))","v":""},{"$f":"IF(AD77=\"\",\"\",IF(AE77=1,AreaCi(AK77,BB77),AreaTr(AJ77,AN77,BB77)))","v":""},{"$f":"IF(AD77=\"\",\"\",RhCi(BW77,BV77))","v":""},"",{"$f":"IF(AD77=\"\",\"\",hf(AL77,J77,AM77,BW77,BX77))","v":""},{"$f":"IF(AD77=\"\",\"\",LOOKUP(AP77,Tab.4.5!$J$6:$J$27,Tab.4.5!$L$6:$L$27))","v":""},{"$f":"IF(AD77=\"\",\"\",He(CA77,BY77))","v":""},{"$f":"IF(AD77=\"\",\"\",Hs(BY77))","v":""},{"$f":"IF(AD77=\"\",\"\",Hm(BU77,BZ77,CB77,CC77,AL77,AO77))","v":""},"","","","","","",null,null,null,null,null,null,null,null,null,null,null,null,null,null,null,0,0,0,0,0,{"$f":"IF(CK77=\"\",\"\",IF(CL77=1,YcCi(CR77,J77),YcTr(J77,CQ77,CU77)))","v":""},{"$f":"IF(CK77=\"\",\"\",IF(CL77=1,Teta1(DE77,CR77),\"-\"))","v":""},"","",{"$f":"IF(CK77=\"\",\"\",IF(CL77=1,Ynci(CR77,J77,CT77,CV77),YnTr(1,CT77,CQ77,CU77,CV77,J77)))","v":""},{"$f":"IF(CK77=\"\",\"\",IF(CL77=1,Teta1(DI77,CR77),\"-\"))","v":""},{"$f":"IF(CK77=\"\",\"\",IF(CL77=1,AreaCi(CR77,J77),AreaTr(CQ77,CU77,DI77)))","v":""},{"$f":"IF(CK77=\"\",\"\",IF(CL77=1,FrCi(DM77,9.806,DJ77,CR77),FrTr(DM77,9.806,CQ77,CU77,DI77)))","v":""},"",{"$f":"IF(CK77=\"\",\"\",IF(CL77=1,LOOKUP(CP77,'Vmáx(material) - Tab.4.3'!$L$2:$L$11,'Vmáx(material) - Tab.4.3'!$M$2:$M$11),LOOKUP(CP77,'Vmáx(material) - Tab.4.3'!$L$15,'Vmáx(material) - Tab.4.3'!$M$15)))","v":""},{"$f":"IF(CK77=\"\",\"\",VLOOKUP($CO77,'Vmáx(material) - Tab.4.3'!$R$35:$X$41,2))","v":""},{"$f":"IF(CK77=\"\",\"\",VLOOKUP($CO77,'Vmáx(material) - Tab.4.3'!$R$35:$X$41,3))","v":""},{"$f":"IF(CK77=\"\",\"\",VLOOKUP($CO77,'Vmáx(material) - Tab.4.3'!$R$35:$X$41,4))","v":""},{"$f":"IF(CK77=\"\",\"\",VLOOKUP($CO77,'Vmáx(material) - Tab.4.3'!$R$35:$X$41,5))","v":""},{"$f":"IF(CK77=\"\",\"\",VLOOKUP($CO77,'Vmáx(material) - Tab.4.3'!$R$35:$X$41,6))","v":""},{"$f":"IF(CK77=\"\",\"\",IF(CK77=\"\",\"\",VLOOKUP(CO77,'Vmáx(material) - Tab.4.3'!$R$35:$X$41,7)))","v":""},{"$f":"IF(CK77=\"\",\"\",IF(CL77=1,FCi(J77,CR77),FTr(J77,CQ77,CR77)))","v":""},"",{"$f":"IF(CK77=\"\",\"\",Hw(DO77,DP77,DQ77,DR77,DS77,DT77,Z,DU77,CV77,CR77))","v":""},"","","","","",{"$f":"IF(CK77=\"\",\"\",IF(CL77=1,PeriCi(CR77,DI77),PeriTr(CQ77,CU77,DI77)))","v":""},{"$f":"IF(CK77=\"\",\"\",IF(CL77=1,AreaCi(CR77,DI77),AreaTr(CQ77,CU77,DI77)))","v":""},{"$f":"IF(CK77=\"\",\"\",RhCi(DK77,EC77))","v":""},"",{"$f":"IF(CK77=\"\",\"\",hf(CS77,J77,CT77,DK77,EE77))","v":""},{"$f":"IF(CK77=\"\",\"\",LOOKUP(CW77,Tab.4.5!$J$6:$J$27,Tab.4.5!$L$6:$L$27))","v":""},{"$f":"IF(CK77=\"\",\"\",He(EH77,DM77))","v":""},{"$f":"IF(CK77=\"\",\"\",Hs(DM77))","v":""},{"$f":"IF(CK77=\"\",\"\",Hm(EB77,EG77,EI77,EJ77,CS77,CV77))","v":""},"","","","","","","K45+-45000 () ",{"$f":"IF(B77=\"Existe.\",IF(AE77=1,CONCATENATE(#REF!,AK77,\" m.\"),CONCATENATE(#REF!,AJ77,\" m x \",AK77,\" m.\")),IF(CL77=1,CONCATENATE(#REF!,CR77,\" m.\"),CONCATENATE(#REF!,CQ77,\" m x \",CR77,\" m.\")))","v":{"$error":"#REF!"}},"Concreto, L =  m, S = 0 %.","Cota clave eje= 0 msnm.",null,null,null,"","","","","",{"$f":"IF(EV77=\"\",\"\",VLOOKUP(EY77,'Estructura escalonada'!$D$3:$H$953,2))","v":""},"","","","","",""]
[null,null,null,null,null,null,null,null,null,null,null,0,null,0,null,null,null,null,null,null,{"$f":"IF(K78=\"No\",\"\",IF(O78=\"\",YcCi(P78,N78),YcTr(N78,O78,S78)))","v":{"$error":"#VALUE!"}},{"$f":"IF(K78=\"No\",\"\",IF(O78=\"\",Teta1(U78,P78),\"-\"))","v":{"$error":"#VALUE!"}},{"$error":"#VALUE!"},{"$error":"#VALUE!"},{"$f":"IF(K78=\"No\",\"\",IF(O78=\"\",Ynci(P78,N78,R78,T78),YnTr(1,R78,O78,S78,T78,N78)))","v":{"$error":"#VALUE!"}},{"$f":"IF(K78=\"No\",\"\",IF(O78=\"\",Teta1(Y78,P78),\"-\"))","v":{"$error":"#VALUE!"}},{"$f":"IF(K78=\"No\",\"\",IF(O78=\"\",AreaCi(P78,Y78),AreaTr(O78,S78,Y78)))","v":{"$error":"#VALUE!"}},{"$f":"IF(K78=\"No\",\"\",IF(O78=\"\",FrCi(AC78,9.806,Z78,P78),FrTr(AC78,9.806,O78,S78,Y78)))","v":{"$error":"#VALUE!"}},{"$error":"#VALUE!"},null,null,null,null,null,null,null,null,null,null,null,null,null,null,null,0,0,"","","",{"$f":"IF(AD78=\"\",\"\",IF(AE78=1,YcCi(AK78,J78),YcTr(J78,AJ78,AN78)))","v":""},{"$f":"IF(AD78=\"\",\"\",IF(AE78=1,Teta1(AX78,AK78),\"-\"))","v":""},{"$f":"IF(AD78=\"\",\"\",IF(AE78=1,AreaCi(AK78,AX78),AreaTr(AJ78,AN78,AX78)))","v":""},"",{"$f":"IF(AD78=\"\",\"\",IF(AE78=1,Ynci(AK78,J78,AM78,AO78),YnTr(1,AM78,AJ78,AN78,AO78,J78)))","v":""},{"$f":"IF(AD78=\"\",\"\",IF(AE78=1,Teta1(BB78,AK78),\"-\"))","v":""},{"$f":"IF(AD78=\"\",\"\",IF(AE78=1,AreaCi(AK78,BB78),AreaTr(AJ78,AN78,BB78)))","v":""},{"$f":"IF(AD78=\"\",\"\",IF(AE78=1,FrCi(BF78,9.806,BC78,AK78),FrTr(BF78,9.806,AJ78,AN78,BB78)))","v":""},"",{"$f":"IF(AD78=\"\",\"\",IF(AE78=1,LOOKUP(AI78,'Vmáx(material) - Tab.4.3'!$L$2:$L$11,'Vmáx(material) - Tab.4.3'!$M$2:$M$11),LOOKUP(AI78,'Vmáx(material) - Tab.4.3'!$L$15,'Vmáx(material) - Tab.4.3'!$M$15)))","v":""},{"$f":"IF(AD78=\"\",\"\",VLOOKUP($AH78,'Vmáx(material) - Tab.4.3'!$R$35:$X$41,2))","v":""},{"$f":"IF(AD78=\"\",\"\",VLOOKUP($AH78,'Vmáx(material) - Tab.4.3'!$R$35:$X$41,3))","v":""},{"$f":"IF(AD78=\"\",\"\",VLOOKUP($AH78,'Vmáx(material) - Tab.4.3'!$R$35:$X$41,4))","v":""},{"$f":"IF(AD78=\"\",\"\",VLOOKUP($AH78,'Vmáx(material) - Tab.4.3'!$R$35:$X$41,5))","v":""},{"$f":"IF(AD78=\"\",\"\",VLOOKUP($AH78,'Vmáx(material) - Tab.4.3'!$R$35:$X$41,6))","v":""},{"$f":"IF(AD78=\"\",\"\",IF(AD78=\"\",\"\",VLOOKUP($AH78,'Vmáx(material) - Tab.4.3'!$R$35:$X$41,7)))","v":""},{"$f":"IF(AD78=\"\",\"\",IF(AE78=1,FCi(J78,AK78),FTr(J78,AJ78,AK78)))","v":""},"",{"$f":"IF(AD78=\"\",\"\",Hw(BH78,BI78,BJ78,BK78,BL78,BM78,Z,BN78,AO78,AK78))","v":""},"","","","",{"$f":"IF(AD78=\"\",\"\",ho(BT78,AK78,AX78))","v":""},{"$f":"IF(AD78=\"\",\"\",IF(AE78=1,PeriCi(AK78,BB78),PeriTr(AJ78,AN78,BB78)))","v":""},{"$f":"IF(AD78=\"\",\"\",IF(AE78=1,AreaCi(AK78,BB78),AreaTr(AJ78,AN78,BB78)))","v":""},{"$f":"IF(AD78=\"\",\"\",RhCi(BW78,BV78))","v":""},"",{"$f":"IF(AD78=\"\",\"\",hf(AL78,J78,AM78,BW78,BX78))","v":""},{"$f":"IF(AD78=\"\",\"\",LOOKUP(AP78,Tab.4.5!$J$6:$J$27,Tab.4.5!$L$6:$L$27))","v":""},{"$f":"IF(AD78=\"\",\"\",He(CA78,BY78))","v":""},{"$f":"IF(AD78=\"\",\"\",Hs(BY78))","v":""},{"$f":"IF(AD78=\"\",\"\",Hm(BU78,BZ78,CB78,CC78,AL78,AO78))","v":""},"","","","","","",null,null,null,null,null,null,null,null,null,null,null,null,null,null,null,0,0,0,0,0,{"$f":"IF(CK78=\"\",\"\",IF(CL78=1,YcCi(CR78,J78),YcTr(J78,CQ78,CU78)))","v":""},{"$f":"IF(CK78=\"\",\"\",IF(CL78=1,Teta1(DE78,CR78),\"-\"))","v":""},"","",{"$f":"IF(CK78=\"\",\"\",IF(CL78=1,Ynci(CR78,J78,CT78,CV78),YnTr(1,CT78,CQ78,CU78,CV78,J78)))","v":""},{"$f":"IF(CK78=\"\",\"\",IF(CL78=1,Teta1(DI78,CR78),\"-\"))","v":""},{"$f":"IF(CK78=\"\",\"\",IF(CL78=1,AreaCi(CR78,J78),AreaTr(CQ78,CU78,DI78)))","v":""},{"$f":"IF(CK78=\"\",\"\",IF(CL78=1,FrCi(DM78,9.806,DJ78,CR78),FrTr(DM78,9.806,CQ78,CU78,DI78)))","v":""},"",{"$f":"IF(CK78=\"\",\"\",IF(CL78=1,LOOKUP(CP78,'Vmáx(material) - Tab.4.3'!$L$2:$L$11,'Vmáx(material) - Tab.4.3'!$M$2:$M$11),LOOKUP(CP78,'Vmáx(material) - Tab.4.3'!$L$15,'Vmáx(material) - Tab.4.3'!$M$15)))","v":""},{"$f":"IF(CK78=\"\",\"\",VLOOKUP($CO78,'Vmáx(material) - Tab.4.3'!$R$35:$X$41,2))","v":""},{"$f":"IF(CK78=\"\",\"\",VLOOKUP($CO78,'Vmáx(material) - Tab.4.3'!$R$35:$X$41,3))","v":""},{"$f":"IF(CK78=\"\",\"\",VLOOKUP($CO78,'Vmáx(material) - Tab.4.3'!$R$35:$X$41,4))","v":""},{"$f":"IF(CK78=\"\",\"\",VLOOKUP($CO78,'Vmáx(material) - Tab.4.3'!$R$35:$X$41,5))","v":""},{"$f":"IF(CK78=\"\",\"\",VLOOKUP($CO78,'Vmáx(material) - Tab.4.3'!$R$35:$X$41,6))","v":""},{"$f":"IF(CK78=\"\",\"\",IF(CK78=\"\",\"\",VLOOKUP(CO78,'Vmáx(material) - Tab.4.3'!$R$35:$X$41,7)))","v":""},{"$f":"IF(CK78=\"\",\"\",IF(CL78=1,FCi(J78,CR78),FTr(J78,CQ78,CR78)))","v":""},"",{"$f":"IF(CK78=\"\",\"\",Hw(DO78,DP78,DQ78,DR78,DS78,DT78,Z,DU78,CV78,CR78))","v":""},"","","","","",{"$f":"IF(CK78=\"\",\"\",IF(CL78=1,PeriCi(CR78,DI78),PeriTr(CQ78,CU78,DI78)))","v":""},{"$f":"IF(CK78=\"\",\"\",IF(CL78=1,AreaCi(CR78,DI78),AreaTr(CQ78,CU78,DI78)))","v":""},{"$f":"IF(CK78=\"\",\"\",RhCi(DK78,EC78))","v":""},"",{"$f":"IF(CK78=\"\",\"\",hf(CS78,J78,CT78,DK78,EE78))","v":""},{"$f":"IF(CK78=\"\",\"\",LOOKUP(CW78,Tab.4.5!$J$6:$J$27,Tab.4.5!$L$6:$L$27))","v":""},{"$f":"IF(CK78=\"\",\"\",He(EH78,DM78))","v":""},{"$f":"IF(CK78=\"\",\"\",Hs(DM78))","v":""},{"$f":"IF(CK78=\"\",\"\",Hm(EB78,EG78,EI78,EJ78,CS78,CV78))","v":""},"","","","","","","K45+-45000 () ",{"$f":"IF(B78=\"Existe.\",IF(AE78=1,CONCATENATE(#REF!,AK78,\" m.\"),CONCATENATE(#REF!,AJ78,\" m x \",AK78,\" m.\")),IF(CL78=1,CONCATENATE(#REF!,CR78,\" m.\"),CONCATENATE(#REF!,CQ78,\" m x \",CR78,\" m.\")))","v":{"$error":"#REF!"}},"Concreto, L =  m, S = 0 %.","Cota clave eje= 0 msnm.",null,null,null,"","","","","",{"$f":"IF(EV78=\"\",\"\",VLOOKUP(EY78,'Estructura escalonada'!$D$3:$H$953,2))","v":""},"","","","","",""]
[null,null,null,null,null,null,null,null,null,null,null,0,null,0,null,null,null,null,null,null,{"$f":"IF(K79=\"No\",\"\",IF(O79=\"\",YcCi(P79,N79),YcTr(N79,O79,S79)))","v":{"$error":"#VALUE!"}},{"$f":"IF(K79=\"No\",\"\",IF(O79=\"\",Teta1(U79,P79),\"-\"))","v":{"$error":"#VALUE!"}},{"$error":"#VALUE!"},{"$error":"#VALUE!"},{"$f":"IF(K79=\"No\",\"\",IF(O79=\"\",Ynci(P79,N79,R79,T79),YnTr(1,R79,O79,S79,T79,N79)))","v":{"$error":"#VALUE!"}},{"$f":"IF(K79=\"No\",\"\",IF(O79=\"\",Teta1(Y79,P79),\"-\"))","v":{"$error":"#VALUE!"}},{"$f":"IF(K79=\"No\",\"\",IF(O79=\"\",AreaCi(P79,Y79),AreaTr(O79,S79,Y79)))","v":{"$error":"#VALUE!"}},{"$f":"IF(K79=\"No\",\"\",IF(O79=\"\",FrCi(AC79,9.806,Z79,P79),FrTr(AC79,9.806,O79,S79,Y79)))","v":{"$error":"#VALUE!"}},{"$error":"#VALUE!"},null,null,null,null,null,null,null,null,null,null,null,null,null,null,null,0,0,"","","",{"$f":"IF(AD79=\"\",\"\",IF(AE79=1,YcCi(AK79,J79),YcTr(J79,AJ79,AN79)))","v":""},{"$f":"IF(AD79=\"\",\"\",IF(AE79=1,Teta1(AX79,AK79),\"-\"))","v":""},{"$f":"IF(AD79=\"\",\"\",IF(AE79=1,AreaCi(AK79,AX79),AreaTr(AJ79,AN79,AX79)))","v":""},"",{"$f":"IF(AD79=\"\",\"\",IF(AE79=1,Ynci(AK79,J79,AM79,AO79),YnTr(1,AM79,AJ79,AN79,AO79,J79)))","v":""},{"$f":"IF(AD79=\"\",\"\",IF(AE79=1,Teta1(BB79,AK79),\"-\"))","v":""},{"$f":"IF(AD79=\"\",\"\",IF(AE79=1,AreaCi(AK79,BB79),AreaTr(AJ79,AN79,BB79)))","v":""},{"$f":"IF(AD79=\"\",\"\",IF(AE79=1,FrCi(BF79,9.806,BC79,AK79),FrTr(BF79,9.806,AJ79,AN79,BB79)))","v":""},"",{"$f":"IF(AD79=\"\",\"\",IF(AE79=1,LOOKUP(AI79,'Vmáx(material) - Tab.4.3'!$L$2:$L$11,'Vmáx(material) - Tab.4.3'!$M$2:$M$11),LOOKUP(AI79,'Vmáx(material) - Tab.4.3'!$L$15,'Vmáx(material) - Tab.4.3'!$M$15)))","v":""},{"$f":"IF(AD79=\"\",\"\",VLOOKUP($AH79,'Vmáx(material) - Tab.4.3'!$R$35:$X$41,2))","v":""},{"$f":"IF(AD79=\"\",\"\",VLOOKUP($AH79,'Vmáx(material) - Tab.4.3'!$R$35:$X$41,3))","v":""},{"$f":"IF(AD79=\"\",\"\",VLOOKUP($AH79,'Vmáx(material) - Tab.4.3'!$R$35:$X$41,4))","v":""},{"$f":"IF(AD79=\"\",\"\",VLOOKUP($AH79,'Vmáx(material) - Tab.4.3'!$R$35:$X$41,5))","v":""},{"$f":"IF(AD79=\"\",\"\",VLOOKUP($AH79,'Vmáx(material) - Tab.4.3'!$R$35:$X$41,6))","v":""},{"$f":"IF(AD79=\"\",\"\",IF(AD79=\"\",\"\",VLOOKUP($AH79,'Vmáx(material) - Tab.4.3'!$R$35:$X$41,7)))","v":""},{"$f":"IF(AD79=\"\",\"\",IF(AE79=1,FCi(J79,AK79),FTr(J79,AJ79,AK79)))","v":""},"",{"$f":"IF(AD79=\"\",\"\",Hw(BH79,BI79,BJ79,BK79,BL79,BM79,Z,BN79,AO79,AK79))","v":""},"","","","",{"$f":"IF(AD79=\"\",\"\",ho(BT79,AK79,AX79))","v":""},{"$f":"IF(AD79=\"\",\"\",IF(AE79=1,PeriCi(AK79,BB79),PeriTr(AJ79,AN79,BB79)))","v":""},{"$f":"IF(AD79=\"\",\"\",IF(AE79=1,AreaCi(AK79,BB79),AreaTr(AJ79,AN79,BB79)))","v":""},{"$f":"IF(AD79=\"\",\"\",RhCi(BW79,BV79))","v":""},"",{"$f":"IF(AD79=\"\",\"\",hf(AL79,J79,AM79,BW79,BX79))","v":""},{"$f":"IF(AD79=\"\",\"\",LOOKUP(AP79,Tab.4.5!$J$6:$J$27,Tab.4.5!$L$6:$L$27))","v":""},{"$f":"IF(AD79=\"\",\"\",He(CA79,BY79))","v":""},{"$f":"IF(AD79=\"\",\"\",Hs(BY79))","v":""},{"$f":"IF(AD79=\"\",\"\",Hm(BU79,BZ79,CB79,CC79,AL79,AO79))","v":""},"","","","","","",null,null,null,null,null,null,null,null,null,null,null,null,null,null,null,0,0,0,0,0,{"$f":"IF(CK79=\"\",\"\",IF(CL79=1,YcCi(CR79,J79),YcTr(J79,CQ79,CU79)))","v":""},{"$f":"IF(CK79=\"\",\"\",IF(CL79=1,Teta1(DE79,CR79),\"-\"))","v":""},"","",{"$f":"IF(CK79=\"\",\"\",IF(CL79=1,Ynci(CR79,J79,CT79,CV79),YnTr(1,CT79,CQ79,CU79,CV79,J79)))","v":""},{"$f":"IF(CK79=\"\",\"\",IF(CL79=1,Teta1(DI79,CR79),\"-\"))","v":""},{"$f":"IF(CK79=\"\",\"\",IF(CL79=1,AreaCi(CR79,J79),AreaTr(CQ79,CU79,DI79)))","v":""},{"$f":"IF(CK79=\"\",\"\",IF(CL79=1,FrCi(DM79,9.806,DJ79,CR79),FrTr(DM79,9.806,CQ79,CU79,DI79)))","v":""},"",{"$f":"IF(CK79=\"\",\"\",IF(CL79=1,LOOKUP(CP79,'Vmáx(material) - Tab.4.3'!$L$2:$L$11,'Vmáx(material) - Tab.4.3'!$M$2:$M$11),LOOKUP(CP79,'Vmáx(material) - Tab.4.3'!$L$15,'Vmáx(material) - Tab.4.3'!$M$15)))","v":""},{"$f":"IF(CK79=\"\",\"\",VLOOKUP($CO79,'Vmáx(material) - Tab.4.3'!$R$35:$X$41,2))","v":""},{"$f":"IF(CK79=\"\",\"\",VLOOKUP($CO79,'Vmáx(material) - Tab.4.3'!$R$35:$X$41,3))","v":""},{"$f":"IF(CK79=\"\",\"\",VLOOKUP($CO79,'Vmáx(material) - Tab.4.3'!$R$35:$X$41,4))","v":""},{"$f":"IF(CK79=\"\",\"\",VLOOKUP($CO79,'Vmáx(material) - Tab.4.3'!$R$35:$X$41,5))","v":""},{"$f":"IF(CK79=\"\",\"\",VLOOKUP($CO79,'Vmáx(material) - Tab.4.3'!$R$35:$X$41,6))","v":""},{"$f":"IF(CK79=\"\",\"\",IF(CK79=\"\",\"\",VLOOKUP(CO79,'Vmáx(material) - Tab.4.3'!$R$35:$X$41,7)))","v":""},{"$f":"IF(CK79=\"\",\"\",IF(CL79=1,FCi(J79,CR79),FTr(J79,CQ79,CR79)))","v":""},"",{"$f":"IF(CK79=\"\",\"\",Hw(DO79,DP79,DQ79,DR79,DS79,DT79,Z,DU79,CV79,CR79))","v":""},"","","","","",{"$f":"IF(CK79=\"\",\"\",IF(CL79=1,PeriCi(CR79,DI79),PeriTr(CQ79,CU79,DI79)))","v":""},{"$f":"IF(CK79=\"\",\"\",IF(CL79=1,AreaCi(CR79,DI79),AreaTr(CQ79,CU79,DI79)))","v":""},{"$f":"IF(CK79=\"\",\"\",RhCi(DK79,EC79))","v":""},"",{"$f":"IF(CK79=\"\",\"\",hf(CS79,J79,CT79,DK79,EE79))","v":""},{"$f":"IF(CK79=\"\",\"\",LOOKUP(CW79,Tab.4.5!$J$6:$J$27,Tab.4.5!$L$6:$L$27))","v":""},{"$f":"IF(CK79=\"\",\"\",He(EH79,DM79))","v":""},{"$f":"IF(CK79=\"\",\"\",Hs(DM79))","v":""},{"$f":"IF(CK79=\"\",\"\",Hm(EB79,EG79,EI79,EJ79,CS79,CV79))","v":""},"","","","","","","K45+-45000 () ",{"$f":"IF(B79=\"Existe.\",IF(AE79=1,CONCATENATE(#REF!,AK79,\" m.\"),CONCATENATE(#REF!,AJ79,\" m x \",AK79,\" m.\")),IF(CL79=1,CONCATENATE(#REF!,CR79,\" m.\"),CONCATENATE(#REF!,CQ79,\" m x \",CR79,\" m.\")))","v":{"$error":"#REF!"}},"Concreto, L =  m, S = 0 %.","Cota clave eje= 0 msnm.",null,null,null,"","","","","",{"$f":"IF(EV79=\"\",\"\",VLOOKUP(EY79,'Estructura escalonada'!$D$3:$H$953,2))","v":""},"","","","","",""]
[null,null,null,null,null,null,null,null,null,null,null,0,null,0,null,null,null,null,null,null,{"$f":"IF(K80=\"No\",\"\",IF(O80=\"\",YcCi(P80,N80),YcTr(N80,O80,S80)))","v":{"$error":"#VALUE!"}},{"$f":"IF(K80=\"No\",\"\",IF(O80=\"\",Teta1(U80,P80),\"-\"))","v":{"$error":"#VALUE!"}},{"$error":"#VALUE!"},{"$error":"#VALUE!"},{"$f":"IF(K80=\"No\",\"\",IF(O80=\"\",Ynci(P80,N80,R80,T80),YnTr(1,R80,O80,S80,T80,N80)))","v":{"$error":"#VALUE!"}},{"$f":"IF(K80=\"No\",\"\",IF(O80=\"\",Teta1(Y80,P80),\"-\"))","v":{"$error":"#VALUE!"}},{"$f":"IF(K80=\"No\",\"\",IF(O80=\"\",AreaCi(P80,Y80),AreaTr(O80,S80,Y80)))","v":{"$error":"#VALUE!"}},{"$f":"IF(K80=\"No\",\"\",IF(O80=\"\",FrCi(AC80,9.806,Z80,P80),FrTr(AC80,9.806,O80,S80,Y80)))","v":{"$error":"#VALUE!"}},{"$error":"#VALUE!"},null,null,null,null,null,null,null,null,null,null,null,null,null,null,null,0,0,"","","",{"$f":"IF(AD80=\"\",\"\",IF(AE80=1,YcCi(AK80,J80),YcTr(J80,AJ80,AN80)))","v":""},{"$f":"IF(AD80=\"\",\"\",IF(AE80=1,Teta1(AX80,AK80),\"-\"))","v":""},{"$f":"IF(AD80=\"\",\"\",IF(AE80=1,AreaCi(AK80,AX80),AreaTr(AJ80,AN80,AX80)))","v":""},"",{"$f":"IF(AD80=\"\",\"\",IF(AE80=1,Ynci(AK80,J80,AM80,AO80),YnTr(1,AM80,AJ80,AN80,AO80,J80)))","v":""},{"$f":"IF(AD80=\"\",\"\",IF(AE80=1,Teta1(BB80,AK80),\"-\"))","v":""},{"$f":"IF(AD80=\"\",\"\",IF(AE80=1,AreaCi(AK80,BB80),AreaTr(AJ80,AN80,BB80)))","v":""},{"$f":"IF(AD80=\"\",\"\",IF(AE80=1,FrCi(BF80,9.806,BC80,AK80),FrTr(BF80,9.806,AJ80,AN80,BB80)))","v":""},"",{"$f":"IF(AD80=\"\",\"\",IF(AE80=1,LOOKUP(AI80,'Vmáx(material) - Tab.4.3'!$L$2:$L$11,'Vmáx(material) - Tab.4.3'!$M$2:$M$11),LOOKUP(AI80,'Vmáx(material) - Tab.4.3'!$L$15,'Vmáx(material) - Tab.4.3'!$M$15)))","v":""},{"$f":"IF(AD80=\"\",\"\",VLOOKUP($AH80,'Vmáx(material) - Tab.4.3'!$R$35:$X$41,2))","v":""},{"$f":"IF(AD80=\"\",\"\",VLOOKUP($AH80,'Vmáx(material) - Tab.4.3'!$R$35:$X$41,3))","v":""},{"$f":"IF(AD80=\"\",\"\",VLOOKUP($AH80,'Vmáx(material) - Tab.4.3'!$R$35:$X$41,4))","v":""},{"$f":"IF(AD80=\"\",\"\",VLOOKUP($AH80,'Vmáx(material) - Tab.4.3'!$R$35:$X$41,5))","v":""},{"$f":"IF(AD80=\"\",\"\",VLOOKUP($AH80,'Vmáx(material) - Tab.4.3'!$R$35:$X$41,6))","v":""},{"$f":"IF(AD80=\"\",\"\",IF(AD80=\"\",\"\",VLOOKUP($AH80,'Vmáx(material) - Tab.4.3'!$R$35:$X$41,7)))","v":""},{"$f":"IF(AD80=\"\",\"\",IF(AE80=1,FCi(J80,AK80),FTr(J80,AJ80,AK80)))","v":""},"",{"$f":"IF(AD80=\"\",\"\",Hw(BH80,BI80,BJ80,BK80,BL80,BM80,Z,BN80,AO80,AK80))","v":""},"","","","",{"$f":"IF(AD80=\"\",\"\",ho(BT80,AK80,AX80))","v":""},{"$f":"IF(AD80=\"\",\"\",IF(AE80=1,PeriCi(AK80,BB80),PeriTr(AJ80,AN80,BB80)))","v":""},{"$f":"IF(AD80=\"\",\"\",IF(AE80=1,AreaCi(AK80,BB80),AreaTr(AJ80,AN80,BB80)))","v":""},{"$f":"IF(AD80=\"\",\"\",RhCi(BW80,BV80))","v":""},"",{"$f":"IF(AD80=\"\",\"\",hf(AL80,J80,AM80,BW80,BX80))","v":""},{"$f":"IF(AD80=\"\",\"\",LOOKUP(AP80,Tab.4.5!$J$6:$J$27,Tab.4.5!$L$6:$L$27))","v":""},{"$f":"IF(AD80=\"\",\"\",He(CA80,BY80))","v":""},{"$f":"IF(AD80=\"\",\"\",Hs(BY80))","v":""},{"$f":"IF(AD80=\"\",\"\",Hm(BU80,BZ80,CB80,CC80,AL80,AO80))","v":""},"","","","","","",null,null,null,null,null,null,null,null,null,null,null,null,null,null,null,0,0,0,0,0,{"$f":"IF(CK80=\"\",\"\",IF(CL80=1,YcCi(CR80,J80),YcTr(J80,CQ80,CU80)))","v":""},{"$f":"IF(CK80=\"\",\"\",IF(CL80=1,Teta1(DE80,CR80),\"-\"))","v":""},"","",{"$f":"IF(CK80=\"\",\"\",IF(CL80=1,Ynci(CR80,J80,CT80,CV80),YnTr(1,CT80,CQ80,CU80,CV80,J80)))","v":""},{"$f":"IF(CK80=\"\",\"\",IF(CL80=1,Teta1(DI80,CR80),\"-\"))","v":""},{"$f":"IF(CK80=\"\",\"\",IF(CL80=1,AreaCi(CR80,J80),AreaTr(CQ80,CU80,DI80)))","v":""},{"$f":"IF(CK80=\"\",\"\",IF(CL80=1,FrCi(DM80,9.806,DJ80,CR80),FrTr(DM80,9.806,CQ80,CU80,DI80)))","v":""},"",{"$f":"IF(CK80=\"\",\"\",IF(CL80=1,LOOKUP(CP80,'Vmáx(material) - Tab.4.3'!$L$2:$L$11,'Vmáx(material) - Tab.4.3'!$M$2:$M$11),LOOKUP(CP80,'Vmáx(material) - Tab.4.3'!$L$15,'Vmáx(material) - Tab.4.3'!$M$15)))","v":""},{"$f":"IF(CK80=\"\",\"\",VLOOKUP($CO80,'Vmáx(material) - Tab.4.3'!$R$35:$X$41,2))","v":""},{"$f":"IF(CK80=\"\",\"\",VLOOKUP($CO80,'Vmáx(material) - Tab.4.3'!$R$35:$X$41,3))","v":""},{"$f":"IF(CK80=\"\",\"\",VLOOKUP($CO80,'Vmáx(material) - Tab.4.3'!$R$35:$X$41,4))","v":""},{"$f":"IF(CK80=\"\",\"\",VLOOKUP($CO80,'Vmáx(material) - Tab.4.3'!$R$35:$X$41,5))","v":""},{"$f":"IF(CK80=\"\",\"\",VLOOKUP($CO80,'Vmáx(material) - Tab.4.3'!$R$35:$X$41,6))","v":""},{"$f":"IF(CK80=\"\",\"\",IF(CK80=\"\",\"\",VLOOKUP(CO80,'Vmáx(material) - Tab.4.3'!$R$35:$X$41,7)))","v":""},{"$f":"IF(CK80=\"\",\"\",IF(CL80=1,FCi(J80,CR80),FTr(J80,CQ80,CR80)))","v":""},"",{"$f":"IF(CK80=\"\",\"\",Hw(DO80,DP80,DQ80,DR80,DS80,DT80,Z,DU80,CV80,CR80))","v":""},"","","","","",{"$f":"IF(CK80=\"\",\"\",IF(CL80=1,PeriCi(CR80,DI80),PeriTr(CQ80,CU80,DI80)))","v":""},{"$f":"IF(CK80=\"\",\"\",IF(CL80=1,AreaCi(CR80,DI80),AreaTr(CQ80,CU80,DI80)))","v":""},{"$f":"IF(CK80=\"\",\"\",RhCi(DK80,EC80))","v":""},"",{"$f":"IF(CK80=\"\",\"\",hf(CS80,J80,CT80,DK80,EE80))","v":""},{"$f":"IF(CK80=\"\",\"\",LOOKUP(CW80,Tab.4.5!$J$6:$J$27,Tab.4.5!$L$6:$L$27))","v":""},{"$f":"IF(CK80=\"\",\"\",He(EH80,DM80))","v":""},{"$f":"IF(CK80=\"\",\"\",Hs(DM80))","v":""},{"$f":"IF(CK80=\"\",\"\",Hm(EB80,EG80,EI80,EJ80,CS80,CV80))","v":""},"","","","","","","K45+-45000 () ",{"$f":"IF(B80=\"Existe.\",IF(AE80=1,CONCATENATE(#REF!,AK80,\" m.\"),CONCATENATE(#REF!,AJ80,\" m x \",AK80,\" m.\")),IF(CL80=1,CONCATENATE(#REF!,CR80,\" m.\"),CONCATENATE(#REF!,CQ80,\" m x \",CR80,\" m.\")))","v":{"$error":"#REF!"}},"Concreto, L =  m, S = 0 %.","Cota clave eje= 0 msnm.",null,null,null,"","","","","",{"$f":"IF(EV80=\"\",\"\",VLOOKUP(EY80,'Estructura escalonada'!$D$3:$H$953,2))","v":""},"","","","","",""]
[null,null,null,null,null,null,null,null,null,null,null,0,null,0,null,null,null,null,null,null,{"$f":"IF(K81=\"No\",\"\",IF(O81=\"\",YcCi(P81,N81),YcTr(N81,O81,S81)))","v":{"$error":"#VALUE!"}},{"$f":"IF(K81=\"No\",\"\",IF(O81=\"\",Teta1(U81,P81),\"-\"))","v":{"$error":"#VALUE!"}},{"$error":"#VALUE!"},{"$error":"#VALUE!"},{"$f":"IF(K81=\"No\",\"\",IF(O81=\"\",Ynci(P81,N81,R81,T81),YnTr(1,R81,O81,S81,T81,N81)))","v":{"$error":"#VALUE!"}},{"$f":"IF(K81=\"No\",\"\",IF(O81=\"\",Teta1(Y81,P81),\"-\"))","v":{"$error":"#VALUE!"}},{"$f":"IF(K81=\"No\",\"\",IF(O81=\"\",AreaCi(P81,Y81),AreaTr(O81,S81,Y81)))","v":{"$error":"#VALUE!"}},{"$f":"IF(K81=\"No\",\"\",IF(O81=\"\",FrCi(AC81,9.806,Z81,P81),FrTr(AC81,9.806,O81,S81,Y81)))","v":{"$error":"#VALUE!"}},{"$error":"#VALUE!"},null,null,null,null,null,null,null,null,null,null,null,null,null,null,null,0,0,"","","",{"$f":"IF(AD81=\"\",\"\",IF(AE81=1,YcCi(AK81,J81),YcTr(J81,AJ81,AN81)))","v":""},{"$f":"IF(AD81=\"\",\"\",IF(AE81=1,Teta1(AX81,AK81),\"-\"))","v":""},{"$f":"IF(AD81=\"\",\"\",IF(AE81=1,AreaCi(AK81,AX81),AreaTr(AJ81,AN81,AX81)))","v":""},"",{"$f":"IF(AD81=\"\",\"\",IF(AE81=1,Ynci(AK81,J81,AM81,AO81),YnTr(1,AM81,AJ81,AN81,AO81,J81)))","v":""},{"$f":"IF(AD81=\"\",\"\",IF(AE81=1,Teta1(BB81,AK81),\"-\"))","v":""},{"$f":"IF(AD81=\"\",\"\",IF(AE81=1,AreaCi(AK81,BB81),AreaTr(AJ81,AN81,BB81)))","v":""},{"$f":"IF(AD81=\"\",\"\",IF(AE81=1,FrCi(BF81,9.806,BC81,AK81),FrTr(BF81,9.806,AJ81,AN81,BB81)))","v":""},"",{"$f":"IF(AD81=\"\",\"\",IF(AE81=1,LOOKUP(AI81,'Vmáx(material) - Tab.4.3'!$L$2:$L$11,'Vmáx(material) - Tab.4.3'!$M$2:$M$11),LOOKUP(AI81,'Vmáx(material) - Tab.4.3'!$L$15,'Vmáx(material) - Tab.4.3'!$M$15)))","v":""},{"$f":"IF(AD81=\"\",\"\",VLOOKUP($AH81,'Vmáx(material) - Tab.4.3'!$R$35:$X$41,2))","v":""},{"$f":"IF(AD81=\"\",\"\",VLOOKUP($AH81,'Vmáx(material) - Tab.4.3'!$R$35:$X$41,3))","v":""},{"$f":"IF(AD81=\"\",\"\",VLOOKUP($AH81,'Vmáx(material) - Tab.4.3'!$R$35:$X$41,4))","v":""},{"$f":"IF(AD81=\"\",\"\",VLOOKUP($AH81,'Vmáx(material) - Tab.4.3'!$R$35:$X$41,5))","v":""},{"$f":"IF(AD81=\"\",\"\",VLOOKUP($AH81,'Vmáx(material) - Tab.4.3'!$R$35:$X$41,6))","v":""},{"$f":"IF(AD81=\"\",\"\",IF(AD81=\"\",\"\",VLOOKUP($AH81,'Vmáx(material) - Tab.4.3'!$R$35:$X$41,7)))","v":""},{"$f":"IF(AD81=\"\",\"\",IF(AE81=1,FCi(J81,AK81),FTr(J81,AJ81,AK81)))","v":""},"",{"$f":"IF(AD81=\"\",\"\",Hw(BH81,BI81,BJ81,BK81,BL81,BM81,Z,BN81,AO81,AK81))","v":""},"","","","",{"$f":"IF(AD81=\"\",\"\",ho(BT81,AK81,AX81))","v":""},{"$f":"IF(AD81=\"\",\"\",IF(AE81=1,PeriCi(AK81,BB81),PeriTr(AJ81,AN81,BB81)))","v":""},{"$f":"IF(AD81=\"\",\"\",IF(AE81=1,AreaCi(AK81,BB81),AreaTr(AJ81,AN81,BB81)))","v":""},{"$f":"IF(AD81=\"\",\"\",RhCi(BW81,BV81))","v":""},"",{"$f":"IF(AD81=\"\",\"\",hf(AL81,J81,AM81,BW81,BX81))","v":""},{"$f":"IF(AD81=\"\",\"\",LOOKUP(AP81,Tab.4.5!$J$6:$J$27,Tab.4.5!$L$6:$L$27))","v":""},{"$f":"IF(AD81=\"\",\"\",He(CA81,BY81))","v":""},{"$f":"IF(AD81=\"\",\"\",Hs(BY81))","v":""},{"$f":"IF(AD81=\"\",\"\",Hm(BU81,BZ81,CB81,CC81,AL81,AO81))","v":""},"","","","","","",null,null,null,null,null,null,null,null,null,null,null,null,null,null,null,0,0,0,0,0,{"$f":"IF(CK81=\"\",\"\",IF(CL81=1,YcCi(CR81,J81),YcTr(J81,CQ81,CU81)))","v":""},{"$f":"IF(CK81=\"\",\"\",IF(CL81=1,Teta1(DE81,CR81),\"-\"))","v":""},"","",{"$f":"IF(CK81=\"\",\"\",IF(CL81=1,Ynci(CR81,J81,CT81,CV81),YnTr(1,CT81,CQ81,CU81,CV81,J81)))","v":""},{"$f":"IF(CK81=\"\",\"\",IF(CL81=1,Teta1(DI81,CR81),\"-\"))","v":""},{"$f":"IF(CK81=\"\",\"\",IF(CL81=1,AreaCi(CR81,J81),AreaTr(CQ81,CU81,DI81)))","v":""},{"$f":"IF(CK81=\"\",\"\",IF(CL81=1,FrCi(DM81,9.806,DJ81,CR81),FrTr(DM81,9.806,CQ81,CU81,DI81)))","v":""},"",{"$f":"IF(CK81=\"\",\"\",IF(CL81=1,LOOKUP(CP81,'Vmáx(material) - Tab.4.3'!$L$2:$L$11,'Vmáx(material) - Tab.4.3'!$M$2:$M$11),LOOKUP(CP81,'Vmáx(material) - Tab.4.3'!$L$15,'Vmáx(material) - Tab.4.3'!$M$15)))","v":""},{"$f":"IF(CK81=\"\",\"\",VLOOKUP($CO81,'Vmáx(material) - Tab.4.3'!$R$35:$X$41,2))","v":""},{"$f":"IF(CK81=\"\",\"\",VLOOKUP($CO81,'Vmáx(material) - Tab.4.3'!$R$35:$X$41,3))","v":""},{"$f":"IF(CK81=\"\",\"\",VLOOKUP($CO81,'Vmáx(material) - Tab.4.3'!$R$35:$X$41,4))","v":""},{"$f":"IF(CK81=\"\",\"\",VLOOKUP($CO81,'Vmáx(material) - Tab.4.3'!$R$35:$X$41,5))","v":""},{"$f":"IF(CK81=\"\",\"\",VLOOKUP($CO81,'Vmáx(material) - Tab.4.3'!$R$35:$X$41,6))","v":""},{"$f":"IF(CK81=\"\",\"\",IF(CK81=\"\",\"\",VLOOKUP(CO81,'Vmáx(material) - Tab.4.3'!$R$35:$X$41,7)))","v":""},{"$f":"IF(CK81=\"\",\"\",IF(CL81=1,FCi(J81,CR81),FTr(J81,CQ81,CR81)))","v":""},"",{"$f":"IF(CK81=\"\",\"\",Hw(DO81,DP81,DQ81,DR81,DS81,DT81,Z,DU81,CV81,CR81))","v":""},"","","","","",{"$f":"IF(CK81=\"\",\"\",IF(CL81=1,PeriCi(CR81,DI81),PeriTr(CQ81,CU81,DI81)))","v":""},{"$f":"IF(CK81=\"\",\"\",IF(CL81=1,AreaCi(CR81,DI81),AreaTr(CQ81,CU81,DI81)))","v":""},{"$f":"IF(CK81=\"\",\"\",RhCi(DK81,EC81))","v":""},"",{"$f":"IF(CK81=\"\",\"\",hf(CS81,J81,CT81,DK81,EE81))","v":""},{"$f":"IF(CK81=\"\",\"\",LOOKUP(CW81,Tab.4.5!$J$6:$J$27,Tab.4.5!$L$6:$L$27))","v":""},{"$f":"IF(CK81=\"\",\"\",He(EH81,DM81))","v":""},{"$f":"IF(CK81=\"\",\"\",Hs(DM81))","v":""},{"$f":"IF(CK81=\"\",\"\",Hm(EB81,EG81,EI81,EJ81,CS81,CV81))","v":""},"","","","","","","K45+-45000 () ",{"$f":"IF(B81=\"Existe.\",IF(AE81=1,CONCATENATE(#REF!,AK81,\" m.\"),CONCATENATE(#REF!,AJ81,\" m x \",AK81,\" m.\")),IF(CL81=1,CONCATENATE(#REF!,CR81,\" m.\"),CONCATENATE(#REF!,CQ81,\" m x \",CR81,\" m.\")))","v":{"$error":"#REF!"}},"Concreto, L =  m, S = 0 %.","Cota clave eje= 0 msnm.",null,null,null,"","","","","",{"$f":"IF(EV81=\"\",\"\",VLOOKUP(EY81,'Estructura escalonada'!$D$3:$H$953,2))","v":""},"","","","","",""]
[null,null,null,null,null,null,null,null,null,null,null,0,null,0,null,null,null,null,null,null,{"$f":"IF(K82=\"No\",\"\",IF(O82=\"\",YcCi(P82,N82),YcTr(N82,O82,S82)))","v":{"$error":"#VALUE!"}},{"$f":"IF(K82=\"No\",\"\",IF(O82=\"\",Teta1(U82,P82),\"-\"))","v":{"$error":"#VALUE!"}},{"$error":"#VALUE!"},{"$error":"#VALUE!"},{"$f":"IF(K82=\"No\",\"\",IF(O82=\"\",Ynci(P82,N82,R82,T82),YnTr(1,R82,O82,S82,T82,N82)))","v":{"$error":"#VALUE!"}},{"$f":"IF(K82=\"No\",\"\",IF(O82=\"\",Teta1(Y82,P82),\"-\"))","v":{"$error":"#VALUE!"}},{"$f":"IF(K82=\"No\",\"\",IF(O82=\"\",AreaCi(P82,Y82),AreaTr(O82,S82,Y82)))","v":{"$error":"#VALUE!"}},{"$f":"IF(K82=\"No\",\"\",IF(O82=\"\",FrCi(AC82,9.806,Z82,P82),FrTr(AC82,9.806,O82,S82,Y82)))","v":{"$error":"#VALUE!"}},{"$error":"#VALUE!"},null,null,null,null,null,null,null,null,null,null,null,null,null,null,null,0,0,"","","",{"$f":"IF(AD82=\"\",\"\",IF(AE82=1,YcCi(AK82,J82),YcTr(J82,AJ82,AN82)))","v":""},{"$f":"IF(AD82=\"\",\"\",IF(AE82=1,Teta1(AX82,AK82),\"-\"))","v":""},{"$f":"IF(AD82=\"\",\"\",IF(AE82=1,AreaCi(AK82,AX82),AreaTr(AJ82,AN82,AX82)))","v":""},"",{"$f":"IF(AD82=\"\",\"\",IF(AE82=1,Ynci(AK82,J82,AM82,AO82),YnTr(1,AM82,AJ82,AN82,AO82,J82)))","v":""},{"$f":"IF(AD82=\"\",\"\",IF(AE82=1,Teta1(BB82,AK82),\"-\"))","v":""},{"$f":"IF(AD82=\"\",\"\",IF(AE82=1,AreaCi(AK82,BB82),AreaTr(AJ82,AN82,BB82)))","v":""},{"$f":"IF(AD82=\"\",\"\",IF(AE82=1,FrCi(BF82,9.806,BC82,AK82),FrTr(BF82,9.806,AJ82,AN82,BB82)))","v":""},"",{"$f":"IF(AD82=\"\",\"\",IF(AE82=1,LOOKUP(AI82,'Vmáx(material) - Tab.4.3'!$L$2:$L$11,'Vmáx(material) - Tab.4.3'!$M$2:$M$11),LOOKUP(AI82,'Vmáx(material) - Tab.4.3'!$L$15,'Vmáx(material) - Tab.4.3'!$M$15)))","v":""},{"$f":"IF(AD82=\"\",\"\",VLOOKUP($AH82,'Vmáx(material) - Tab.4.3'!$R$35:$X$41,2))","v":""},{"$f":"IF(AD82=\"\",\"\",VLOOKUP($AH82,'Vmáx(material) - Tab.4.3'!$R$35:$X$41,3))","v":""},{"$f":"IF(AD82=\"\",\"\",VLOOKUP($AH82,'Vmáx(material) - Tab.4.3'!$R$35:$X$41,4))","v":""},{"$f":"IF(AD82=\"\",\"\",VLOOKUP($AH82,'Vmáx(material) - Tab.4.3'!$R$35:$X$41,5))","v":""},{"$f":"IF(AD82=\"\",\"\",VLOOKUP($AH82,'Vmáx(material) - Tab.4.3'!$R$35:$X$41,6))","v":""},{"$f":"IF(AD82=\"\",\"\",IF(AD82=\"\",\"\",VLOOKUP($AH82,'Vmáx(material) - Tab.4.3'!$R$35:$X$41,7)))","v":""},{"$f":"IF(AD82=\"\",\"\",IF(AE82=1,FCi(J82,AK82),FTr(J82,AJ82,AK82)))","v":""},"",{"$f":"IF(AD82=\"\",\"\",Hw(BH82,BI82,BJ82,BK82,BL82,BM82,Z,BN82,AO82,AK82))","v":""},"","","","",{"$f":"IF(AD82=\"\",\"\",ho(BT82,AK82,AX82))","v":""},{"$f":"IF(AD82=\"\",\"\",IF(AE82=1,PeriCi(AK82,BB82),PeriTr(AJ82,AN82,BB82)))","v":""},{"$f":"IF(AD82=\"\",\"\",IF(AE82=1,AreaCi(AK82,BB82),AreaTr(AJ82,AN82,BB82)))","v":""},{"$f":"IF(AD82=\"\",\"\",RhCi(BW82,BV82))","v":""},"",{"$f":"IF(AD82=\"\",\"\",hf(AL82,J82,AM82,BW82,BX82))","v":""},{"$f":"IF(AD82=\"\",\"\",LOOKUP(AP82,Tab.4.5!$J$6:$J$27,Tab.4.5!$L$6:$L$27))","v":""},{"$f":"IF(AD82=\"\",\"\",He(CA82,BY82))","v":""},{"$f":"IF(AD82=\"\",\"\",Hs(BY82))","v":""},{"$f":"IF(AD82=\"\",\"\",Hm(BU82,BZ82,CB82,CC82,AL82,AO82))","v":""},"","","","","","",null,null,null,null,null,null,null,null,null,null,null,null,null,null,null,0,0,0,0,0,{"$f":"IF(CK82=\"\",\"\",IF(CL82=1,YcCi(CR82,J82),YcTr(J82,CQ82,CU82)))","v":""},{"$f":"IF(CK82=\"\",\"\",IF(CL82=1,Teta1(DE82,CR82),\"-\"))","v":""},"","",{"$f":"IF(CK82=\"\",\"\",IF(CL82=1,Ynci(CR82,J82,CT82,CV82),YnTr(1,CT82,CQ82,CU82,CV82,J82)))","v":""},{"$f":"IF(CK82=\"\",\"\",IF(CL82=1,Teta1(DI82,CR82),\"-\"))","v":""},{"$f":"IF(CK82=\"\",\"\",IF(CL82=1,AreaCi(CR82,J82),AreaTr(CQ82,CU82,DI82)))","v":""},{"$f":"IF(CK82=\"\",\"\",IF(CL82=1,FrCi(DM82,9.806,DJ82,CR82),FrTr(DM82,9.806,CQ82,CU82,DI82)))","v":""},"",{"$f":"IF(CK82=\"\",\"\",IF(CL82=1,LOOKUP(CP82,'Vmáx(material) - Tab.4.3'!$L$2:$L$11,'Vmáx(material) - Tab.4.3'!$M$2:$M$11),LOOKUP(CP82,'Vmáx(material) - Tab.4.3'!$L$15,'Vmáx(material) - Tab.4.3'!$M$15)))","v":""},{"$f":"IF(CK82=\"\",\"\",VLOOKUP($CO82,'Vmáx(material) - Tab.4.3'!$R$35:$X$41,2))","v":""},{"$f":"IF(CK82=\"\",\"\",VLOOKUP($CO82,'Vmáx(material) - Tab.4.3'!$R$35:$X$41,3))","v":""},{"$f":"IF(CK82=\"\",\"\",VLOOKUP($CO82,'Vmáx(material) - Tab.4.3'!$R$35:$X$41,4))","v":""},{"$f":"IF(CK82=\"\",\"\",VLOOKUP($CO82,'Vmáx(material) - Tab.4.3'!$R$35:$X$41,5))","v":""},{"$f":"IF(CK82=\"\",\"\",VLOOKUP($CO82,'Vmáx(material) - Tab.4.3'!$R$35:$X$41,6))","v":""},{"$f":"IF(CK82=\"\",\"\",IF(CK82=\"\",\"\",VLOOKUP(CO82,'Vmáx(material) - Tab.4.3'!$R$35:$X$41,7)))","v":""},{"$f":"IF(CK82=\"\",\"\",IF(CL82=1,FCi(J82,CR82),FTr(J82,CQ82,CR82)))","v":""},"",{"$f":"IF(CK82=\"\",\"\",Hw(DO82,DP82,DQ82,DR82,DS82,DT82,Z,DU82,CV82,CR82))","v":""},"","","","","",{"$f":"IF(CK82=\"\",\"\",IF(CL82=1,PeriCi(CR82,DI82),PeriTr(CQ82,CU82,DI82)))","v":""},{"$f":"IF(CK82=\"\",\"\",IF(CL82=1,AreaCi(CR82,DI82),AreaTr(CQ82,CU82,DI82)))","v":""},{"$f":"IF(CK82=\"\",\"\",RhCi(DK82,EC82))","v":""},"",{"$f":"IF(CK82=\"\",\"\",hf(CS82,J82,CT82,DK82,EE82))","v":""},{"$f":"IF(CK82=\"\",\"\",LOOKUP(CW82,Tab.4.5!$J$6:$J$27,Tab.4.5!$L$6:$L$27))","v":""},{"$f":"IF(CK82=\"\",\"\",He(EH82,DM82))","v":""},{"$f":"IF(CK82=\"\",\"\",Hs(DM82))","v":""},{"$f":"IF(CK82=\"\",\"\",Hm(EB82,EG82,EI82,EJ82,CS82,CV82))","v":""},"","","","","","","K45+-45000 () ",{"$f":"IF(B82=\"Existe.\",IF(AE82=1,CONCATENATE(#REF!,AK82,\" m.\"),CONCATENATE(#REF!,AJ82,\" m x \",AK82,\" m.\")),IF(CL82=1,CONCATENATE(#REF!,CR82,\" m.\"),CONCATENATE(#REF!,CQ82,\" m x \",CR82,\" m.\")))","v":{"$error":"#REF!"}},"Concreto, L =  m, S = 0 %.","Cota clave eje= 0 msnm.",null,null,null,"","","","","",{"$f":"IF(EV82=\"\",\"\",VLOOKUP(EY82,'Estructura escalonada'!$D$3:$H$953,2))","v":""},"","","","","",""]
[null,null,null,null,null,null,null,null,null,null,null,0,null,0,null,null,null,null,null,null,{"$f":"IF(K83=\"No\",\"\",IF(O83=\"\",YcCi(P83,N83),YcTr(N83,O83,S83)))","v":{"$error":"#VALUE!"}},{"$f":"IF(K83=\"No\",\"\",IF(O83=\"\",Teta1(U83,P83),\"-\"))","v":{"$error":"#VALUE!"}},{"$error":"#VALUE!"},{"$error":"#VALUE!"},{"$f":"IF(K83=\"No\",\"\",IF(O83=\"\",Ynci(P83,N83,R83,T83),YnTr(1,R83,O83,S83,T83,N83)))","v":{"$error":"#VALUE!"}},{"$f":"IF(K83=\"No\",\"\",IF(O83=\"\",Teta1(Y83,P83),\"-\"))","v":{"$error":"#VALUE!"}},{"$f":"IF(K83=\"No\",\"\",IF(O83=\"\",AreaCi(P83,Y83),AreaTr(O83,S83,Y83)))","v":{"$error":"#VALUE!"}},{"$f":"IF(K83=\"No\",\"\",IF(O83=\"\",FrCi(AC83,9.806,Z83,P83),FrTr(AC83,9.806,O83,S83,Y83)))","v":{"$error":"#VALUE!"}},{"$error":"#VALUE!"},null,null,null,null,null,null,null,null,null,null,null,null,null,null,null,0,0,"","","",{"$f":"IF(AD83=\"\",\"\",IF(AE83=1,YcCi(AK83,J83),YcTr(J83,AJ83,AN83)))","v":""},{"$f":"IF(AD83=\"\",\"\",IF(AE83=1,Teta1(AX83,AK83),\"-\"))","v":""},{"$f":"IF(AD83=\"\",\"\",IF(AE83=1,AreaCi(AK83,AX83),AreaTr(AJ83,AN83,AX83)))","v":""},"",{"$f":"IF(AD83=\"\",\"\",IF(AE83=1,Ynci(AK83,J83,AM83,AO83),YnTr(1,AM83,AJ83,AN83,AO83,J83)))","v":""},{"$f":"IF(AD83=\"\",\"\",IF(AE83=1,Teta1(BB83,AK83),\"-\"))","v":""},{"$f":"IF(AD83=\"\",\"\",IF(AE83=1,AreaCi(AK83,BB83),AreaTr(AJ83,AN83,BB83)))","v":""},{"$f":"IF(AD83=\"\",\"\",IF(AE83=1,FrCi(BF83,9.806,BC83,AK83),FrTr(BF83,9.806,AJ83,AN83,BB83)))","v":""},"",{"$f":"IF(AD83=\"\",\"\",IF(AE83=1,LOOKUP(AI83,'Vmáx(material) - Tab.4.3'!$L$2:$L$11,'Vmáx(material) - Tab.4.3'!$M$2:$M$11),LOOKUP(AI83,'Vmáx(material) - Tab.4.3'!$L$15,'Vmáx(material) - Tab.4.3'!$M$15)))","v":""},{"$f":"IF(AD83=\"\",\"\",VLOOKUP($AH83,'Vmáx(material) - Tab.4.3'!$R$35:$X$41,2))","v":""},{"$f":"IF(AD83=\"\",\"\",VLOOKUP($AH83,'Vmáx(material) - Tab.4.3'!$R$35:$X$41,3))","v":""},{"$f":"IF(AD83=\"\",\"\",VLOOKUP($AH83,'Vmáx(material) - Tab.4.3'!$R$35:$X$41,4))","v":""},{"$f":"IF(AD83=\"\",\"\",VLOOKUP($AH83,'Vmáx(material) - Tab.4.3'!$R$35:$X$41,5))","v":""},{"$f":"IF(AD83=\"\",\"\",VLOOKUP($AH83,'Vmáx(material) - Tab.4.3'!$R$35:$X$41,6))","v":""},{"$f":"IF(AD83=\"\",\"\",IF(AD83=\"\",\"\",VLOOKUP($AH83,'Vmáx(material) - Tab.4.3'!$R$35:$X$41,7)))","v":""},{"$f":"IF(AD83=\"\",\"\",IF(AE83=1,FCi(J83,AK83),FTr(J83,AJ83,AK83)))","v":""},"",{"$f":"IF(AD83=\"\",\"\",Hw(BH83,BI83,BJ83,BK83,BL83,BM83,Z,BN83,AO83,AK83))","v":""},"","","","",{"$f":"IF(AD83=\"\",\"\",ho(BT83,AK83,AX83))","v":""},{"$f":"IF(AD83=\"\",\"\",IF(AE83=1,PeriCi(AK83,BB83),PeriTr(AJ83,AN83,BB83)))","v":""},{"$f":"IF(AD83=\"\",\"\",IF(AE83=1,AreaCi(AK83,BB83),AreaTr(AJ83,AN83,BB83)))","v":""},{"$f":"IF(AD83=\"\",\"\",RhCi(BW83,BV83))","v":""},"",{"$f":"IF(AD83=\"\",\"\",hf(AL83,J83,AM83,BW83,BX83))","v":""},{"$f":"IF(AD83=\"\",\"\",LOOKUP(AP83,Tab.4.5!$J$6:$J$27,Tab.4.5!$L$6:$L$27))","v":""},{"$f":"IF(AD83=\"\",\"\",He(CA83,BY83))","v":""},{"$f":"IF(AD83=\"\",\"\",Hs(BY83))","v":""},{"$f":"IF(AD83=\"\",\"\",Hm(BU83,BZ83,CB83,CC83,AL83,AO83))","v":""},"","","","","","",null,null,null,null,null,null,null,null,null,null,null,null,null,null,null,0,0,0,0,0,{"$f":"IF(CK83=\"\",\"\",IF(CL83=1,YcCi(CR83,J83),YcTr(J83,CQ83,CU83)))","v":""},{"$f":"IF(CK83=\"\",\"\",IF(CL83=1,Teta1(DE83,CR83),\"-\"))","v":""},"","",{"$f":"IF(CK83=\"\",\"\",IF(CL83=1,Ynci(CR83,J83,CT83,CV83),YnTr(1,CT83,CQ83,CU83,CV83,J83)))","v":""},{"$f":"IF(CK83=\"\",\"\",IF(CL83=1,Teta1(DI83,CR83),\"-\"))","v":""},{"$f":"IF(CK83=\"\",\"\",IF(CL83=1,AreaCi(CR83,J83),AreaTr(CQ83,CU83,DI83)))","v":""},{"$f":"IF(CK83=\"\",\"\",IF(CL83=1,FrCi(DM83,9.806,DJ83,CR83),FrTr(DM83,9.806,CQ83,CU83,DI83)))","v":""},"",{"$f":"IF(CK83=\"\",\"\",IF(CL83=1,LOOKUP(CP83,'Vmáx(material) - Tab.4.3'!$L$2:$L$11,'Vmáx(material) - Tab.4.3'!$M$2:$M$11),LOOKUP(CP83,'Vmáx(material) - Tab.4.3'!$L$15,'Vmáx(material) - Tab.4.3'!$M$15)))","v":""},{"$f":"IF(CK83=\"\",\"\",VLOOKUP($CO83,'Vmáx(material) - Tab.4.3'!$R$35:$X$41,2))","v":""},{"$f":"IF(CK83=\"\",\"\",VLOOKUP($CO83,'Vmáx(material) - Tab.4.3'!$R$35:$X$41,3))","v":""},{"$f":"IF(CK83=\"\",\"\",VLOOKUP($CO83,'Vmáx(material) - Tab.4.3'!$R$35:$X$41,4))","v":""},{"$f":"IF(CK83=\"\",\"\",VLOOKUP($CO83,'Vmáx(material) - Tab.4.3'!$R$35:$X$41,5))","v":""},{"$f":"IF(CK83=\"\",\"\",VLOOKUP($CO83,'Vmáx(material) - Tab.4.3'!$R$35:$X$41,6))","v":""},{"$f":"IF(CK83=\"\",\"\",IF(CK83=\"\",\"\",VLOOKUP(CO83,'Vmáx(material) - Tab.4.3'!$R$35:$X$41,7)))","v":""},{"$f":"IF(CK83=\"\",\"\",IF(CL83=1,FCi(J83,CR83),FTr(J83,CQ83,CR83)))","v":""},"",{"$f":"IF(CK83=\"\",\"\",Hw(DO83,DP83,DQ83,DR83,DS83,DT83,Z,DU83,CV83,CR83))","v":""},"","","","","",{"$f":"IF(CK83=\"\",\"\",IF(CL83=1,PeriCi(CR83,DI83),PeriTr(CQ83,CU83,DI83)))","v":""},{"$f":"IF(CK83=\"\",\"\",IF(CL83=1,AreaCi(CR83,DI83),AreaTr(CQ83,CU83,DI83)))","v":""},{"$f":"IF(CK83=\"\",\"\",RhCi(DK83,EC83))","v":""},"",{"$f":"IF(CK83=\"\",\"\",hf(CS83,J83,CT83,DK83,EE83))","v":""},{"$f":"IF(CK83=\"\",\"\",LOOKUP(CW83,Tab.4.5!$J$6:$J$27,Tab.4.5!$L$6:$L$27))","v":""},{"$f":"IF(CK83=\"\",\"\",He(EH83,DM83))","v":""},{"$f":"IF(CK83=\"\",\"\",Hs(DM83))","v":""},{"$f":"IF(CK83=\"\",\"\",Hm(EB83,EG83,EI83,EJ83,CS83,CV83))","v":""},"","","","","","","K45+-45000 () ",{"$f":"IF(B83=\"Existe.\",IF(AE83=1,CONCATENATE(#REF!,AK83,\" m.\"),CONCATENATE(#REF!,AJ83,\" m x \",AK83,\" m.\")),IF(CL83=1,CONCATENATE(#REF!,CR83,\" m.\"),CONCATENATE(#REF!,CQ83,\" m x \",CR83,\" m.\")))","v":{"$error":"#REF!"}},"Concreto, L =  m, S = 0 %.","Cota clave eje= 0 msnm.",null,null,null,"","","","","",{"$f":"IF(EV83=\"\",\"\",VLOOKUP(EY83,'Estructura escalonada'!$D$3:$H$953,2))","v":""},"","","","","",""]
[null,null,null,null,null,null,null,null,null,null,null,0,null,0,null,null,null,null,null,null,{"$f":"IF(K84=\"No\",\"\",IF(O84=\"\",YcCi(P84,N84),YcTr(N84,O84,S84)))","v":{"$error":"#VALUE!"}},{"$f":"IF(K84=\"No\",\"\",IF(O84=\"\",Teta1(U84,P84),\"-\"))","v":{"$error":"#VALUE!"}},{"$error":"#VALUE!"},{"$error":"#VALUE!"},{"$f":"IF(K84=\"No\",\"\",IF(O84=\"\",Ynci(P84,N84,R84,T84),YnTr(1,R84,O84,S84,T84,N84)))","v":{"$error":"#VALUE!"}},{"$f":"IF(K84=\"No\",\"\",IF(O84=\"\",Teta1(Y84,P84),\"-\"))","v":{"$error":"#VALUE!"}},{"$f":"IF(K84=\"No\",\"\",IF(O84=\"\",AreaCi(P84,Y84),AreaTr(O84,S84,Y84)))","v":{"$error":"#VALUE!"}},{"$f":"IF(K84=\"No\",\"\",IF(O84=\"\",FrCi(AC84,9.806,Z84,P84),FrTr(AC84,9.806,O84,S84,Y84)))","v":{"$error":"#VALUE!"}},{"$error":"#VALUE!"},null,null,null,null,null,null,null,null,null,null,null,null,null,null,null,0,0,"","","",{"$f":"IF(AD84=\"\",\"\",IF(AE84=1,YcCi(AK84,J84),YcTr(J84,AJ84,AN84)))","v":""},{"$f":"IF(AD84=\"\",\"\",IF(AE84=1,Teta1(AX84,AK84),\"-\"))","v":""},{"$f":"IF(AD84=\"\",\"\",IF(AE84=1,AreaCi(AK84,AX84),AreaTr(AJ84,AN84,AX84)))","v":""},"",{"$f":"IF(AD84=\"\",\"\",IF(AE84=1,Ynci(AK84,J84,AM84,AO84),YnTr(1,AM84,AJ84,AN84,AO84,J84)))","v":""},{"$f":"IF(AD84=\"\",\"\",IF(AE84=1,Teta1(BB84,AK84),\"-\"))","v":""},{"$f":"IF(AD84=\"\",\"\",IF(AE84=1,AreaCi(AK84,BB84),AreaTr(AJ84,AN84,BB84)))","v":""},{"$f":"IF(AD84=\"\",\"\",IF(AE84=1,FrCi(BF84,9.806,BC84,AK84),FrTr(BF84,9.806,AJ84,AN84,BB84)))","v":""},"",{"$f":"IF(AD84=\"\",\"\",IF(AE84=1,LOOKUP(AI84,'Vmáx(material) - Tab.4.3'!$L$2:$L$11,'Vmáx(material) - Tab.4.3'!$M$2:$M$11),LOOKUP(AI84,'Vmáx(material) - Tab.4.3'!$L$15,'Vmáx(material) - Tab.4.3'!$M$15)))","v":""},{"$f":"IF(AD84=\"\",\"\",VLOOKUP($AH84,'Vmáx(material) - Tab.4.3'!$R$35:$X$41,2))","v":""},{"$f":"IF(AD84=\"\",\"\",VLOOKUP($AH84,'Vmáx(material) - Tab.4.3'!$R$35:$X$41,3))","v":""},{"$f":"IF(AD84=\"\",\"\",VLOOKUP($AH84,'Vmáx(material) - Tab.4.3'!$R$35:$X$41,4))","v":""},{"$f":"IF(AD84=\"\",\"\",VLOOKUP($AH84,'Vmáx(material) - Tab.4.3'!$R$35:$X$41,5))","v":""},{"$f":"IF(AD84=\"\",\"\",VLOOKUP($AH84,'Vmáx(material) - Tab.4.3'!$R$35:$X$41,6))","v":""},{"$f":"IF(AD84=\"\",\"\",IF(AD84=\"\",\"\",VLOOKUP($AH84,'Vmáx(material) - Tab.4.3'!$R$35:$X$41,7)))","v":""},{"$f":"IF(AD84=\"\",\"\",IF(AE84=1,FCi(J84,AK84),FTr(J84,AJ84,AK84)))","v":""},"",{"$f":"IF(AD84=\"\",\"\",Hw(BH84,BI84,BJ84,BK84,BL84,BM84,Z,BN84,AO84,AK84))","v":""},"","","","",{"$f":"IF(AD84=\"\",\"\",ho(BT84,AK84,AX84))","v":""},{"$f":"IF(AD84=\"\",\"\",IF(AE84=1,PeriCi(AK84,BB84),PeriTr(AJ84,AN84,BB84)))","v":""},{"$f":"IF(AD84=\"\",\"\",IF(AE84=1,AreaCi(AK84,BB84),AreaTr(AJ84,AN84,BB84)))","v":""},{"$f":"IF(AD84=\"\",\"\",RhCi(BW84,BV84))","v":""},"",{"$f":"IF(AD84=\"\",\"\",hf(AL84,J84,AM84,BW84,BX84))","v":""},{"$f":"IF(AD84=\"\",\"\",LOOKUP(AP84,Tab.4.5!$J$6:$J$27,Tab.4.5!$L$6:$L$27))","v":""},{"$f":"IF(AD84=\"\",\"\",He(CA84,BY84))","v":""},{"$f":"IF(AD84=\"\",\"\",Hs(BY84))","v":""},{"$f":"IF(AD84=\"\",\"\",Hm(BU84,BZ84,CB84,CC84,AL84,AO84))","v":""},"","","","","","",null,null,null,null,null,null,null,null,null,null,null,null,null,null,null,0,0,0,0,0,{"$f":"IF(CK84=\"\",\"\",IF(CL84=1,YcCi(CR84,J84),YcTr(J84,CQ84,CU84)))","v":""},{"$f":"IF(CK84=\"\",\"\",IF(CL84=1,Teta1(DE84,CR84),\"-\"))","v":""},"","",{"$f":"IF(CK84=\"\",\"\",IF(CL84=1,Ynci(CR84,J84,CT84,CV84),YnTr(1,CT84,CQ84,CU84,CV84,J84)))","v":""},{"$f":"IF(CK84=\"\",\"\",IF(CL84=1,Teta1(DI84,CR84),\"-\"))","v":""},{"$f":"IF(CK84=\"\",\"\",IF(CL84=1,AreaCi(CR84,J84),AreaTr(CQ84,CU84,DI84)))","v":""},{"$f":"IF(CK84=\"\",\"\",IF(CL84=1,FrCi(DM84,9.806,DJ84,CR84),FrTr(DM84,9.806,CQ84,CU84,DI84)))","v":""},"",{"$f":"IF(CK84=\"\",\"\",IF(CL84=1,LOOKUP(CP84,'Vmáx(material) - Tab.4.3'!$L$2:$L$11,'Vmáx(material) - Tab.4.3'!$M$2:$M$11),LOOKUP(CP84,'Vmáx(material) - Tab.4.3'!$L$15,'Vmáx(material) - Tab.4.3'!$M$15)))","v":""},{"$f":"IF(CK84=\"\",\"\",VLOOKUP($CO84,'Vmáx(material) - Tab.4.3'!$R$35:$X$41,2))","v":""},{"$f":"IF(CK84=\"\",\"\",VLOOKUP($CO84,'Vmáx(material) - Tab.4.3'!$R$35:$X$41,3))","v":""},{"$f":"IF(CK84=\"\",\"\",VLOOKUP($CO84,'Vmáx(material) - Tab.4.3'!$R$35:$X$41,4))","v":""},{"$f":"IF(CK84=\"\",\"\",VLOOKUP($CO84,'Vmáx(material) - Tab.4.3'!$R$35:$X$41,5))","v":""},{"$f":"IF(CK84=\"\",\"\",VLOOKUP($CO84,'Vmáx(material) - Tab.4.3'!$R$35:$X$41,6))","v":""},{"$f":"IF(CK84=\"\",\"\",IF(CK84=\"\",\"\",VLOOKUP(CO84,'Vmáx(material) - Tab.4.3'!$R$35:$X$41,7)))","v":""},{"$f":"IF(CK84=\"\",\"\",IF(CL84=1,FCi(J84,CR84),FTr(J84,CQ84,CR84)))","v":""},"",{"$f":"IF(CK84=\"\",\"\",Hw(DO84,DP84,DQ84,DR84,DS84,DT84,Z,DU84,CV84,CR84))","v":""},"","","","","",{"$f":"IF(CK84=\"\",\"\",IF(CL84=1,PeriCi(CR84,DI84),PeriTr(CQ84,CU84,DI84)))","v":""},{"$f":"IF(CK84=\"\",\"\",IF(CL84=1,AreaCi(CR84,DI84),AreaTr(CQ84,CU84,DI84)))","v":""},{"$f":"IF(CK84=\"\",\"\",RhCi(DK84,EC84))","v":""},"",{"$f":"IF(CK84=\"\",\"\",hf(CS84,J84,CT84,DK84,EE84))","v":""},{"$f":"IF(CK84=\"\",\"\",LOOKUP(CW84,Tab.4.5!$J$6:$J$27,Tab.4.5!$L$6:$L$27))","v":""},{"$f":"IF(CK84=\"\",\"\",He(EH84,DM84))","v":""},{"$f":"IF(CK84=\"\",\"\",Hs(DM84))","v":""},{"$f":"IF(CK84=\"\",\"\",Hm(EB84,EG84,EI84,EJ84,CS84,CV84))","v":""},"","","","","","","K45+-45000 () ",{"$f":"IF(B84=\"Existe.\",IF(AE84=1,CONCATENATE(#REF!,AK84,\" m.\"),CONCATENATE(#REF!,AJ84,\" m x \",AK84,\" m.\")),IF(CL84=1,CONCATENATE(#REF!,CR84,\" m.\"),CONCATENATE(#REF!,CQ84,\" m x \",CR84,\" m.\")))","v":{"$error":"#REF!"}},"Concreto, L =  m, S = 0 %.","Cota clave eje= 0 msnm.",null,null,null,"","","","","",{"$f":"IF(EV84=\"\",\"\",VLOOKUP(EY84,'Estructura escalonada'!$D$3:$H$953,2))","v":""},"","","","","",""]
[null,null,null,null,null,null,null,null,null,null,null,0,null,0,null,null,null,null,null,null,{"$f":"IF(K85=\"No\",\"\",IF(O85=\"\",YcCi(P85,N85),YcTr(N85,O85,S85)))","v":{"$error":"#VALUE!"}},{"$f":"IF(K85=\"No\",\"\",IF(O85=\"\",Teta1(U85,P85),\"-\"))","v":{"$error":"#VALUE!"}},{"$error":"#VALUE!"},{"$error":"#VALUE!"},{"$f":"IF(K85=\"No\",\"\",IF(O85=\"\",Ynci(P85,N85,R85,T85),YnTr(1,R85,O85,S85,T85,N85)))","v":{"$error":"#VALUE!"}},{"$f":"IF(K85=\"No\",\"\",IF(O85=\"\",Teta1(Y85,P85),\"-\"))","v":{"$error":"#VALUE!"}},{"$f":"IF(K85=\"No\",\"\",IF(O85=\"\",AreaCi(P85,Y85),AreaTr(O85,S85,Y85)))","v":{"$error":"#VALUE!"}},{"$f":"IF(K85=\"No\",\"\",IF(O85=\"\",FrCi(AC85,9.806,Z85,P85),FrTr(AC85,9.806,O85,S85,Y85)))","v":{"$error":"#VALUE!"}},{"$error":"#VALUE!"},null,null,null,null,null,null,null,null,null,null,null,null,null,null,null,0,0,"","","",{"$f":"IF(AD85=\"\",\"\",IF(AE85=1,YcCi(AK85,J85),YcTr(J85,AJ85,AN85)))","v":""},{"$f":"IF(AD85=\"\",\"\",IF(AE85=1,Teta1(AX85,AK85),\"-\"))","v":""},{"$f":"IF(AD85=\"\",\"\",IF(AE85=1,AreaCi(AK85,AX85),AreaTr(AJ85,AN85,AX85)))","v":""},"",{"$f":"IF(AD85=\"\",\"\",IF(AE85=1,Ynci(AK85,J85,AM85,AO85),YnTr(1,AM85,AJ85,AN85,AO85,J85)))","v":""},{"$f":"IF(AD85=\"\",\"\",IF(AE85=1,Teta1(BB85,AK85),\"-\"))","v":""},{"$f":"IF(AD85=\"\",\"\",IF(AE85=1,AreaCi(AK85,BB85),AreaTr(AJ85,AN85,BB85)))","v":""},{"$f":"IF(AD85=\"\",\"\",IF(AE85=1,FrCi(BF85,9.806,BC85,AK85),FrTr(BF85,9.806,AJ85,AN85,BB85)))","v":""},"",{"$f":"IF(AD85=\"\",\"\",IF(AE85=1,LOOKUP(AI85,'Vmáx(material) - Tab.4.3'!$L$2:$L$11,'Vmáx(material) - Tab.4.3'!$M$2:$M$11),LOOKUP(AI85,'Vmáx(material) - Tab.4.3'!$L$15,'Vmáx(material) - Tab.4.3'!$M$15)))","v":""},{"$f":"IF(AD85=\"\",\"\",VLOOKUP($AH85,'Vmáx(material) - Tab.4.3'!$R$35:$X$41,2))","v":""},{"$f":"IF(AD85=\"\",\"\",VLOOKUP($AH85,'Vmáx(material) - Tab.4.3'!$R$35:$X$41,3))","v":""},{"$f":"IF(AD85=\"\",\"\",VLOOKUP($AH85,'Vmáx(material) - Tab.4.3'!$R$35:$X$41,4))","v":""},{"$f":"IF(AD85=\"\",\"\",VLOOKUP($AH85,'Vmáx(material) - Tab.4.3'!$R$35:$X$41,5))","v":""},{"$f":"IF(AD85=\"\",\"\",VLOOKUP($AH85,'Vmáx(material) - Tab.4.3'!$R$35:$X$41,6))","v":""},{"$f":"IF(AD85=\"\",\"\",IF(AD85=\"\",\"\",VLOOKUP($AH85,'Vmáx(material) - Tab.4.3'!$R$35:$X$41,7)))","v":""},{"$f":"IF(AD85=\"\",\"\",IF(AE85=1,FCi(J85,AK85),FTr(J85,AJ85,AK85)))","v":""},"",{"$f":"IF(AD85=\"\",\"\",Hw(BH85,BI85,BJ85,BK85,BL85,BM85,Z,BN85,AO85,AK85))","v":""},"","","","",{"$f":"IF(AD85=\"\",\"\",ho(BT85,AK85,AX85))","v":""},{"$f":"IF(AD85=\"\",\"\",IF(AE85=1,PeriCi(AK85,BB85),PeriTr(AJ85,AN85,BB85)))","v":""},{"$f":"IF(AD85=\"\",\"\",IF(AE85=1,AreaCi(AK85,BB85),AreaTr(AJ85,AN85,BB85)))","v":""},{"$f":"IF(AD85=\"\",\"\",RhCi(BW85,BV85))","v":""},"",{"$f":"IF(AD85=\"\",\"\",hf(AL85,J85,AM85,BW85,BX85))","v":""},{"$f":"IF(AD85=\"\",\"\",LOOKUP(AP85,Tab.4.5!$J$6:$J$27,Tab.4.5!$L$6:$L$27))","v":""},{"$f":"IF(AD85=\"\",\"\",He(CA85,BY85))","v":""},{"$f":"IF(AD85=\"\",\"\",Hs(BY85))","v":""},{"$f":"IF(AD85=\"\",\"\",Hm(BU85,BZ85,CB85,CC85,AL85,AO85))","v":""},"","","","","","",null,null,null,null,null,null,null,null,null,null,null,null,null,null,null,0,0,0,0,0,{"$f":"IF(CK85=\"\",\"\",IF(CL85=1,YcCi(CR85,J85),YcTr(J85,CQ85,CU85)))","v":""},{"$f":"IF(CK85=\"\",\"\",IF(CL85=1,Teta1(DE85,CR85),\"-\"))","v":""},"","",{"$f":"IF(CK85=\"\",\"\",IF(CL85=1,Ynci(CR85,J85,CT85,CV85),YnTr(1,CT85,CQ85,CU85,CV85,J85)))","v":""},{"$f":"IF(CK85=\"\",\"\",IF(CL85=1,Teta1(DI85,CR85),\"-\"))","v":""},{"$f":"IF(CK85=\"\",\"\",IF(CL85=1,AreaCi(CR85,J85),AreaTr(CQ85,CU85,DI85)))","v":""},{"$f":"IF(CK85=\"\",\"\",IF(CL85=1,FrCi(DM85,9.806,DJ85,CR85),FrTr(DM85,9.806,CQ85,CU85,DI85)))","v":""},"",{"$f":"IF(CK85=\"\",\"\",IF(CL85=1,LOOKUP(CP85,'Vmáx(material) - Tab.4.3'!$L$2:$L$11,'Vmáx(material) - Tab.4.3'!$M$2:$M$11),LOOKUP(CP85,'Vmáx(material) - Tab.4.3'!$L$15,'Vmáx(material) - Tab.4.3'!$M$15)))","v":""},{"$f":"IF(CK85=\"\",\"\",VLOOKUP($CO85,'Vmáx(material) - Tab.4.3'!$R$35:$X$41,2))","v":""},{"$f":"IF(CK85=\"\",\"\",VLOOKUP($CO85,'Vmáx(material) - Tab.4.3'!$R$35:$X$41,3))","v":""},{"$f":"IF(CK85=\"\",\"\",VLOOKUP($CO85,'Vmáx(material) - Tab.4.3'!$R$35:$X$41,4))","v":""},{"$f":"IF(CK85=\"\",\"\",VLOOKUP($CO85,'Vmáx(material) - Tab.4.3'!$R$35:$X$41,5))","v":""},{"$f":"IF(CK85=\"\",\"\",VLOOKUP($CO85,'Vmáx(material) - Tab.4.3'!$R$35:$X$41,6))","v":""},{"$f":"IF(CK85=\"\",\"\",IF(CK85=\"\",\"\",VLOOKUP(CO85,'Vmáx(material) - Tab.4.3'!$R$35:$X$41,7)))","v":""},{"$f":"IF(CK85=\"\",\"\",IF(CL85=1,FCi(J85,CR85),FTr(J85,CQ85,CR85)))","v":""},"",{"$f":"IF(CK85=\"\",\"\",Hw(DO85,DP85,DQ85,DR85,DS85,DT85,Z,DU85,CV85,CR85))","v":""},"","","","","",{"$f":"IF(CK85=\"\",\"\",IF(CL85=1,PeriCi(CR85,DI85),PeriTr(CQ85,CU85,DI85)))","v":""},{"$f":"IF(CK85=\"\",\"\",IF(CL85=1,AreaCi(CR85,DI85),AreaTr(CQ85,CU85,DI85)))","v":""},{"$f":"IF(CK85=\"\",\"\",RhCi(DK85,EC85))","v":""},"",{"$f":"IF(CK85=\"\",\"\",hf(CS85,J85,CT85,DK85,EE85))","v":""},{"$f":"IF(CK85=\"\",\"\",LOOKUP(CW85,Tab.4.5!$J$6:$J$27,Tab.4.5!$L$6:$L$27))","v":""},{"$f":"IF(CK85=\"\",\"\",He(EH85,DM85))","v":""},{"$f":"IF(CK85=\"\",\"\",Hs(DM85))","v":""},{"$f":"IF(CK85=\"\",\"\",Hm(EB85,EG85,EI85,EJ85,CS85,CV85))","v":""},"","","","","","","K45+-45000 () ",{"$f":"IF(B85=\"Existe.\",IF(AE85=1,CONCATENATE(#REF!,AK85,\" m.\"),CONCATENATE(#REF!,AJ85,\" m x \",AK85,\" m.\")),IF(CL85=1,CONCATENATE(#REF!,CR85,\" m.\"),CONCATENATE(#REF!,CQ85,\" m x \",CR85,\" m.\")))","v":{"$error":"#REF!"}},"Concreto, L =  m, S = 0 %.","Cota clave eje= 0 msnm.",null,null,null,"","","","","",{"$f":"IF(EV85=\"\",\"\",VLOOKUP(EY85,'Estructura escalonada'!$D$3:$H$953,2))","v":""},"","","","","",""]
[null,null,null,null,null,null,null,null,null,null,null,{"$f":"IF(K86=\"No\",\"\",J86)","v":0},null,{"$f":"IF(K86=\"No\",\"\",L86+M86)","v":0},null,null,null,null,null,null,{"$f":"IF(K86=\"No\",\"\",IF(O86=\"\",YcCi(P86,N86),YcTr(N86,O86,S86)))","v":{"$error":"#VALUE!"}},{"$f":"IF(K86=\"No\",\"\",IF(O86=\"\",Teta1(U86,P86),\"-\"))","v":{"$error":"#VALUE!"}},{"$f":"IF(K86=\"No\",\"\",IF(O86=\"\",(1/8*(V86-SIN(V86))*P86^2),(O86+S86*U86)*U86))","v":{"$error":"#VALUE!"}},{"$f":"IF(W86=\"\",\"\",N86/W86)","v":{"$error":"#VALUE!"}},{"$f":"IF(K86=\"No\",\"\",IF(O86=\"\",Ynci(P86,N86,R86,T86),YnTr(1,R86,O86,S86,T86,N86)))","v":{"$error":"#VALUE!"}},{"$f":"IF(K86=\"No\",\"\",IF(O86=\"\",Teta1(Y86,P86),\"-\"))","v":{"$error":"#VALUE!"}},{"$f":"IF(K86=\"No\",\"\",IF(O86=\"\",AreaCi(P86,Y86),AreaTr(O86,S86,Y86)))","v":{"$error":"#VALUE!"}},{"$f":"IF(K86=\"No\",\"\",IF(O86=\"\",FrCi(AC86,9.806,Z86,P86),FrTr(AC86,9.806,O86,S86,Y86)))","v":{"$error":"#VALUE!"}},{"$f":"IF(K86=\"No\",\"\",N86/AA86)","v":{"$error":"#VALUE!"}},null,null,null,null,null,null,null,null,null,null,null,null,null,null,null,{"$f":"AQ86-AO86*AL86/2","v":0},{"$f":"AQ86-AO86*AL86","v":0},{"$f":"IF(AD86=\"\",\"\",AR86-AS86)","v":""},{"$f":"IF(AD86=\"\",\"\",1.2*AK86)","v":""},{"$f":"IF(AD86=\"\",\"\",AK86)","v":""},{"$f":"IF(AD86=\"\",\"\",IF(AE86=1,YcCi(AK86,J86),YcTr(J86,AJ86,AN86)))","v":""},{"$f":"IF(AD86=\"\",\"\",IF(AE86=1,Teta1(AX86,AK86),\"-\"))","v":""},{"$f":"IF(AD86=\"\",\"\",IF(AE86=1,AreaCi(AK86,AX86),AreaTr(AJ86,AN86,AX86)))","v":""},{"$f":"IF(AD86=\"\",\"\",J86/AZ86)","v":""},{"$f":"IF(AD86=\"\",\"\",IF(AE86=1,Ynci(AK86,J86,AM86,AO86),YnTr(1,AM86,AJ86,AN86,AO86,J86)))","v":""},{"$f":"IF(AD86=\"\",\"\",IF(AE86=1,Teta1(BB86,AK86),\"-\"))","v":""},{"$f":"IF(AD86=\"\",\"\",IF(AE86=1,AreaCi(AK86,BB86),AreaTr(AJ86,AN86,BB86)))","v":""},{"$f":"IF(AD86=\"\",\"\",IF(AE86=1,FrCi(BF86,9.806,BC86,AK86),FrTr(BF86,9.806,AJ86,AN86,BB86)))","v":""},{"$f":"IF(AD86=\"\",\"\",J86/BD86)","v":""},{"$f":"IF(AD86=\"\",\"\",IF(AE86=1,LOOKUP(AI86,'Vmáx(material) - Tab.4.3'!$L$2:$L$11,'Vmáx(material) - Tab.4.3'!$M$2:$M$11),LOOKUP(AI86,'Vmáx(material) - Tab.4.3'!$L$15,'Vmáx(material) - Tab.4.3'!$M$15)))","v":""},{"$f":"IF(AD86=\"\",\"\",VLOOKUP($AH86,'Vmáx(material) - Tab.4.3'!$R$35:$X$41,2))","v":""},{"$f":"IF(AD86=\"\",\"\",VLOOKUP($AH86,'Vmáx(material) - Tab.4.3'!$R$35:$X$41,3))","v":""},{"$f":"IF(AD86=\"\",\"\",VLOOKUP($AH86,'Vmáx(material) - Tab.4.3'!$R$35:$X$41,4))","v":""},{"$f":"IF(AD86=\"\",\"\",VLOOKUP($AH86,'Vmáx(material) - Tab.4.3'!$R$35:$X$41,5))","v":""},{"$f":"IF(AD86=\"\",\"\",VLOOKUP($AH86,'Vmáx(material) - Tab.4.3'!$R$35:$X$41,6))","v":""},{"$f":"IF(AD86=\"\",\"\",IF(AD86=\"\",\"\",VLOOKUP($AH86,'Vmáx(material) - Tab.4.3'!$R$35:$X$41,7)))","v":""},{"$f":"IF(AD86=\"\",\"\",IF(AE86=1,FCi(J86,AK86),FTr(J86,AJ86,AK86)))","v":""},{"$f":"IF(AD86=\"\",\"\",IF(BB86=\"Q > Qmax\",\"Insuficiencia hidráulica.\", IF(ABS(AX86-BB86)<=0.0001,\"Crítico\",IF(AX86>BB86,\"Supercrítico\",\"Subcrítico\"))))","v":""},{"$f":"IF(AD86=\"\",\"\",Hw(BH86,BI86,BJ86,BK86,BL86,BM86,Z,BN86,AO86,AK86))","v":""},{"$f":"IF(AD86=\"\",\"\",BP86/AK86)","v":""},{"$f":"IF(AD86=\"\",\"\",IF(AE86=1,0.438*AK86*SQRT(9.806)*AV86^1.5/AK86^0.4,2/3*0.9*AJ86*AV86*SQRT(2/3*9.806*AV86))*AD86)","v":""},{"$f":"IF(AD86=\"\",\"\",IF(BQ86<1.2,\"Cumple\",\"No Cumple\"))","v":""},{"$f":"IF(AD86=\"\",\"\",IF(K86=\"No\",0,Y86))","v":""},{"$f":"IF(AD86=\"\",\"\",ho(BT86,AK86,AX86))","v":""},{"$f":"IF(AD86=\"\",\"\",IF(AE86=1,PeriCi(AK86,BB86),PeriTr(AJ86,AN86,BB86)))","v":""},{"$f":"IF(AD86=\"\",\"\",IF(AE86=1,AreaCi(AK86,BB86),AreaTr(AJ86,AN86,BB86)))","v":""},{"$f":"IF(AD86=\"\",\"\",RhCi(BW86,BV86))","v":""},{"$f":"IF(AD86=\"\",\"\",J86/BW86)","v":""},{"$f":"IF(AD86=\"\",\"\",hf(AL86,J86,AM86,BW86,BX86))","v":""},{"$f":"IF(AD86=\"\",\"\",LOOKUP(AP86,Tab.4.5!$J$6:$J$27,Tab.4.5!$L$6:$L$27))","v":""},{"$f":"IF(AD86=\"\",\"\",He(CA86,BY86))","v":""},{"$f":"IF(AD86=\"\",\"\",Hs(BY86))","v":""},{"$f":"IF(AD86=\"\",\"\",Hm(BU86,BZ86,CB86,CC86,AL86,AO86))","v":""},{"$f":"IF(AD86=\"\",\"\",CD86/AK86)","v":""},{"$f":"IF(AD86=\"\",\"\",IF(AE86=1,0.438*AK86*SQRT(9.806)*AV86^1.5/AK86^0.4,2/3*0.9*AJ86*AV86*SQRT(2/3*9.806*AV86))*AD86)","v":""},{"$f":"IF(AD86=\"\",\"\",IF(CE86<1.2,\"Cumple\",\"No Cumple\"))","v":""},{"$f":"IF(AD86=\"\",\"\",IF(BT86=\"\",\"\",IF(BO86=\"Supercrítico\",\"Funciona con control a la entrada.\",\"Funciona con control a la salida\")))","v":""},{"$f":"IF(AD86=\"\",\"\",IF(BT86=\"\",\"\",IF(BO86=\"Supercrítico\",IF(BT86>BB86,\"Se presenta resalto hidráulico cerca de la salida.\",\"\"),\"\")))","v":""},{"$f":"IF(AD86=\"\",\"\",IF(BS86=\"No Cumple\",\"Reemplazar.\",IF(B86=\"Nueva\",\"Se requiere obra nueva.\",\"Conservar y realizar labores de limpieza y mantenimiento.\")))","v":""},null,null,null,null,null,null,null,null,null,null,null,null,null,null,null,{"$f":"CX86-CV86*CS86/2","v":0},{"$f":"CX86-CV86*CS86","v":0},{"$f":"CY86-CZ86","v":0},{"$f":"1.2*CR86","v":0},{"$f":"CR86","v":0},{"$f":"IF(CK86=\"\",\"\",IF(CL86=1,YcCi(CR86,J86),YcTr(J86,CQ86,CU86)))","v":""},{"$f":"IF(CK86=\"\",\"\",IF(CL86=1,Teta1(DE86,CR86),\"-\"))","v":""},{"$f":"IF(CK86=\"\",\"\",IF(CL86=1,1/8*(DF86-SIN(DF86))*CR86^2,(CQ86+CU86*DE86)*DE86))","v":""},{"$f":"IF(CK86=\"\",\"\",J86/DG86)","v":""},{"$f":"IF(CK86=\"\",\"\",IF(CL86=1,Ynci(CR86,J86,CT86,CV86),YnTr(1,CT86,CQ86,CU86,CV86,J86)))","v":""},{"$f":"IF(CK86=\"\",\"\",IF(CL86=1,Teta1(DI86,CR86),\"-\"))","v":""},{"$f":"IF(CK86=\"\",\"\",IF(CL86=1,AreaCi(CR86,J86),AreaTr(CQ86,CU86,DI86)))","v":""},{"$f":"IF(CK86=\"\",\"\",IF(CL86=1,FrCi(DM86,9.806,DJ86,CR86),FrTr(DM86,9.806,CQ86,CU86,DI86)))","v":""},{"$f":"IF(CK86=\"\",\"\",J86/DK86)","v":""},{"$f":"IF(CK86=\"\",\"\",IF(CL86=1,LOOKUP(CP86,'Vmáx(material) - Tab.4.3'!$L$2:$L$11,'Vmáx(material) - Tab.4.3'!$M$2:$M$11),LOOKUP(CP86,'Vmáx(material) - Tab.4.3'!$L$15,'Vmáx(material) - Tab.4.3'!$M$15)))","v":""},{"$f":"IF(CK86=\"\",\"\",VLOOKUP($CO86,'Vmáx(material) - Tab.4.3'!$R$35:$X$41,2))","v":""},{"$f":"IF(CK86=\"\",\"\",VLOOKUP($CO86,'Vmáx(material) - Tab.4.3'!$R$35:$X$41,3))","v":""},{"$f":"IF(CK86=\"\",\"\",VLOOKUP($CO86,'Vmáx(material) - Tab.4.3'!$R$35:$X$41,4))","v":""},{"$f":"IF(CK86=\"\",\"\",VLOOKUP($CO86,'Vmáx(material) - Tab.4.3'!$R$35:$X$41,5))","v":""},{"$f":"IF(CK86=\"\",\"\",VLOOKUP($CO86,'Vmáx(material) - Tab.4.3'!$R$35:$X$41,6))","v":""},{"$f":"IF(CK86=\"\",\"\",IF(CK86=\"\",\"\",VLOOKUP(CO86,'Vmáx(material) - Tab.4.3'!$R$35:$X$41,7)))","v":""},{"$f":"IF(CK86=\"\",\"\",IF(CL86=1,FCi(J86,CR86),FTr(J86,CQ86,CR86)))","v":""},{"$f":"IF(CK86=\"\",\"\",IF(DI86=\"Q > Qmax\",\"Insuficiencia hidráulica.\",IF(ABS(DE86-DI86)<=0.0001,\"Crítico\",IF(DE86>DI86,\"Supercrítico\",\"Subcrítico\"))))","v":""},{"$f":"IF(CK86=\"\",\"\",Hw(DO86,DP86,DQ86,DR86,DS86,DT86,Z,DU86,CV86,CR86))","v":""},{"$f":"IF(CK86=\"\",\"\",DW86/CR86)","v":""},{"$f":"IF(CK86=\"\",\"\",IF(CL86=1,0.438*CR86*SQRT(9.806)*DC86^1.5/CR86^0.4,2/3*0.9*CQ86*DC86*SQRT(2/3*9.806*DC86))*CK86)","v":""},{"$f":"IF(CK86=\"\",\"\",IF(DX86<1.2,\"Cumple\",\"No Cumple\"))","v":""},{"$f":"IF(CK86=\"\",\"\",IF(K86=\"No\",0,Y86))","v":""},{"$f":"IF(CK86=\"\",\"\",MAX(EA86,(CR86+DE86)/2))","v":""},{"$f":"IF(CK86=\"\",\"\",IF(CL86=1,PeriCi(CR86,DI86),PeriTr(CQ86,CU86,DI86)))","v":""},{"$f":"IF(CK86=\"\",\"\",IF(CL86=1,AreaCi(CR86,DI86),AreaTr(CQ86,CU86,DI86)))","v":""},{"$f":"IF(CK86=\"\",\"\",RhCi(DK86,EC86))","v":""},{"$f":"IF(CK86=\"\",\"\",AVERAGE(AC86,J86/ED86))","v":""},{"$f":"IF(CK86=\"\",\"\",hf(CS86,J86,CT86,DK86,EE86))","v":""},{"$f":"IF(CK86=\"\",\"\",LOOKUP(CW86,Tab.4.5!$J$6:$J$27,Tab.4.5!$L$6:$L$27))","v":""},{"$f":"IF(CK86=\"\",\"\",He(EH86,DM86))","v":""},{"$f":"IF(CK86=\"\",\"\",Hs(DM86))","v":""},{"$f":"IF(CK86=\"\",\"\",Hm(EB86,EG86,EI86,EJ86,CS86,CV86))","v":""},{"$f":"IF(CK86=\"\",\"\",EK86/CR86)","v":""},{"$f":"IF(CK86=\"\",\"\",IF(CL86=1,0.438*CR86*SQRT(9.806)*DC86^1.5/CR86^0.4,2/3*0.9*CQ86*DC86*SQRT(2/3*9.806*DC86))*CK86)","v":""},{"$f":"IF(EL86=\"\",\"\",IF(EL86<1.2,\"Cumple\",\"No Cumple\"))","v":""},{"$f":"IF(CK86=\"\",\"\",IF(EA86=\"\",\"\",IF(DV86=\"Supercrítico\",\"Funciona con control a la entrada.\",\"Funciona con control a la salida\")))","v":""},{"$f":"IF(CK86=\"\",\"\",IF(EA86=\"\",\"\",IF(DV86=\"Supercrítico\",IF(EA86>DI86,\"Se presenta resalto hidráulico cerca de la salida.\",\"\"),\"\")))","v":""},{"$f":"IF(CK86=\"\",\"\",ES86)","v":""},{"$f":" CONCATENATE(\"K45+\",D86-45000, \" (\",A86,\")\",\" \",B86)","v":"K45+-45000 () "},{"$f":"IF(B86=\"Existe.\",IF(AE86=1,CONCATENATE(#REF!,AK86,\" m.\"),CONCATENATE(#REF!,AJ86,\" m x \",AK86,\" m.\")),IF(CL86=1,CONCATENATE(#REF!,CR86,\" m.\"),CONCATENATE(#REF!,CQ86,\" m x \",CR86,\" m.\")))","v":{"$error":"#REF!"}},{"$f":"IF(AI86=2,CONCATENATE(\"Concreto, L = \",AL86,\" m, S = \",AO86*100,\" %.\"),CONCATENATE(\"Concreto, L = \",CS86,\" m, S = \",CV86*100,\" %.\"))","v":"Concreto, L =  m, S = 0 %."},{"$f":"IF(B86=\"Existe.\",\"\",CONCATENATE(\"Cota clave eje= \",CZ86,\" msnm.\"))","v":"Cota clave eje= 0 msnm."},null,null,null,{"$f":"IF(EV86=\"\",\"\",N86)","v":""},{"$f":"IF(EV86=\"\",\"\",EW86/EX86)","v":""},{"$f":"IF(EV86=\"\",\"\",ATAN(EZ86)*(180/PI()))","v":""},{"$f":"IF(EV86=\"\",\"\",EX86*(SIN(FA86*PI()/180)))","v":""},{"$f":"IF(EV86=\"\",\"\",(EW86^2+EX86^2)^0.5)","v":""},{"$f":"IF(EV86=\"\",\"\",VLOOKUP(EY86,'Estructura escalonada'!$D$3:$H$953,2))","v":""},{"$f":"IF(EV86=\"\",\"\",EV86*FD86)","v":""},{"$f":"IF(EV86=\"\",\"\",(2*FD86+EV86))","v":""},{"$f":"IF(EV86=\"\",\"\",FE86/FF86)","v":""},{"$f":"IF(EV86=\"\",\"\",18*LOG10(6*FG86/(FB86/2)))","v":""},{"$f":"IF(EV86=\"\",\"\",FH86*(FG86*EZ86)^0.5)","v":""},{"$f":"IF(EV86=\"\",\"\",IF(FD86+0.15<0.5,0.5,IF(FD86+0.15<1,1,\"Amplíe el ancho B\")))","v":""}]
[null,null,null,null,null,null,null,null,null,null,null,0,null,0,null,null,null,null,null,null,{"$f":"IF(K87=\"No\",\"\",IF(O87=\"\",YcCi(P87,N87),YcTr(N87,O87,S87)))","v":{"$error":"#VALUE!"}},{"$f":"IF(K87=\"No\",\"\",IF(O87=\"\",Teta1(U87,P87),\"-\"))","v":{"$error":"#VALUE!"}},{"$error":"#VALUE!"},{"$error":"#VALUE!"},{"$f":"IF(K87=\"No\",\"\",IF(O87=\"\",Ynci(P87,N87,R87,T87),YnTr(1,R87,O87,S87,T87,N87)))","v":{"$error":"#VALUE!"}},{"$f":"IF(K87=\"No\",\"\",IF(O87=\"\",Teta1(Y87,P87),\"-\"))","v":{"$error":"#VALUE!"}},{"$f":"IF(K87=\"No\",\"\",IF(O87=\"\",AreaCi(P87,Y87),AreaTr(O87,S87,Y87)))","v":{"$error":"#VALUE!"}},{"$f":"IF(K87=\"No\",\"\",IF(O87=\"\",FrCi(AC87,9.806,Z87,P87),FrTr(AC87,9.806,O87,S87,Y87)))","v":{"$error":"#VALUE!"}},{"$error":"#VALUE!"},null,null,null,null,null,null,null,null,null,null,null,null,null,null,null,0,0,"","","",{"$f":"IF(AD87=\"\",\"\",IF(AE87=1,YcCi(AK87,J87),YcTr(J87,AJ87,AN87)))","v":""},{"$f":"IF(AD87=\"\",\"\",IF(AE87=1,Teta1(AX87,AK87),\"-\"))","v":""},{"$f":"IF(AD87=\"\",\"\",IF(AE87=1,AreaCi(AK87,AX87),AreaTr(AJ87,AN87,AX87)))","v":""},"",{"$f":"IF(AD87=\"\",\"\",IF(AE87=1,Ynci(AK87,J87,AM87,AO87),YnTr(1,AM87,AJ87,AN87,AO87,J87)))","v":""},{"$f":"IF(AD87=\"\",\"\",IF(AE87=1,Teta1(BB87,AK87),\"-\"))","v":""},{"$f":"IF(AD87=\"\",\"\",IF(AE87=1,AreaCi(AK87,BB87),AreaTr(AJ87,AN87,BB87)))","v":""},{"$f":"IF(AD87=\"\",\"\",IF(AE87=1,FrCi(BF87,9.806,BC87,AK87),FrTr(BF87,9.806,AJ87,AN87,BB87)))","v":""},"",{"$f":"IF(AD87=\"\",\"\",IF(AE87=1,LOOKUP(AI87,'Vmáx(material) - Tab.4.3'!$L$2:$L$11,'Vmáx(material) - Tab.4.3'!$M$2:$M$11),LOOKUP(AI87,'Vmáx(material) - Tab.4.3'!$L$15,'Vmáx(material) - Tab.4.3'!$M$15)))","v":""},{"$f":"IF(AD87=\"\",\"\",VLOOKUP($AH87,'Vmáx(material) - Tab.4.3'!$R$35:$X$41,2))","v":""},{"$f":"IF(AD87=\"\",\"\",VLOOKUP($AH87,'Vmáx(material) - Tab.4.3'!$R$35:$X$41,3))","v":""},{"$f":"IF(AD87=\"\",\"\",VLOOKUP($AH87,'Vmáx(material) - Tab.4.3'!$R$35:$X$41,4))","v":""},{"$f":"IF(AD87=\"\",\"\",VLOOKUP($AH87,'Vmáx(material) - Tab.4.3'!$R$35:$X$41,5))","v":""},{"$f":"IF(AD87=\"\",\"\",VLOOKUP($AH87,'Vmáx(material) - Tab.4.3'!$R$35:$X$41,6))","v":""},{"$f":"IF(AD87=\"\",\"\",IF(AD87=\"\",\"\",VLOOKUP($AH87,'Vmáx(material) - Tab.4.3'!$R$35:$X$41,7)))","v":""},{"$f":"IF(AD87=\"\",\"\",IF(AE87=1,FCi(J87,AK87),FTr(J87,AJ87,AK87)))","v":""},"",{"$f":"IF(AD87=\"\",\"\",Hw(BH87,BI87,BJ87,BK87,BL87,BM87,Z,BN87,AO87,AK87))","v":""},"","","","",{"$f":"IF(AD87=\"\",\"\",ho(BT87,AK87,AX87))","v":""},{"$f":"IF(AD87=\"\",\"\",IF(AE87=1,PeriCi(AK87,BB87),PeriTr(AJ87,AN87,BB87)))","v":""},{"$f":"IF(AD87=\"\",\"\",IF(AE87=1,AreaCi(AK87,BB87),AreaTr(AJ87,AN87,BB87)))","v":""},{"$f":"IF(AD87=\"\",\"\",RhCi(BW87,BV87))","v":""},"",{"$f":"IF(AD87=\"\",\"\",hf(AL87,J87,AM87,BW87,BX87))","v":""},{"$f":"IF(AD87=\"\",\"\",LOOKUP(AP87,Tab.4.5!$J$6:$J$27,Tab.4.5!$L$6:$L$27))","v":""},{"$f":"IF(AD87=\"\",\"\",He(CA87,BY87))","v":""},{"$f":"IF(AD87=\"\",\"\",Hs(BY87))","v":""},{"$f":"IF(AD87=\"\",\"\",Hm(BU87,BZ87,CB87,CC87,AL87,AO87))","v":""},"","","","","","",null,null,null,null,null,null,null,null,null,null,null,null,null,null,null,0,0,0,0,0,{"$f":"IF(CK87=\"\",\"\",IF(CL87=1,YcCi(CR87,J87),YcTr(J87,CQ87,CU87)))","v":""},{"$f":"IF(CK87=\"\",\"\",IF(CL87=1,Teta1(DE87,CR87),\"-\"))","v":""},"","",{"$f":"IF(CK87=\"\",\"\",IF(CL87=1,Ynci(CR87,J87,CT87,CV87),YnTr(1,CT87,CQ87,CU87,CV87,J87)))","v":""},{"$f":"IF(CK87=\"\",\"\",IF(CL87=1,Teta1(DI87,CR87),\"-\"))","v":""},{"$f":"IF(CK87=\"\",\"\",IF(CL87=1,AreaCi(CR87,J87),AreaTr(CQ87,CU87,DI87)))","v":""},{"$f":"IF(CK87=\"\",\"\",IF(CL87=1,FrCi(DM87,9.806,DJ87,CR87),FrTr(DM87,9.806,CQ87,CU87,DI87)))","v":""},"",{"$f":"IF(CK87=\"\",\"\",IF(CL87=1,LOOKUP(CP87,'Vmáx(material) - Tab.4.3'!$L$2:$L$11,'Vmáx(material) - Tab.4.3'!$M$2:$M$11),LOOKUP(CP87,'Vmáx(material) - Tab.4.3'!$L$15,'Vmáx(material) - Tab.4.3'!$M$15)))","v":""},{"$f":"IF(CK87=\"\",\"\",VLOOKUP($CO87,'Vmáx(material) - Tab.4.3'!$R$35:$X$41,2))","v":""},{"$f":"IF(CK87=\"\",\"\",VLOOKUP($CO87,'Vmáx(material) - Tab.4.3'!$R$35:$X$41,3))","v":""},{"$f":"IF(CK87=\"\",\"\",VLOOKUP($CO87,'Vmáx(material) - Tab.4.3'!$R$35:$X$41,4))","v":""},{"$f":"IF(CK87=\"\",\"\",VLOOKUP($CO87,'Vmáx(material) - Tab.4.3'!$R$35:$X$41,5))","v":""},{"$f":"IF(CK87=\"\",\"\",VLOOKUP($CO87,'Vmáx(material) - Tab.4.3'!$R$35:$X$41,6))","v":""},{"$f":"IF(CK87=\"\",\"\",IF(CK87=\"\",\"\",VLOOKUP(CO87,'Vmáx(material) - Tab.4.3'!$R$35:$X$41,7)))","v":""},{"$f":"IF(CK87=\"\",\"\",IF(CL87=1,FCi(J87,CR87),FTr(J87,CQ87,CR87)))","v":""},"",{"$f":"IF(CK87=\"\",\"\",Hw(DO87,DP87,DQ87,DR87,DS87,DT87,Z,DU87,CV87,CR87))","v":""},"","","","","",{"$f":"IF(CK87=\"\",\"\",IF(CL87=1,PeriCi(CR87,DI87),PeriTr(CQ87,CU87,DI87)))","v":""},{"$f":"IF(CK87=\"\",\"\",IF(CL87=1,AreaCi(CR87,DI87),AreaTr(CQ87,CU87,DI87)))","v":""},{"$f":"IF(CK87=\"\",\"\",RhCi(DK87,EC87))","v":""},"",{"$f":"IF(CK87=\"\",\"\",hf(CS87,J87,CT87,DK87,EE87))","v":""},{"$f":"IF(CK87=\"\",\"\",LOOKUP(CW87,Tab.4.5!$J$6:$J$27,Tab.4.5!$L$6:$L$27))","v":""},{"$f":"IF(CK87=\"\",\"\",He(EH87,DM87))","v":""},{"$f":"IF(CK87=\"\",\"\",Hs(DM87))","v":""},{"$f":"IF(CK87=\"\",\"\",Hm(EB87,EG87,EI87,EJ87,CS87,CV87))","v":""},"","","","","","","K45+-45000 () ",{"$f":"IF(B87=\"Existe.\",IF(AE87=1,CONCATENATE(#REF!,AK87,\" m.\"),CONCATENATE(#REF!,AJ87,\" m x \",AK87,\" m.\")),IF(CL87=1,CONCATENATE(#REF!,CR87,\" m.\"),CONCATENATE(#REF!,CQ87,\" m x \",CR87,\" m.\")))","v":{"$error":"#REF!"}},"Concreto, L =  m, S = 0 %.","Cota clave eje= 0 msnm.",null,null,null,"","","","","",{"$f":"IF(EV87=\"\",\"\",VLOOKUP(EY87,'Estructura escalonada'!$D$3:$H$953,2))","v":""},"","","","","",""]
[null,null,null,null,null,null,null,null,null,null,null,0,null,0,null,null,null,null,null,null,{"$f":"IF(K88=\"No\",\"\",IF(O88=\"\",YcCi(P88,N88),YcTr(N88,O88,S88)))","v":{"$error":"#VALUE!"}},{"$f":"IF(K88=\"No\",\"\",IF(O88=\"\",Teta1(U88,P88),\"-\"))","v":{"$error":"#VALUE!"}},{"$error":"#VALUE!"},{"$error":"#VALUE!"},{"$f":"IF(K88=\"No\",\"\",IF(O88=\"\",Ynci(P88,N88,R88,T88),YnTr(1,R88,O88,S88,T88,N88)))","v":{"$error":"#VALUE!"}},{"$f":"IF(K88=\"No\",\"\",IF(O88=\"\",Teta1(Y88,P88),\"-\"))","v":{"$error":"#VALUE!"}},{"$f":"IF(K88=\"No\",\"\",IF(O88=\"\",AreaCi(P88,Y88),AreaTr(O88,S88,Y88)))","v":{"$error":"#VALUE!"}},{"$f":"IF(K88=\"No\",\"\",IF(O88=\"\",FrCi(AC88,9.806,Z88,P88),FrTr(AC88,9.806,O88,S88,Y88)))","v":{"$error":"#VALUE!"}},{"$error":"#VALUE!"},null,null,null,null,null,null,null,null,null,null,null,null,null,null,null,0,0,"","","",{"$f":"IF(AD88=\"\",\"\",IF(AE88=1,YcCi(AK88,J88),YcTr(J88,AJ88,AN88)))","v":""},{"$f":"IF(AD88=\"\",\"\",IF(AE88=1,Teta1(AX88,AK88),\"-\"))","v":""},{"$f":"IF(AD88=\"\",\"\",IF(AE88=1,AreaCi(AK88,AX88),AreaTr(AJ88,AN88,AX88)))","v":""},"",{"$f":"IF(AD88=\"\",\"\",IF(AE88=1,Ynci(AK88,J88,AM88,AO88),YnTr(1,AM88,AJ88,AN88,AO88,J88)))","v":""},{"$f":"IF(AD88=\"\",\"\",IF(AE88=1,Teta1(BB88,AK88),\"-\"))","v":""},{"$f":"IF(AD88=\"\",\"\",IF(AE88=1,AreaCi(AK88,BB88),AreaTr(AJ88,AN88,BB88)))","v":""},{"$f":"IF(AD88=\"\",\"\",IF(AE88=1,FrCi(BF88,9.806,BC88,AK88),FrTr(BF88,9.806,AJ88,AN88,BB88)))","v":""},"",{"$f":"IF(AD88=\"\",\"\",IF(AE88=1,LOOKUP(AI88,'Vmáx(material) - Tab.4.3'!$L$2:$L$11,'Vmáx(material) - Tab.4.3'!$M$2:$M$11),LOOKUP(AI88,'Vmáx(material) - Tab.4.3'!$L$15,'Vmáx(material) - Tab.4.3'!$M$15)))","v":""},{"$f":"IF(AD88=\"\",\"\",VLOOKUP($AH88,'Vmáx(material) - Tab.4.3'!$R$35:$X$41,2))","v":""},{"$f":"IF(AD88=\"\",\"\",VLOOKUP($AH88,'Vmáx(material) - Tab.4.3'!$R$35:$X$41,3))","v":""},{"$f":"IF(AD88=\"\",\"\",VLOOKUP($AH88,'Vmáx(material) - Tab.4.3'!$R$35:$X$41,4))","v":""},{"$f":"IF(AD88=\"\",\"\",VLOOKUP($AH88,'Vmáx(material) - Tab.4.3'!$R$35:$X$41,5))","v":""},{"$f":"IF(AD88=\"\",\"\",VLOOKUP($AH88,'Vmáx(material) - Tab.4.3'!$R$35:$X$41,6))","v":""},{"$f":"IF(AD88=\"\",\"\",IF(AD88=\"\",\"\",VLOOKUP($AH88,'Vmáx(material) - Tab.4.3'!$R$35:$X$41,7)))","v":""},{"$f":"IF(AD88=\"\",\"\",IF(AE88=1,FCi(J88,AK88),FTr(J88,AJ88,AK88)))","v":""},"",{"$f":"IF(AD88=\"\",\"\",Hw(BH88,BI88,BJ88,BK88,BL88,BM88,Z,BN88,AO88,AK88))","v":""},"","","","",{"$f":"IF(AD88=\"\",\"\",ho(BT88,AK88,AX88))","v":""},{"$f":"IF(AD88=\"\",\"\",IF(AE88=1,PeriCi(AK88,BB88),PeriTr(AJ88,AN88,BB88)))","v":""},{"$f":"IF(AD88=\"\",\"\",IF(AE88=1,AreaCi(AK88,BB88),AreaTr(AJ88,AN88,BB88)))","v":""},{"$f":"IF(AD88=\"\",\"\",RhCi(BW88,BV88))","v":""},"",{"$f":"IF(AD88=\"\",\"\",hf(AL88,J88,AM88,BW88,BX88))","v":""},{"$f":"IF(AD88=\"\",\"\",LOOKUP(AP88,Tab.4.5!$J$6:$J$27,Tab.4.5!$L$6:$L$27))","v":""},{"$f":"IF(AD88=\"\",\"\",He(CA88,BY88))","v":""},{"$f":"IF(AD88=\"\",\"\",Hs(BY88))","v":""},{"$f":"IF(AD88=\"\",\"\",Hm(BU88,BZ88,CB88,CC88,AL88,AO88))","v":""},"","","","","","",null,null,null,null,null,null,null,null,null,null,null,null,null,null,null,0,0,0,0,0,{"$f":"IF(CK88=\"\",\"\",IF(CL88=1,YcCi(CR88,J88),YcTr(J88,CQ88,CU88)))","v":""},{"$f":"IF(CK88=\"\",\"\",IF(CL88=1,Teta1(DE88,CR88),\"-\"))","v":""},"","",{"$f":"IF(CK88=\"\",\"\",IF(CL88=1,Ynci(CR88,J88,CT88,CV88),YnTr(1,CT88,CQ88,CU88,CV88,J88)))","v":""},{"$f":"IF(CK88=\"\",\"\",IF(CL88=1,Teta1(DI88,CR88),\"-\"))","v":""},{"$f":"IF(CK88=\"\",\"\",IF(CL88=1,AreaCi(CR88,J88),AreaTr(CQ88,CU88,DI88)))","v":""},{"$f":"IF(CK88=\"\",\"\",IF(CL88=1,FrCi(DM88,9.806,DJ88,CR88),FrTr(DM88,9.806,CQ88,CU88,DI88)))","v":""},"",{"$f":"IF(CK88=\"\",\"\",IF(CL88=1,LOOKUP(CP88,'Vmáx(material) - Tab.4.3'!$L$2:$L$11,'Vmáx(material) - Tab.4.3'!$M$2:$M$11),LOOKUP(CP88,'Vmáx(material) - Tab.4.3'!$L$15,'Vmáx(material) - Tab.4.3'!$M$15)))","v":""},{"$f":"IF(CK88=\"\",\"\",VLOOKUP($CO88,'Vmáx(material) - Tab.4.3'!$R$35:$X$41,2))","v":""},{"$f":"IF(CK88=\"\",\"\",VLOOKUP($CO88,'Vmáx(material) - Tab.4.3'!$R$35:$X$41,3))","v":""},{"$f":"IF(CK88=\"\",\"\",VLOOKUP($CO88,'Vmáx(material) - Tab.4.3'!$R$35:$X$41,4))","v":""},{"$f":"IF(CK88=\"\",\"\",VLOOKUP($CO88,'Vmáx(material) - Tab.4.3'!$R$35:$X$41,5))","v":""},{"$f":"IF(CK88=\"\",\"\",VLOOKUP($CO88,'Vmáx(material) - Tab.4.3'!$R$35:$X$41,6))","v":""},{"$f":"IF(CK88=\"\",\"\",IF(CK88=\"\",\"\",VLOOKUP(CO88,'Vmáx(material) - Tab.4.3'!$R$35:$X$41,7)))","v":""},{"$f":"IF(CK88=\"\",\"\",IF(CL88=1,FCi(J88,CR88),FTr(J88,CQ88,CR88)))","v":""},"",{"$f":"IF(CK88=\"\",\"\",Hw(DO88,DP88,DQ88,DR88,DS88,DT88,Z,DU88,CV88,CR88))","v":""},"","","","","",{"$f":"IF(CK88=\"\",\"\",IF(CL88=1,PeriCi(CR88,DI88),PeriTr(CQ88,CU88,DI88)))","v":""},{"$f":"IF(CK88=\"\",\"\",IF(CL88=1,AreaCi(CR88,DI88),AreaTr(CQ88,CU88,DI88)))","v":""},{"$f":"IF(CK88=\"\",\"\",RhCi(DK88,EC88))","v":""},"",{"$f":"IF(CK88=\"\",\"\",hf(CS88,J88,CT88,DK88,EE88))","v":""},{"$f":"IF(CK88=\"\",\"\",LOOKUP(CW88,Tab.4.5!$J$6:$J$27,Tab.4.5!$L$6:$L$27))","v":""},{"$f":"IF(CK88=\"\",\"\",He(EH88,DM88))","v":""},{"$f":"IF(CK88=\"\",\"\",Hs(DM88))","v":""},{"$f":"IF(CK88=\"\",\"\",Hm(EB88,EG88,EI88,EJ88,CS88,CV88))","v":""},"","","","","","","K45+-45000 () ",{"$f":"IF(B88=\"Existe.\",IF(AE88=1,CONCATENATE(#REF!,AK88,\" m.\"),CONCATENATE(#REF!,AJ88,\" m x \",AK88,\" m.\")),IF(CL88=1,CONCATENATE(#REF!,CR88,\" m.\"),CONCATENATE(#REF!,CQ88,\" m x \",CR88,\" m.\")))","v":{"$error":"#REF!"}},"Concreto, L =  m, S = 0 %.","Cota clave eje= 0 msnm.",null,null,null,"","","","","",{"$f":"IF(EV88=\"\",\"\",VLOOKUP(EY88,'Estructura escalonada'!$D$3:$H$953,2))","v":""},"","","","","",""]
[null,null,null,null,null,null,null,null,null,null,null,0,null,0,null,null,null,null,null,null,{"$f":"IF(K89=\"No\",\"\",IF(O89=\"\",YcCi(P89,N89),YcTr(N89,O89,S89)))","v":{"$error":"#VALUE!"}},{"$f":"IF(K89=\"No\",\"\",IF(O89=\"\",Teta1(U89,P89),\"-\"))","v":{"$error":"#VALUE!"}},{"$error":"#VALUE!"},{"$error":"#VALUE!"},{"$f":"IF(K89=\"No\",\"\",IF(O89=\"\",Ynci(P89,N89,R89,T89),YnTr(1,R89,O89,S89,T89,N89)))","v":{"$error":"#VALUE!"}},{"$f":"IF(K89=\"No\",\"\",IF(O89=\"\",Teta1(Y89,P89),\"-\"))","v":{"$error":"#VALUE!"}},{"$f":"IF(K89=\"No\",\"\",IF(O89=\"\",AreaCi(P89,Y89),AreaTr(O89,S89,Y89)))","v":{"$error":"#VALUE!"}},{"$f":"IF(K89=\"No\",\"\",IF(O89=\"\",FrCi(AC89,9.806,Z89,P89),FrTr(AC89,9.806,O89,S89,Y89)))","v":{"$error":"#VALUE!"}},{"$error":"#VALUE!"},null,null,null,null,null,null,null,null,null,null,null,null,null,null,null,0,0,"","","",{"$f":"IF(AD89=\"\",\"\",IF(AE89=1,YcCi(AK89,J89),YcTr(J89,AJ89,AN89)))","v":""},{"$f":"IF(AD89=\"\",\"\",IF(AE89=1,Teta1(AX89,AK89),\"-\"))","v":""},{"$f":"IF(AD89=\"\",\"\",IF(AE89=1,AreaCi(AK89,AX89),AreaTr(AJ89,AN89,AX89)))","v":""},"",{"$f":"IF(AD89=\"\",\"\",IF(AE89=1,Ynci(AK89,J89,AM89,AO89),YnTr(1,AM89,AJ89,AN89,AO89,J89)))","v":""},{"$f":"IF(AD89=\"\",\"\",IF(AE89=1,Teta1(BB89,AK89),\"-\"))","v":""},{"$f":"IF(AD89=\"\",\"\",IF(AE89=1,AreaCi(AK89,BB89),AreaTr(AJ89,AN89,BB89)))","v":""},{"$f":"IF(AD89=\"\",\"\",IF(AE89=1,FrCi(BF89,9.806,BC89,AK89),FrTr(BF89,9.806,AJ89,AN89,BB89)))","v":""},"",{"$f":"IF(AD89=\"\",\"\",IF(AE89=1,LOOKUP(AI89,'Vmáx(material) - Tab.4.3'!$L$2:$L$11,'Vmáx(material) - Tab.4.3'!$M$2:$M$11),LOOKUP(AI89,'Vmáx(material) - Tab.4.3'!$L$15,'Vmáx(material) - Tab.4.3'!$M$15)))","v":""},{"$f":"IF(AD89=\"\",\"\",VLOOKUP($AH89,'Vmáx(material) - Tab.4.3'!$R$35:$X$41,2))","v":""},{"$f":"IF(AD89=\"\",\"\",VLOOKUP($AH89,'Vmáx(material) - Tab.4.3'!$R$35:$X$41,3))","v":""},{"$f":"IF(AD89=\"\",\"\",VLOOKUP($AH89,'Vmáx(material) - Tab.4.3'!$R$35:$X$41,4))","v":""},{"$f":"IF(AD89=\"\",\"\",VLOOKUP($AH89,'Vmáx(material) - Tab.4.3'!$R$35:$X$41,5))","v":""},{"$f":"IF(AD89=\"\",\"\",VLOOKUP($AH89,'Vmáx(material) - Tab.4.3'!$R$35:$X$41,6))","v":""},{"$f":"IF(AD89=\"\",\"\",IF(AD89=\"\",\"\",VLOOKUP($AH89,'Vmáx(material) - Tab.4.3'!$R$35:$X$41,7)))","v":""},{"$f":"IF(AD89=\"\",\"\",IF(AE89=1,FCi(J89,AK89),FTr(J89,AJ89,AK89)))","v":""},"",{"$f":"IF(AD89=\"\",\"\",Hw(BH89,BI89,BJ89,BK89,BL89,BM89,Z,BN89,AO89,AK89))","v":""},"","","","",{"$f":"IF(AD89=\"\",\"\",ho(BT89,AK89,AX89))","v":""},{"$f":"IF(AD89=\"\",\"\",IF(AE89=1,PeriCi(AK89,BB89),PeriTr(AJ89,AN89,BB89)))","v":""},{"$f":"IF(AD89=\"\",\"\",IF(AE89=1,AreaCi(AK89,BB89),AreaTr(AJ89,AN89,BB89)))","v":""},{"$f":"IF(AD89=\"\",\"\",RhCi(BW89,BV89))","v":""},"",{"$f":"IF(AD89=\"\",\"\",hf(AL89,J89,AM89,BW89,BX89))","v":""},{"$f":"IF(AD89=\"\",\"\",LOOKUP(AP89,Tab.4.5!$J$6:$J$27,Tab.4.5!$L$6:$L$27))","v":""},{"$f":"IF(AD89=\"\",\"\",He(CA89,BY89))","v":""},{"$f":"IF(AD89=\"\",\"\",Hs(BY89))","v":""},{"$f":"IF(AD89=\"\",\"\",Hm(BU89,BZ89,CB89,CC89,AL89,AO89))","v":""},"","","","","","",null,null,null,null,null,null,null,null,null,null,null,null,null,null,null,0,0,0,0,0,{"$f":"IF(CK89=\"\",\"\",IF(CL89=1,YcCi(CR89,J89),YcTr(J89,CQ89,CU89)))","v":""},{"$f":"IF(CK89=\"\",\"\",IF(CL89=1,Teta1(DE89,CR89),\"-\"))","v":""},"","",{"$f":"IF(CK89=\"\",\"\",IF(CL89=1,Ynci(CR89,J89,CT89,CV89),YnTr(1,CT89,CQ89,CU89,CV89,J89)))","v":""},{"$f":"IF(CK89=\"\",\"\",IF(CL89=1,Teta1(DI89,CR89),\"-\"))","v":""},{"$f":"IF(CK89=\"\",\"\",IF(CL89=1,AreaCi(CR89,J89),AreaTr(CQ89,CU89,DI89)))","v":""},{"$f":"IF(CK89=\"\",\"\",IF(CL89=1,FrCi(DM89,9.806,DJ89,CR89),FrTr(DM89,9.806,CQ89,CU89,DI89)))","v":""},"",{"$f":"IF(CK89=\"\",\"\",IF(CL89=1,LOOKUP(CP89,'Vmáx(material) - Tab.4.3'!$L$2:$L$11,'Vmáx(material) - Tab.4.3'!$M$2:$M$11),LOOKUP(CP89,'Vmáx(material) - Tab.4.3'!$L$15,'Vmáx(material) - Tab.4.3'!$M$15)))","v":""},{"$f":"IF(CK89=\"\",\"\",VLOOKUP($CO89,'Vmáx(material) - Tab.4.3'!$R$35:$X$41,2))","v":""},{"$f":"IF(CK89=\"\",\"\",VLOOKUP($CO89,'Vmáx(material) - Tab.4.3'!$R$35:$X$41,3))","v":""},{"$f":"IF(CK89=\"\",\"\",VLOOKUP($CO89,'Vmáx(material) - Tab.4.3'!$R$35:$X$41,4))","v":""},{"$f":"IF(CK89=\"\",\"\",VLOOKUP($CO89,'Vmáx(material) - Tab.4.3'!$R$35:$X$41,5))","v":""},{"$f":"IF(CK89=\"\",\"\",VLOOKUP($CO89,'Vmáx(material) - Tab.4.3'!$R$35:$X$41,6))","v":""},{"$f":"IF(CK89=\"\",\"\",IF(CK89=\"\",\"\",VLOOKUP(CO89,'Vmáx(material) - Tab.4.3'!$R$35:$X$41,7)))","v":""},{"$f":"IF(CK89=\"\",\"\",IF(CL89=1,FCi(J89,CR89),FTr(J89,CQ89,CR89)))","v":""},"",{"$f":"IF(CK89=\"\",\"\",Hw(DO89,DP89,DQ89,DR89,DS89,DT89,Z,DU89,CV89,CR89))","v":""},"","","","","",{"$f":"IF(CK89=\"\",\"\",IF(CL89=1,PeriCi(CR89,DI89),PeriTr(CQ89,CU89,DI89)))","v":""},{"$f":"IF(CK89=\"\",\"\",IF(CL89=1,AreaCi(CR89,DI89),AreaTr(CQ89,CU89,DI89)))","v":""},{"$f":"IF(CK89=\"\",\"\",RhCi(DK89,EC89))","v":""},"",{"$f":"IF(CK89=\"\",\"\",hf(CS89,J89,CT89,DK89,EE89))","v":""},{"$f":"IF(CK89=\"\",\"\",LOOKUP(CW89,Tab.4.5!$J$6:$J$27,Tab.4.5!$L$6:$L$27))","v":""},{"$f":"IF(CK89=\"\",\"\",He(EH89,DM89))","v":""},{"$f":"IF(CK89=\"\",\"\",Hs(DM89))","v":""},{"$f":"IF(CK89=\"\",\"\",Hm(EB89,EG89,EI89,EJ89,CS89,CV89))","v":""},"","","","","","","K45+-45000 () ",{"$f":"IF(B89=\"Existe.\",IF(AE89=1,CONCATENATE(#REF!,AK89,\" m.\"),CONCATENATE(#REF!,AJ89,\" m x \",AK89,\" m.\")),IF(CL89=1,CONCATENATE(#REF!,CR89,\" m.\"),CONCATENATE(#REF!,CQ89,\" m x \",CR89,\" m.\")))","v":{"$error":"#REF!"}},"Concreto, L =  m, S = 0 %.","Cota clave eje= 0 msnm.",null,null,null,"","","","","",{"$f":"IF(EV89=\"\",\"\",VLOOKUP(EY89,'Estructura escalonada'!$D$3:$H$953,2))","v":""},"","","","","",""]
[null,null,null,null,null,null,null,null,null,null,null,0,null,0,null,null,null,null,null,null,{"$f":"IF(K90=\"No\",\"\",IF(O90=\"\",YcCi(P90,N90),YcTr(N90,O90,S90)))","v":{"$error":"#VALUE!"}},{"$f":"IF(K90=\"No\",\"\",IF(O90=\"\",Teta1(U90,P90),\"-\"))","v":{"$error":"#VALUE!"}},{"$error":"#VALUE!"},{"$error":"#VALUE!"},{"$f":"IF(K90=\"No\",\"\",IF(O90=\"\",Ynci(P90,N90,R90,T90),YnTr(1,R90,O90,S90,T90,N90)))","v":{"$error":"#VALUE!"}},{"$f":"IF(K90=\"No\",\"\",IF(O90=\"\",Teta1(Y90,P90),\"-\"))","v":{"$error":"#VALUE!"}},{"$f":"IF(K90=\"No\",\"\",IF(O90=\"\",AreaCi(P90,Y90),AreaTr(O90,S90,Y90)))","v":{"$error":"#VALUE!"}},{"$f":"IF(K90=\"No\",\"\",IF(O90=\"\",FrCi(AC90,9.806,Z90,P90),FrTr(AC90,9.806,O90,S90,Y90)))","v":{"$error":"#VALUE!"}},{"$error":"#VALUE!"},null,null,null,null,null,null,null,null,null,null,null,null,null,null,null,0,0,"","","",{"$f":"IF(AD90=\"\",\"\",IF(AE90=1,YcCi(AK90,J90),YcTr(J90,AJ90,AN90)))","v":""},{"$f":"IF(AD90=\"\",\"\",IF(AE90=1,Teta1(AX90,AK90),\"-\"))","v":""},{"$f":"IF(AD90=\"\",\"\",IF(AE90=1,AreaCi(AK90,AX90),AreaTr(AJ90,AN90,AX90)))","v":""},"",{"$f":"IF(AD90=\"\",\"\",IF(AE90=1,Ynci(AK90,J90,AM90,AO90),YnTr(1,AM90,AJ90,AN90,AO90,J90)))","v":""},{"$f":"IF(AD90=\"\",\"\",IF(AE90=1,Teta1(BB90,AK90),\"-\"))","v":""},{"$f":"IF(AD90=\"\",\"\",IF(AE90=1,AreaCi(AK90,BB90),AreaTr(AJ90,AN90,BB90)))","v":""},{"$f":"IF(AD90=\"\",\"\",IF(AE90=1,FrCi(BF90,9.806,BC90,AK90),FrTr(BF90,9.806,AJ90,AN90,BB90)))","v":""},"",{"$f":"IF(AD90=\"\",\"\",IF(AE90=1,LOOKUP(AI90,'Vmáx(material) - Tab.4.3'!$L$2:$L$11,'Vmáx(material) - Tab.4.3'!$M$2:$M$11),LOOKUP(AI90,'Vmáx(material) - Tab.4.3'!$L$15,'Vmáx(material) - Tab.4.3'!$M$15)))","v":""},{"$f":"IF(AD90=\"\",\"\",VLOOKUP($AH90,'Vmáx(material) - Tab.4.3'!$R$35:$X$41,2))","v":""},{"$f":"IF(AD90=\"\",\"\",VLOOKUP($AH90,'Vmáx(material) - Tab.4.3'!$R$35:$X$41,3))","v":""},{"$f":"IF(AD90=\"\",\"\",VLOOKUP($AH90,'Vmáx(material) - Tab.4.3'!$R$35:$X$41,4))","v":""},{"$f":"IF(AD90=\"\",\"\",VLOOKUP($AH90,'Vmáx(material) - Tab.4.3'!$R$35:$X$41,5))","v":""},{"$f":"IF(AD90=\"\",\"\",VLOOKUP($AH90,'Vmáx(material) - Tab.4.3'!$R$35:$X$41,6))","v":""},{"$f":"IF(AD90=\"\",\"\",IF(AD90=\"\",\"\",VLOOKUP($AH90,'Vmáx(material) - Tab.4.3'!$R$35:$X$41,7)))","v":""},{"$f":"IF(AD90=\"\",\"\",IF(AE90=1,FCi(J90,AK90),FTr(J90,AJ90,AK90)))","v":""},"",{"$f":"IF(AD90=\"\",\"\",Hw(BH90,BI90,BJ90,BK90,BL90,BM90,Z,BN90,AO90,AK90))","v":""},"","","","",{"$f":"IF(AD90=\"\",\"\",ho(BT90,AK90,AX90))","v":""},{"$f":"IF(AD90=\"\",\"\",IF(AE90=1,PeriCi(AK90,BB90),PeriTr(AJ90,AN90,BB90)))","v":""},{"$f":"IF(AD90=\"\",\"\",IF(AE90=1,AreaCi(AK90,BB90),AreaTr(AJ90,AN90,BB90)))","v":""},{"$f":"IF(AD90=\"\",\"\",RhCi(BW90,BV90))","v":""},"",{"$f":"IF(AD90=\"\",\"\",hf(AL90,J90,AM90,BW90,BX90))","v":""},{"$f":"IF(AD90=\"\",\"\",LOOKUP(AP90,Tab.4.5!$J$6:$J$27,Tab.4.5!$L$6:$L$27))","v":""},{"$f":"IF(AD90=\"\",\"\",He(CA90,BY90))","v":""},{"$f":"IF(AD90=\"\",\"\",Hs(BY90))","v":""},{"$f":"IF(AD90=\"\",\"\",Hm(BU90,BZ90,CB90,CC90,AL90,AO90))","v":""},"","","","","","",null,null,null,null,null,null,null,null,null,null,null,null,null,null,null,0,0,0,0,0,{"$f":"IF(CK90=\"\",\"\",IF(CL90=1,YcCi(CR90,J90),YcTr(J90,CQ90,CU90)))","v":""},{"$f":"IF(CK90=\"\",\"\",IF(CL90=1,Teta1(DE90,CR90),\"-\"))","v":""},"","",{"$f":"IF(CK90=\"\",\"\",IF(CL90=1,Ynci(CR90,J90,CT90,CV90),YnTr(1,CT90,CQ90,CU90,CV90,J90)))","v":""},{"$f":"IF(CK90=\"\",\"\",IF(CL90=1,Teta1(DI90,CR90),\"-\"))","v":""},{"$f":"IF(CK90=\"\",\"\",IF(CL90=1,AreaCi(CR90,J90),AreaTr(CQ90,CU90,DI90)))","v":""},{"$f":"IF(CK90=\"\",\"\",IF(CL90=1,FrCi(DM90,9.806,DJ90,CR90),FrTr(DM90,9.806,CQ90,CU90,DI90)))","v":""},"",{"$f":"IF(CK90=\"\",\"\",IF(CL90=1,LOOKUP(CP90,'Vmáx(material) - Tab.4.3'!$L$2:$L$11,'Vmáx(material) - Tab.4.3'!$M$2:$M$11),LOOKUP(CP90,'Vmáx(material) - Tab.4.3'!$L$15,'Vmáx(material) - Tab.4.3'!$M$15)))","v":""},{"$f":"IF(CK90=\"\",\"\",VLOOKUP($CO90,'Vmáx(material) - Tab.4.3'!$R$35:$X$41,2))","v":""},{"$f":"IF(CK90=\"\",\"\",VLOOKUP($CO90,'Vmáx(material) - Tab.4.3'!$R$35:$X$41,3))","v":""},{"$f":"IF(CK90=\"\",\"\",VLOOKUP($CO90,'Vmáx(material) - Tab.4.3'!$R$35:$X$41,4))","v":""},{"$f":"IF(CK90=\"\",\"\",VLOOKUP($CO90,'Vmáx(material) - Tab.4.3'!$R$35:$X$41,5))","v":""},{"$f":"IF(CK90=\"\",\"\",VLOOKUP($CO90,'Vmáx(material) - Tab.4.3'!$R$35:$X$41,6))","v":""},{"$f":"IF(CK90=\"\",\"\",IF(CK90=\"\",\"\",VLOOKUP(CO90,'Vmáx(material) - Tab.4.3'!$R$35:$X$41,7)))","v":""},{"$f":"IF(CK90=\"\",\"\",IF(CL90=1,FCi(J90,CR90),FTr(J90,CQ90,CR90)))","v":""},"",{"$f":"IF(CK90=\"\",\"\",Hw(DO90,DP90,DQ90,DR90,DS90,DT90,Z,DU90,CV90,CR90))","v":""},"","","","","",{"$f":"IF(CK90=\"\",\"\",IF(CL90=1,PeriCi(CR90,DI90),PeriTr(CQ90,CU90,DI90)))","v":""},{"$f":"IF(CK90=\"\",\"\",IF(CL90=1,AreaCi(CR90,DI90),AreaTr(CQ90,CU90,DI90)))","v":""},{"$f":"IF(CK90=\"\",\"\",RhCi(DK90,EC90))","v":""},"",{"$f":"IF(CK90=\"\",\"\",hf(CS90,J90,CT90,DK90,EE90))","v":""},{"$f":"IF(CK90=\"\",\"\",LOOKUP(CW90,Tab.4.5!$J$6:$J$27,Tab.4.5!$L$6:$L$27))","v":""},{"$f":"IF(CK90=\"\",\"\",He(EH90,DM90))","v":""},{"$f":"IF(CK90=\"\",\"\",Hs(DM90))","v":""},{"$f":"IF(CK90=\"\",\"\",Hm(EB90,EG90,EI90,EJ90,CS90,CV90))","v":""},"","","","","","","K45+-45000 () ",{"$f":"IF(B90=\"Existe.\",IF(AE90=1,CONCATENATE(#REF!,AK90,\" m.\"),CONCATENATE(#REF!,AJ90,\" m x \",AK90,\" m.\")),IF(CL90=1,CONCATENATE(#REF!,CR90,\" m.\"),CONCATENATE(#REF!,CQ90,\" m x \",CR90,\" m.\")))","v":{"$error":"#REF!"}},"Concreto, L =  m, S = 0 %.","Cota clave eje= 0 msnm.",null,null,null,"","","","","",{"$f":"IF(EV90=\"\",\"\",VLOOKUP(EY90,'Estructura escalonada'!$D$3:$H$953,2))","v":""},"","","","","",""]
[null,null,null,null,null,null,null,null,null,null,null,0,null,0,null,null,null,null,null,null,{"$f":"IF(K91=\"No\",\"\",IF(O91=\"\",YcCi(P91,N91),YcTr(N91,O91,S91)))","v":{"$error":"#VALUE!"}},{"$f":"IF(K91=\"No\",\"\",IF(O91=\"\",Teta1(U91,P91),\"-\"))","v":{"$error":"#VALUE!"}},{"$error":"#VALUE!"},{"$error":"#VALUE!"},{"$f":"IF(K91=\"No\",\"\",IF(O91=\"\",Ynci(P91,N91,R91,T91),YnTr(1,R91,O91,S91,T91,N91)))","v":{"$error":"#VALUE!"}},{"$f":"IF(K91=\"No\",\"\",IF(O91=\"\",Teta1(Y91,P91),\"-\"))","v":{"$error":"#VALUE!"}},{"$f":"IF(K91=\"No\",\"\",IF(O91=\"\",AreaCi(P91,Y91),AreaTr(O91,S91,Y91)))","v":{"$error":"#VALUE!"}},{"$f":"IF(K91=\"No\",\"\",IF(O91=\"\",FrCi(AC91,9.806,Z91,P91),FrTr(AC91,9.806,O91,S91,Y91)))","v":{"$error":"#VALUE!"}},{"$error":"#VALUE!"},null,null,null,null,null,null,null,null,null,null,null,null,null,null,null,0,0,"","","",{"$f":"IF(AD91=\"\",\"\",IF(AE91=1,YcCi(AK91,J91),YcTr(J91,AJ91,AN91)))","v":""},{"$f":"IF(AD91=\"\",\"\",IF(AE91=1,Teta1(AX91,AK91),\"-\"))","v":""},{"$f":"IF(AD91=\"\",\"\",IF(AE91=1,AreaCi(AK91,AX91),AreaTr(AJ91,AN91,AX91)))","v":""},"",{"$f":"IF(AD91=\"\",\"\",IF(AE91=1,Ynci(AK91,J91,AM91,AO91),YnTr(1,AM91,AJ91,AN91,AO91,J91)))","v":""},{"$f":"IF(AD91=\"\",\"\",IF(AE91=1,Teta1(BB91,AK91),\"-\"))","v":""},{"$f":"IF(AD91=\"\",\"\",IF(AE91=1,AreaCi(AK91,BB91),AreaTr(AJ91,AN91,BB91)))","v":""},{"$f":"IF(AD91=\"\",\"\",IF(AE91=1,FrCi(BF91,9.806,BC91,AK91),FrTr(BF91,9.806,AJ91,AN91,BB91)))","v":""},"",{"$f":"IF(AD91=\"\",\"\",IF(AE91=1,LOOKUP(AI91,'Vmáx(material) - Tab.4.3'!$L$2:$L$11,'Vmáx(material) - Tab.4.3'!$M$2:$M$11),LOOKUP(AI91,'Vmáx(material) - Tab.4.3'!$L$15,'Vmáx(material) - Tab.4.3'!$M$15)))","v":""},{"$f":"IF(AD91=\"\",\"\",VLOOKUP($AH91,'Vmáx(material) - Tab.4.3'!$R$35:$X$41,2))","v":""},{"$f":"IF(AD91=\"\",\"\",VLOOKUP($AH91,'Vmáx(material) - Tab.4.3'!$R$35:$X$41,3))","v":""},{"$f":"IF(AD91=\"\",\"\",VLOOKUP($AH91,'Vmáx(material) - Tab.4.3'!$R$35:$X$41,4))","v":""},{"$f":"IF(AD91=\"\",\"\",VLOOKUP($AH91,'Vmáx(material) - Tab.4.3'!$R$35:$X$41,5))","v":""},{"$f":"IF(AD91=\"\",\"\",VLOOKUP($AH91,'Vmáx(material) - Tab.4.3'!$R$35:$X$41,6))","v":""},{"$f":"IF(AD91=\"\",\"\",IF(AD91=\"\",\"\",VLOOKUP($AH91,'Vmáx(material) - Tab.4.3'!$R$35:$X$41,7)))","v":""},{"$f":"IF(AD91=\"\",\"\",IF(AE91=1,FCi(J91,AK91),FTr(J91,AJ91,AK91)))","v":""},"",{"$f":"IF(AD91=\"\",\"\",Hw(BH91,BI91,BJ91,BK91,BL91,BM91,Z,BN91,AO91,AK91))","v":""},"","","","",{"$f":"IF(AD91=\"\",\"\",ho(BT91,AK91,AX91))","v":""},{"$f":"IF(AD91=\"\",\"\",IF(AE91=1,PeriCi(AK91,BB91),PeriTr(AJ91,AN91,BB91)))","v":""},{"$f":"IF(AD91=\"\",\"\",IF(AE91=1,AreaCi(AK91,BB91),AreaTr(AJ91,AN91,BB91)))","v":""},{"$f":"IF(AD91=\"\",\"\",RhCi(BW91,BV91))","v":""},"",{"$f":"IF(AD91=\"\",\"\",hf(AL91,J91,AM91,BW91,BX91))","v":""},{"$f":"IF(AD91=\"\",\"\",LOOKUP(AP91,Tab.4.5!$J$6:$J$27,Tab.4.5!$L$6:$L$27))","v":""},{"$f":"IF(AD91=\"\",\"\",He(CA91,BY91))","v":""},{"$f":"IF(AD91=\"\",\"\",Hs(BY91))","v":""},{"$f":"IF(AD91=\"\",\"\",Hm(BU91,BZ91,CB91,CC91,AL91,AO91))","v":""},"","","","","","",null,null,null,null,null,null,null,null,null,null,null,null,null,null,null,0,0,0,0,0,{"$f":"IF(CK91=\"\",\"\",IF(CL91=1,YcCi(CR91,J91),YcTr(J91,CQ91,CU91)))","v":""},{"$f":"IF(CK91=\"\",\"\",IF(CL91=1,Teta1(DE91,CR91),\"-\"))","v":""},"","",{"$f":"IF(CK91=\"\",\"\",IF(CL91=1,Ynci(CR91,J91,CT91,CV91),YnTr(1,CT91,CQ91,CU91,CV91,J91)))","v":""},{"$f":"IF(CK91=\"\",\"\",IF(CL91=1,Teta1(DI91,CR91),\"-\"))","v":""},{"$f":"IF(CK91=\"\",\"\",IF(CL91=1,AreaCi(CR91,J91),AreaTr(CQ91,CU91,DI91)))","v":""},{"$f":"IF(CK91=\"\",\"\",IF(CL91=1,FrCi(DM91,9.806,DJ91,CR91),FrTr(DM91,9.806,CQ91,CU91,DI91)))","v":""},"",{"$f":"IF(CK91=\"\",\"\",IF(CL91=1,LOOKUP(CP91,'Vmáx(material) - Tab.4.3'!$L$2:$L$11,'Vmáx(material) - Tab.4.3'!$M$2:$M$11),LOOKUP(CP91,'Vmáx(material) - Tab.4.3'!$L$15,'Vmáx(material) - Tab.4.3'!$M$15)))","v":""},{"$f":"IF(CK91=\"\",\"\",VLOOKUP($CO91,'Vmáx(material) - Tab.4.3'!$R$35:$X$41,2))","v":""},{"$f":"IF(CK91=\"\",\"\",VLOOKUP($CO91,'Vmáx(material) - Tab.4.3'!$R$35:$X$41,3))","v":""},{"$f":"IF(CK91=\"\",\"\",VLOOKUP($CO91,'Vmáx(material) - Tab.4.3'!$R$35:$X$41,4))","v":""},{"$f":"IF(CK91=\"\",\"\",VLOOKUP($CO91,'Vmáx(material) - Tab.4.3'!$R$35:$X$41,5))","v":""},{"$f":"IF(CK91=\"\",\"\",VLOOKUP($CO91,'Vmáx(material) - Tab.4.3'!$R$35:$X$41,6))","v":""},{"$f":"IF(CK91=\"\",\"\",IF(CK91=\"\",\"\",VLOOKUP(CO91,'Vmáx(material) - Tab.4.3'!$R$35:$X$41,7)))","v":""},{"$f":"IF(CK91=\"\",\"\",IF(CL91=1,FCi(J91,CR91),FTr(J91,CQ91,CR91)))","v":""},"",{"$f":"IF(CK91=\"\",\"\",Hw(DO91,DP91,DQ91,DR91,DS91,DT91,Z,DU91,CV91,CR91))","v":""},"","","","","",{"$f":"IF(CK91=\"\",\"\",IF(CL91=1,PeriCi(CR91,DI91),PeriTr(CQ91,CU91,DI91)))","v":""},{"$f":"IF(CK91=\"\",\"\",IF(CL91=1,AreaCi(CR91,DI91),AreaTr(CQ91,CU91,DI91)))","v":""},{"$f":"IF(CK91=\"\",\"\",RhCi(DK91,EC91))","v":""},"",{"$f":"IF(CK91=\"\",\"\",hf(CS91,J91,CT91,DK91,EE91))","v":""},{"$f":"IF(CK91=\"\",\"\",LOOKUP(CW91,Tab.4.5!$J$6:$J$27,Tab.4.5!$L$6:$L$27))","v":""},{"$f":"IF(CK91=\"\",\"\",He(EH91,DM91))","v":""},{"$f":"IF(CK91=\"\",\"\",Hs(DM91))","v":""},{"$f":"IF(CK91=\"\",\"\",Hm(EB91,EG91,EI91,EJ91,CS91,CV91))","v":""},"","","","","","","K45+-45000 () ",{"$f":"IF(B91=\"Existe.\",IF(AE91=1,CONCATENATE(#REF!,AK91,\" m.\"),CONCATENATE(#REF!,AJ91,\" m x \",AK91,\" m.\")),IF(CL91=1,CONCATENATE(#REF!,CR91,\" m.\"),CONCATENATE(#REF!,CQ91,\" m x \",CR91,\" m.\")))","v":{"$error":"#REF!"}},"Concreto, L =  m, S = 0 %.","Cota clave eje= 0 msnm.",null,null,null,"","","","","",{"$f":"IF(EV91=\"\",\"\",VLOOKUP(EY91,'Estructura escalonada'!$D$3:$H$953,2))","v":""},"","","","","",""]
[null,null,null,null,null,null,null,null,null,null,null,0,null,0,null,null,null,null,null,null,{"$f":"IF(K92=\"No\",\"\",IF(O92=\"\",YcCi(P92,N92),YcTr(N92,O92,S92)))","v":{"$error":"#VALUE!"}},{"$f":"IF(K92=\"No\",\"\",IF(O92=\"\",Teta1(U92,P92),\"-\"))","v":{"$error":"#VALUE!"}},{"$error":"#VALUE!"},{"$error":"#VALUE!"},{"$f":"IF(K92=\"No\",\"\",IF(O92=\"\",Ynci(P92,N92,R92,T92),YnTr(1,R92,O92,S92,T92,N92)))","v":{"$error":"#VALUE!"}},{"$f":"IF(K92=\"No\",\"\",IF(O92=\"\",Teta1(Y92,P92),\"-\"))","v":{"$error":"#VALUE!"}},{"$f":"IF(K92=\"No\",\"\",IF(O92=\"\",AreaCi(P92,Y92),AreaTr(O92,S92,Y92)))","v":{"$error":"#VALUE!"}},{"$f":"IF(K92=\"No\",\"\",IF(O92=\"\",FrCi(AC92,9.806,Z92,P92),FrTr(AC92,9.806,O92,S92,Y92)))","v":{"$error":"#VALUE!"}},{"$error":"#VALUE!"},null,null,null,null,null,null,null,null,null,null,null,null,null,null,null,0,0,"","","",{"$f":"IF(AD92=\"\",\"\",IF(AE92=1,YcCi(AK92,J92),YcTr(J92,AJ92,AN92)))","v":""},{"$f":"IF(AD92=\"\",\"\",IF(AE92=1,Teta1(AX92,AK92),\"-\"))","v":""},{"$f":"IF(AD92=\"\",\"\",IF(AE92=1,AreaCi(AK92,AX92),AreaTr(AJ92,AN92,AX92)))","v":""},"",{"$f":"IF(AD92=\"\",\"\",IF(AE92=1,Ynci(AK92,J92,AM92,AO92),YnTr(1,AM92,AJ92,AN92,AO92,J92)))","v":""},{"$f":"IF(AD92=\"\",\"\",IF(AE92=1,Teta1(BB92,AK92),\"-\"))","v":""},{"$f":"IF(AD92=\"\",\"\",IF(AE92=1,AreaCi(AK92,BB92),AreaTr(AJ92,AN92,BB92)))","v":""},{"$f":"IF(AD92=\"\",\"\",IF(AE92=1,FrCi(BF92,9.806,BC92,AK92),FrTr(BF92,9.806,AJ92,AN92,BB92)))","v":""},"",{"$f":"IF(AD92=\"\",\"\",IF(AE92=1,LOOKUP(AI92,'Vmáx(material) - Tab.4.3'!$L$2:$L$11,'Vmáx(material) - Tab.4.3'!$M$2:$M$11),LOOKUP(AI92,'Vmáx(material) - Tab.4.3'!$L$15,'Vmáx(material) - Tab.4.3'!$M$15)))","v":""},{"$f":"IF(AD92=\"\",\"\",VLOOKUP($AH92,'Vmáx(material) - Tab.4.3'!$R$35:$X$41,2))","v":""},{"$f":"IF(AD92=\"\",\"\",VLOOKUP($AH92,'Vmáx(material) - Tab.4.3'!$R$35:$X$41,3))","v":""},{"$f":"IF(AD92=\"\",\"\",VLOOKUP($AH92,'Vmáx(material) - Tab.4.3'!$R$35:$X$41,4))","v":""},{"$f":"IF(AD92=\"\",\"\",VLOOKUP($AH92,'Vmáx(material) - Tab.4.3'!$R$35:$X$41,5))","v":""},{"$f":"IF(AD92=\"\",\"\",VLOOKUP($AH92,'Vmáx(material) - Tab.4.3'!$R$35:$X$41,6))","v":""},{"$f":"IF(AD92=\"\",\"\",IF(AD92=\"\",\"\",VLOOKUP($AH92,'Vmáx(material) - Tab.4.3'!$R$35:$X$41,7)))","v":""},{"$f":"IF(AD92=\"\",\"\",IF(AE92=1,FCi(J92,AK92),FTr(J92,AJ92,AK92)))","v":""},"",{"$f":"IF(AD92=\"\",\"\",Hw(BH92,BI92,BJ92,BK92,BL92,BM92,Z,BN92,AO92,AK92))","v":""},"","","","",{"$f":"IF(AD92=\"\",\"\",ho(BT92,AK92,AX92))","v":""},{"$f":"IF(AD92=\"\",\"\",IF(AE92=1,PeriCi(AK92,BB92),PeriTr(AJ92,AN92,BB92)))","v":""},{"$f":"IF(AD92=\"\",\"\",IF(AE92=1,AreaCi(AK92,BB92),AreaTr(AJ92,AN92,BB92)))","v":""},{"$f":"IF(AD92=\"\",\"\",RhCi(BW92,BV92))","v":""},"",{"$f":"IF(AD92=\"\",\"\",hf(AL92,J92,AM92,BW92,BX92))","v":""},{"$f":"IF(AD92=\"\",\"\",LOOKUP(AP92,Tab.4.5!$J$6:$J$27,Tab.4.5!$L$6:$L$27))","v":""},{"$f":"IF(AD92=\"\",\"\",He(CA92,BY92))","v":""},{"$f":"IF(AD92=\"\",\"\",Hs(BY92))","v":""},{"$f":"IF(AD92=\"\",\"\",Hm(BU92,BZ92,CB92,CC92,AL92,AO92))","v":""},"","","","","","",null,null,null,null,null,null,null,null,null,null,null,null,null,null,null,0,0,0,0,0,{"$f":"IF(CK92=\"\",\"\",IF(CL92=1,YcCi(CR92,J92),YcTr(J92,CQ92,CU92)))","v":""},{"$f":"IF(CK92=\"\",\"\",IF(CL92=1,Teta1(DE92,CR92),\"-\"))","v":""},"","",{"$f":"IF(CK92=\"\",\"\",IF(CL92=1,Ynci(CR92,J92,CT92,CV92),YnTr(1,CT92,CQ92,CU92,CV92,J92)))","v":""},{"$f":"IF(CK92=\"\",\"\",IF(CL92=1,Teta1(DI92,CR92),\"-\"))","v":""},{"$f":"IF(CK92=\"\",\"\",IF(CL92=1,AreaCi(CR92,J92),AreaTr(CQ92,CU92,DI92)))","v":""},{"$f":"IF(CK92=\"\",\"\",IF(CL92=1,FrCi(DM92,9.806,DJ92,CR92),FrTr(DM92,9.806,CQ92,CU92,DI92)))","v":""},"",{"$f":"IF(CK92=\"\",\"\",IF(CL92=1,LOOKUP(CP92,'Vmáx(material) - Tab.4.3'!$L$2:$L$11,'Vmáx(material) - Tab.4.3'!$M$2:$M$11),LOOKUP(CP92,'Vmáx(material) - Tab.4.3'!$L$15,'Vmáx(material) - Tab.4.3'!$M$15)))","v":""},{"$f":"IF(CK92=\"\",\"\",VLOOKUP($CO92,'Vmáx(material) - Tab.4.3'!$R$35:$X$41,2))","v":""},{"$f":"IF(CK92=\"\",\"\",VLOOKUP($CO92,'Vmáx(material) - Tab.4.3'!$R$35:$X$41,3))","v":""},{"$f":"IF(CK92=\"\",\"\",VLOOKUP($CO92,'Vmáx(material) - Tab.4.3'!$R$35:$X$41,4))","v":""},{"$f":"IF(CK92=\"\",\"\",VLOOKUP($CO92,'Vmáx(material) - Tab.4.3'!$R$35:$X$41,5))","v":""},{"$f":"IF(CK92=\"\",\"\",VLOOKUP($CO92,'Vmáx(material) - Tab.4.3'!$R$35:$X$41,6))","v":""},{"$f":"IF(CK92=\"\",\"\",IF(CK92=\"\",\"\",VLOOKUP(CO92,'Vmáx(material) - Tab.4.3'!$R$35:$X$41,7)))","v":""},{"$f":"IF(CK92=\"\",\"\",IF(CL92=1,FCi(J92,CR92),FTr(J92,CQ92,CR92)))","v":""},"",{"$f":"IF(CK92=\"\",\"\",Hw(DO92,DP92,DQ92,DR92,DS92,DT92,Z,DU92,CV92,CR92))","v":""},"","","","","",{"$f":"IF(CK92=\"\",\"\",IF(CL92=1,PeriCi(CR92,DI92),PeriTr(CQ92,CU92,DI92)))","v":""},{"$f":"IF(CK92=\"\",\"\",IF(CL92=1,AreaCi(CR92,DI92),AreaTr(CQ92,CU92,DI92)))","v":""},{"$f":"IF(CK92=\"\",\"\",RhCi(DK92,EC92))","v":""},"",{"$f":"IF(CK92=\"\",\"\",hf(CS92,J92,CT92,DK92,EE92))","v":""},{"$f":"IF(CK92=\"\",\"\",LOOKUP(CW92,Tab.4.5!$J$6:$J$27,Tab.4.5!$L$6:$L$27))","v":""},{"$f":"IF(CK92=\"\",\"\",He(EH92,DM92))","v":""},{"$f":"IF(CK92=\"\",\"\",Hs(DM92))","v":""},{"$f":"IF(CK92=\"\",\"\",Hm(EB92,EG92,EI92,EJ92,CS92,CV92))","v":""},"","","","","","","K45+-45000 () ",{"$f":"IF(B92=\"Existe.\",IF(AE92=1,CONCATENATE(#REF!,AK92,\" m.\"),CONCATENATE(#REF!,AJ92,\" m x \",AK92,\" m.\")),IF(CL92=1,CONCATENATE(#REF!,CR92,\" m.\"),CONCATENATE(#REF!,CQ92,\" m x \",CR92,\" m.\")))","v":{"$error":"#REF!"}},"Concreto, L =  m, S = 0 %.","Cota clave eje= 0 msnm.",null,null,null,"","","","","",{"$f":"IF(EV92=\"\",\"\",VLOOKUP(EY92,'Estructura escalonada'!$D$3:$H$953,2))","v":""},"","","","","",""]
[null,null,null,null,null,null,null,null,null,null,null,0,null,0,null,null,null,null,null,null,{"$f":"IF(K93=\"No\",\"\",IF(O93=\"\",YcCi(P93,N93),YcTr(N93,O93,S93)))","v":{"$error":"#VALUE!"}},{"$f":"IF(K93=\"No\",\"\",IF(O93=\"\",Teta1(U93,P93),\"-\"))","v":{"$error":"#VALUE!"}},{"$error":"#VALUE!"},{"$error":"#VALUE!"},{"$f":"IF(K93=\"No\",\"\",IF(O93=\"\",Ynci(P93,N93,R93,T93),YnTr(1,R93,O93,S93,T93,N93)))","v":{"$error":"#VALUE!"}},{"$f":"IF(K93=\"No\",\"\",IF(O93=\"\",Teta1(Y93,P93),\"-\"))","v":{"$error":"#VALUE!"}},{"$f":"IF(K93=\"No\",\"\",IF(O93=\"\",AreaCi(P93,Y93),AreaTr(O93,S93,Y93)))","v":{"$error":"#VALUE!"}},{"$f":"IF(K93=\"No\",\"\",IF(O93=\"\",FrCi(AC93,9.806,Z93,P93),FrTr(AC93,9.806,O93,S93,Y93)))","v":{"$error":"#VALUE!"}},{"$error":"#VALUE!"},null,null,null,null,null,null,null,null,null,null,null,null,null,null,null,0,0,"","","",{"$f":"IF(AD93=\"\",\"\",IF(AE93=1,YcCi(AK93,J93),YcTr(J93,AJ93,AN93)))","v":""},{"$f":"IF(AD93=\"\",\"\",IF(AE93=1,Teta1(AX93,AK93),\"-\"))","v":""},{"$f":"IF(AD93=\"\",\"\",IF(AE93=1,AreaCi(AK93,AX93),AreaTr(AJ93,AN93,AX93)))","v":""},"",{"$f":"IF(AD93=\"\",\"\",IF(AE93=1,Ynci(AK93,J93,AM93,AO93),YnTr(1,AM93,AJ93,AN93,AO93,J93)))","v":""},{"$f":"IF(AD93=\"\",\"\",IF(AE93=1,Teta1(BB93,AK93),\"-\"))","v":""},{"$f":"IF(AD93=\"\",\"\",IF(AE93=1,AreaCi(AK93,BB93),AreaTr(AJ93,AN93,BB93)))","v":""},{"$f":"IF(AD93=\"\",\"\",IF(AE93=1,FrCi(BF93,9.806,BC93,AK93),FrTr(BF93,9.806,AJ93,AN93,BB93)))","v":""},"",{"$f":"IF(AD93=\"\",\"\",IF(AE93=1,LOOKUP(AI93,'Vmáx(material) - Tab.4.3'!$L$2:$L$11,'Vmáx(material) - Tab.4.3'!$M$2:$M$11),LOOKUP(AI93,'Vmáx(material) - Tab.4.3'!$L$15,'Vmáx(material) - Tab.4.3'!$M$15)))","v":""},{"$f":"IF(AD93=\"\",\"\",VLOOKUP($AH93,'Vmáx(material) - Tab.4.3'!$R$35:$X$41,2))","v":""},{"$f":"IF(AD93=\"\",\"\",VLOOKUP($AH93,'Vmáx(material) - Tab.4.3'!$R$35:$X$41,3))","v":""},{"$f":"IF(AD93=\"\",\"\",VLOOKUP($AH93,'Vmáx(material) - Tab.4.3'!$R$35:$X$41,4))","v":""},{"$f":"IF(AD93=\"\",\"\",VLOOKUP($AH93,'Vmáx(material) - Tab.4.3'!$R$35:$X$41,5))","v":""},{"$f":"IF(AD93=\"\",\"\",VLOOKUP($AH93,'Vmáx(material) - Tab.4.3'!$R$35:$X$41,6))","v":""},{"$f":"IF(AD93=\"\",\"\",IF(AD93=\"\",\"\",VLOOKUP($AH93,'Vmáx(material) - Tab.4.3'!$R$35:$X$41,7)))","v":""},{"$f":"IF(AD93=\"\",\"\",IF(AE93=1,FCi(J93,AK93),FTr(J93,AJ93,AK93)))","v":""},"",{"$f":"IF(AD93=\"\",\"\",Hw(BH93,BI93,BJ93,BK93,BL93,BM93,Z,BN93,AO93,AK93))","v":""},"","","","",{"$f":"IF(AD93=\"\",\"\",ho(BT93,AK93,AX93))","v":""},{"$f":"IF(AD93=\"\",\"\",IF(AE93=1,PeriCi(AK93,BB93),PeriTr(AJ93,AN93,BB93)))","v":""},{"$f":"IF(AD93=\"\",\"\",IF(AE93=1,AreaCi(AK93,BB93),AreaTr(AJ93,AN93,BB93)))","v":""},{"$f":"IF(AD93=\"\",\"\",RhCi(BW93,BV93))","v":""},"",{"$f":"IF(AD93=\"\",\"\",hf(AL93,J93,AM93,BW93,BX93))","v":""},{"$f":"IF(AD93=\"\",\"\",LOOKUP(AP93,Tab.4.5!$J$6:$J$27,Tab.4.5!$L$6:$L$27))","v":""},{"$f":"IF(AD93=\"\",\"\",He(CA93,BY93))","v":""},{"$f":"IF(AD93=\"\",\"\",Hs(BY93))","v":""},{"$f":"IF(AD93=\"\",\"\",Hm(BU93,BZ93,CB93,CC93,AL93,AO93))","v":""},"","","","","","",null,null,null,null,null,null,null,null,null,null,null,null,null,null,null,0,0,0,0,0,{"$f":"IF(CK93=\"\",\"\",IF(CL93=1,YcCi(CR93,J93),YcTr(J93,CQ93,CU93)))","v":""},{"$f":"IF(CK93=\"\",\"\",IF(CL93=1,Teta1(DE93,CR93),\"-\"))","v":""},"","",{"$f":"IF(CK93=\"\",\"\",IF(CL93=1,Ynci(CR93,J93,CT93,CV93),YnTr(1,CT93,CQ93,CU93,CV93,J93)))","v":""},{"$f":"IF(CK93=\"\",\"\",IF(CL93=1,Teta1(DI93,CR93),\"-\"))","v":""},{"$f":"IF(CK93=\"\",\"\",IF(CL93=1,AreaCi(CR93,J93),AreaTr(CQ93,CU93,DI93)))","v":""},{"$f":"IF(CK93=\"\",\"\",IF(CL93=1,FrCi(DM93,9.806,DJ93,CR93),FrTr(DM93,9.806,CQ93,CU93,DI93)))","v":""},"",{"$f":"IF(CK93=\"\",\"\",IF(CL93=1,LOOKUP(CP93,'Vmáx(material) - Tab.4.3'!$L$2:$L$11,'Vmáx(material) - Tab.4.3'!$M$2:$M$11),LOOKUP(CP93,'Vmáx(material) - Tab.4.3'!$L$15,'Vmáx(material) - Tab.4.3'!$M$15)))","v":""},{"$f":"IF(CK93=\"\",\"\",VLOOKUP($CO93,'Vmáx(material) - Tab.4.3'!$R$35:$X$41,2))","v":""},{"$f":"IF(CK93=\"\",\"\",VLOOKUP($CO93,'Vmáx(material) - Tab.4.3'!$R$35:$X$41,3))","v":""},{"$f":"IF(CK93=\"\",\"\",VLOOKUP($CO93,'Vmáx(material) - Tab.4.3'!$R$35:$X$41,4))","v":""},{"$f":"IF(CK93=\"\",\"\",VLOOKUP($CO93,'Vmáx(material) - Tab.4.3'!$R$35:$X$41,5))","v":""},{"$f":"IF(CK93=\"\",\"\",VLOOKUP($CO93,'Vmáx(material) - Tab.4.3'!$R$35:$X$41,6))","v":""},{"$f":"IF(CK93=\"\",\"\",IF(CK93=\"\",\"\",VLOOKUP(CO93,'Vmáx(material) - Tab.4.3'!$R$35:$X$41,7)))","v":""},{"$f":"IF(CK93=\"\",\"\",IF(CL93=1,FCi(J93,CR93),FTr(J93,CQ93,CR93)))","v":""},"",{"$f":"IF(CK93=\"\",\"\",Hw(DO93,DP93,DQ93,DR93,DS93,DT93,Z,DU93,CV93,CR93))","v":""},"","","","","",{"$f":"IF(CK93=\"\",\"\",IF(CL93=1,PeriCi(CR93,DI93),PeriTr(CQ93,CU93,DI93)))","v":""},{"$f":"IF(CK93=\"\",\"\",IF(CL93=1,AreaCi(CR93,DI93),AreaTr(CQ93,CU93,DI93)))","v":""},{"$f":"IF(CK93=\"\",\"\",RhCi(DK93,EC93))","v":""},"",{"$f":"IF(CK93=\"\",\"\",hf(CS93,J93,CT93,DK93,EE93))","v":""},{"$f":"IF(CK93=\"\",\"\",LOOKUP(CW93,Tab.4.5!$J$6:$J$27,Tab.4.5!$L$6:$L$27))","v":""},{"$f":"IF(CK93=\"\",\"\",He(EH93,DM93))","v":""},{"$f":"IF(CK93=\"\",\"\",Hs(DM93))","v":""},{"$f":"IF(CK93=\"\",\"\",Hm(EB93,EG93,EI93,EJ93,CS93,CV93))","v":""},"","","","","","","K45+-45000 () ",{"$f":"IF(B93=\"Existe.\",IF(AE93=1,CONCATENATE(#REF!,AK93,\" m.\"),CONCATENATE(#REF!,AJ93,\" m x \",AK93,\" m.\")),IF(CL93=1,CONCATENATE(#REF!,CR93,\" m.\"),CONCATENATE(#REF!,CQ93,\" m x \",CR93,\" m.\")))","v":{"$error":"#REF!"}},"Concreto, L =  m, S = 0 %.","Cota clave eje= 0 msnm.",null,null,null,"","","","","",{"$f":"IF(EV93=\"\",\"\",VLOOKUP(EY93,'Estructura escalonada'!$D$3:$H$953,2))","v":""},"","","","","",""]
[null,null,null,null,null,null,null,null,null,null,null,0,null,0,null,null,null,null,null,null,{"$f":"IF(K94=\"No\",\"\",IF(O94=\"\",YcCi(P94,N94),YcTr(N94,O94,S94)))","v":{"$error":"#VALUE!"}},{"$f":"IF(K94=\"No\",\"\",IF(O94=\"\",Teta1(U94,P94),\"-\"))","v":{"$error":"#VALUE!"}},{"$error":"#VALUE!"},{"$error":"#VALUE!"},{"$f":"IF(K94=\"No\",\"\",IF(O94=\"\",Ynci(P94,N94,R94,T94),YnTr(1,R94,O94,S94,T94,N94)))","v":{"$error":"#VALUE!"}},{"$f":"IF(K94=\"No\",\"\",IF(O94=\"\",Teta1(Y94,P94),\"-\"))","v":{"$error":"#VALUE!"}},{"$f":"IF(K94=\"No\",\"\",IF(O94=\"\",AreaCi(P94,Y94),AreaTr(O94,S94,Y94)))","v":{"$error":"#VALUE!"}},{"$f":"IF(K94=\"No\",\"\",IF(O94=\"\",FrCi(AC94,9.806,Z94,P94),FrTr(AC94,9.806,O94,S94,Y94)))","v":{"$error":"#VALUE!"}},{"$error":"#VALUE!"},null,null,null,null,null,null,null,null,null,null,null,null,null,null,null,0,0,"","","",{"$f":"IF(AD94=\"\",\"\",IF(AE94=1,YcCi(AK94,J94),YcTr(J94,AJ94,AN94)))","v":""},{"$f":"IF(AD94=\"\",\"\",IF(AE94=1,Teta1(AX94,AK94),\"-\"))","v":""},{"$f":"IF(AD94=\"\",\"\",IF(AE94=1,AreaCi(AK94,AX94),AreaTr(AJ94,AN94,AX94)))","v":""},"",{"$f":"IF(AD94=\"\",\"\",IF(AE94=1,Ynci(AK94,J94,AM94,AO94),YnTr(1,AM94,AJ94,AN94,AO94,J94)))","v":""},{"$f":"IF(AD94=\"\",\"\",IF(AE94=1,Teta1(BB94,AK94),\"-\"))","v":""},{"$f":"IF(AD94=\"\",\"\",IF(AE94=1,AreaCi(AK94,BB94),AreaTr(AJ94,AN94,BB94)))","v":""},{"$f":"IF(AD94=\"\",\"\",IF(AE94=1,FrCi(BF94,9.806,BC94,AK94),FrTr(BF94,9.806,AJ94,AN94,BB94)))","v":""},"",{"$f":"IF(AD94=\"\",\"\",IF(AE94=1,LOOKUP(AI94,'Vmáx(material) - Tab.4.3'!$L$2:$L$11,'Vmáx(material) - Tab.4.3'!$M$2:$M$11),LOOKUP(AI94,'Vmáx(material) - Tab.4.3'!$L$15,'Vmáx(material) - Tab.4.3'!$M$15)))","v":""},{"$f":"IF(AD94=\"\",\"\",VLOOKUP($AH94,'Vmáx(material) - Tab.4.3'!$R$35:$X$41,2))","v":""},{"$f":"IF(AD94=\"\",\"\",VLOOKUP($AH94,'Vmáx(material) - Tab.4.3'!$R$35:$X$41,3))","v":""},{"$f":"IF(AD94=\"\",\"\",VLOOKUP($AH94,'Vmáx(material) - Tab.4.3'!$R$35:$X$41,4))","v":""},{"$f":"IF(AD94=\"\",\"\",VLOOKUP($AH94,'Vmáx(material) - Tab.4.3'!$R$35:$X$41,5))","v":""},{"$f":"IF(AD94=\"\",\"\",VLOOKUP($AH94,'Vmáx(material) - Tab.4.3'!$R$35:$X$41,6))","v":""},{"$f":"IF(AD94=\"\",\"\",IF(AD94=\"\",\"\",VLOOKUP($AH94,'Vmáx(material) - Tab.4.3'!$R$35:$X$41,7)))","v":""},{"$f":"IF(AD94=\"\",\"\",IF(AE94=1,FCi(J94,AK94),FTr(J94,AJ94,AK94)))","v":""},"",{"$f":"IF(AD94=\"\",\"\",Hw(BH94,BI94,BJ94,BK94,BL94,BM94,Z,BN94,AO94,AK94))","v":""},"","","","",{"$f":"IF(AD94=\"\",\"\",ho(BT94,AK94,AX94))","v":""},{"$f":"IF(AD94=\"\",\"\",IF(AE94=1,PeriCi(AK94,BB94),PeriTr(AJ94,AN94,BB94)))","v":""},{"$f":"IF(AD94=\"\",\"\",IF(AE94=1,AreaCi(AK94,BB94),AreaTr(AJ94,AN94,BB94)))","v":""},{"$f":"IF(AD94=\"\",\"\",RhCi(BW94,BV94))","v":""},"",{"$f":"IF(AD94=\"\",\"\",hf(AL94,J94,AM94,BW94,BX94))","v":""},{"$f":"IF(AD94=\"\",\"\",LOOKUP(AP94,Tab.4.5!$J$6:$J$27,Tab.4.5!$L$6:$L$27))","v":""},{"$f":"IF(AD94=\"\",\"\",He(CA94,BY94))","v":""},{"$f":"IF(AD94=\"\",\"\",Hs(BY94))","v":""},{"$f":"IF(AD94=\"\",\"\",Hm(BU94,BZ94,CB94,CC94,AL94,AO94))","v":""},"","","","","","",null,null,null,null,null,null,null,null,null,null,null,null,null,null,null,0,0,0,0,0,{"$f":"IF(CK94=\"\",\"\",IF(CL94=1,YcCi(CR94,J94),YcTr(J94,CQ94,CU94)))","v":""},{"$f":"IF(CK94=\"\",\"\",IF(CL94=1,Teta1(DE94,CR94),\"-\"))","v":""},"","",{"$f":"IF(CK94=\"\",\"\",IF(CL94=1,Ynci(CR94,J94,CT94,CV94),YnTr(1,CT94,CQ94,CU94,CV94,J94)))","v":""},{"$f":"IF(CK94=\"\",\"\",IF(CL94=1,Teta1(DI94,CR94),\"-\"))","v":""},{"$f":"IF(CK94=\"\",\"\",IF(CL94=1,AreaCi(CR94,J94),AreaTr(CQ94,CU94,DI94)))","v":""},{"$f":"IF(CK94=\"\",\"\",IF(CL94=1,FrCi(DM94,9.806,DJ94,CR94),FrTr(DM94,9.806,CQ94,CU94,DI94)))","v":""},"",{"$f":"IF(CK94=\"\",\"\",IF(CL94=1,LOOKUP(CP94,'Vmáx(material) - Tab.4.3'!$L$2:$L$11,'Vmáx(material) - Tab.4.3'!$M$2:$M$11),LOOKUP(CP94,'Vmáx(material) - Tab.4.3'!$L$15,'Vmáx(material) - Tab.4.3'!$M$15)))","v":""},{"$f":"IF(CK94=\"\",\"\",VLOOKUP($CO94,'Vmáx(material) - Tab.4.3'!$R$35:$X$41,2))","v":""},{"$f":"IF(CK94=\"\",\"\",VLOOKUP($CO94,'Vmáx(material) - Tab.4.3'!$R$35:$X$41,3))","v":""},{"$f":"IF(CK94=\"\",\"\",VLOOKUP($CO94,'Vmáx(material) - Tab.4.3'!$R$35:$X$41,4))","v":""},{"$f":"IF(CK94=\"\",\"\",VLOOKUP($CO94,'Vmáx(material) - Tab.4.3'!$R$35:$X$41,5))","v":""},{"$f":"IF(CK94=\"\",\"\",VLOOKUP($CO94,'Vmáx(material) - Tab.4.3'!$R$35:$X$41,6))","v":""},{"$f":"IF(CK94=\"\",\"\",IF(CK94=\"\",\"\",VLOOKUP(CO94,'Vmáx(material) - Tab.4.3'!$R$35:$X$41,7)))","v":""},{"$f":"IF(CK94=\"\",\"\",IF(CL94=1,FCi(J94,CR94),FTr(J94,CQ94,CR94)))","v":""},"",{"$f":"IF(CK94=\"\",\"\",Hw(DO94,DP94,DQ94,DR94,DS94,DT94,Z,DU94,CV94,CR94))","v":""},"","","","","",{"$f":"IF(CK94=\"\",\"\",IF(CL94=1,PeriCi(CR94,DI94),PeriTr(CQ94,CU94,DI94)))","v":""},{"$f":"IF(CK94=\"\",\"\",IF(CL94=1,AreaCi(CR94,DI94),AreaTr(CQ94,CU94,DI94)))","v":""},{"$f":"IF(CK94=\"\",\"\",RhCi(DK94,EC94))","v":""},"",{"$f":"IF(CK94=\"\",\"\",hf(CS94,J94,CT94,DK94,EE94))","v":""},{"$f":"IF(CK94=\"\",\"\",LOOKUP(CW94,Tab.4.5!$J$6:$J$27,Tab.4.5!$L$6:$L$27))","v":""},{"$f":"IF(CK94=\"\",\"\",He(EH94,DM94))","v":""},{"$f":"IF(CK94=\"\",\"\",Hs(DM94))","v":""},{"$f":"IF(CK94=\"\",\"\",Hm(EB94,EG94,EI94,EJ94,CS94,CV94))","v":""},"","","","","","","K45+-45000 () ",{"$f":"IF(B94=\"Existe.\",IF(AE94=1,CONCATENATE(#REF!,AK94,\" m.\"),CONCATENATE(#REF!,AJ94,\" m x \",AK94,\" m.\")),IF(CL94=1,CONCATENATE(#REF!,CR94,\" m.\"),CONCATENATE(#REF!,CQ94,\" m x \",CR94,\" m.\")))","v":{"$error":"#REF!"}},"Concreto, L =  m, S = 0 %.","Cota clave eje= 0 msnm.",null,null,null,"","","","","",{"$f":"IF(EV94=\"\",\"\",VLOOKUP(EY94,'Estructura escalonada'!$D$3:$H$953,2))","v":""},"","","","","",""]
[null,null,null,null,null,null,null,null,null,null,null,0,null,0,null,null,null,null,null,null,{"$f":"IF(K95=\"No\",\"\",IF(O95=\"\",YcCi(P95,N95),YcTr(N95,O95,S95)))","v":{"$error":"#VALUE!"}},{"$f":"IF(K95=\"No\",\"\",IF(O95=\"\",Teta1(U95,P95),\"-\"))","v":{"$error":"#VALUE!"}},{"$error":"#VALUE!"},{"$error":"#VALUE!"},{"$f":"IF(K95=\"No\",\"\",IF(O95=\"\",Ynci(P95,N95,R95,T95),YnTr(1,R95,O95,S95,T95,N95)))","v":{"$error":"#VALUE!"}},{"$f":"IF(K95=\"No\",\"\",IF(O95=\"\",Teta1(Y95,P95),\"-\"))","v":{"$error":"#VALUE!"}},{"$f":"IF(K95=\"No\",\"\",IF(O95=\"\",AreaCi(P95,Y95),AreaTr(O95,S95,Y95)))","v":{"$error":"#VALUE!"}},{"$f":"IF(K95=\"No\",\"\",IF(O95=\"\",FrCi(AC95,9.806,Z95,P95),FrTr(AC95,9.806,O95,S95,Y95)))","v":{"$error":"#VALUE!"}},{"$error":"#VALUE!"},null,null,null,null,null,null,null,null,null,null,null,null,null,null,null,0,0,"","","",{"$f":"IF(AD95=\"\",\"\",IF(AE95=1,YcCi(AK95,J95),YcTr(J95,AJ95,AN95)))","v":""},{"$f":"IF(AD95=\"\",\"\",IF(AE95=1,Teta1(AX95,AK95),\"-\"))","v":""},{"$f":"IF(AD95=\"\",\"\",IF(AE95=1,AreaCi(AK95,AX95),AreaTr(AJ95,AN95,AX95)))","v":""},"",{"$f":"IF(AD95=\"\",\"\",IF(AE95=1,Ynci(AK95,J95,AM95,AO95),YnTr(1,AM95,AJ95,AN95,AO95,J95)))","v":""},{"$f":"IF(AD95=\"\",\"\",IF(AE95=1,Teta1(BB95,AK95),\"-\"))","v":""},{"$f":"IF(AD95=\"\",\"\",IF(AE95=1,AreaCi(AK95,BB95),AreaTr(AJ95,AN95,BB95)))","v":""},{"$f":"IF(AD95=\"\",\"\",IF(AE95=1,FrCi(BF95,9.806,BC95,AK95),FrTr(BF95,9.806,AJ95,AN95,BB95)))","v":""},"",{"$f":"IF(AD95=\"\",\"\",IF(AE95=1,LOOKUP(AI95,'Vmáx(material) - Tab.4.3'!$L$2:$L$11,'Vmáx(material) - Tab.4.3'!$M$2:$M$11),LOOKUP(AI95,'Vmáx(material) - Tab.4.3'!$L$15,'Vmáx(material) - Tab.4.3'!$M$15)))","v":""},{"$f":"IF(AD95=\"\",\"\",VLOOKUP($AH95,'Vmáx(material) - Tab.4.3'!$R$35:$X$41,2))","v":""},{"$f":"IF(AD95=\"\",\"\",VLOOKUP($AH95,'Vmáx(material) - Tab.4.3'!$R$35:$X$41,3))","v":""},{"$f":"IF(AD95=\"\",\"\",VLOOKUP($AH95,'Vmáx(material) - Tab.4.3'!$R$35:$X$41,4))","v":""},{"$f":"IF(AD95=\"\",\"\",VLOOKUP($AH95,'Vmáx(material) - Tab.4.3'!$R$35:$X$41,5))","v":""},{"$f":"IF(AD95=\"\",\"\",VLOOKUP($AH95,'Vmáx(material) - Tab.4.3'!$R$35:$X$41,6))","v":""},{"$f":"IF(AD95=\"\",\"\",IF(AD95=\"\",\"\",VLOOKUP($AH95,'Vmáx(material) - Tab.4.3'!$R$35:$X$41,7)))","v":""},{"$f":"IF(AD95=\"\",\"\",IF(AE95=1,FCi(J95,AK95),FTr(J95,AJ95,AK95)))","v":""},"",{"$f":"IF(AD95=\"\",\"\",Hw(BH95,BI95,BJ95,BK95,BL95,BM95,Z,BN95,AO95,AK95))","v":""},"","","","",{"$f":"IF(AD95=\"\",\"\",ho(BT95,AK95,AX95))","v":""},{"$f":"IF(AD95=\"\",\"\",IF(AE95=1,PeriCi(AK95,BB95),PeriTr(AJ95,AN95,BB95)))","v":""},{"$f":"IF(AD95=\"\",\"\",IF(AE95=1,AreaCi(AK95,BB95),AreaTr(AJ95,AN95,BB95)))","v":""},{"$f":"IF(AD95=\"\",\"\",RhCi(BW95,BV95))","v":""},"",{"$f":"IF(AD95=\"\",\"\",hf(AL95,J95,AM95,BW95,BX95))","v":""},{"$f":"IF(AD95=\"\",\"\",LOOKUP(AP95,Tab.4.5!$J$6:$J$27,Tab.4.5!$L$6:$L$27))","v":""},{"$f":"IF(AD95=\"\",\"\",He(CA95,BY95))","v":""},{"$f":"IF(AD95=\"\",\"\",Hs(BY95))","v":""},{"$f":"IF(AD95=\"\",\"\",Hm(BU95,BZ95,CB95,CC95,AL95,AO95))","v":""},"","","","","","",null,null,null,null,null,null,null,null,null,null,null,null,null,null,null,0,0,0,0,0,{"$f":"IF(CK95=\"\",\"\",IF(CL95=1,YcCi(CR95,J95),YcTr(J95,CQ95,CU95)))","v":""},{"$f":"IF(CK95=\"\",\"\",IF(CL95=1,Teta1(DE95,CR95),\"-\"))","v":""},"","",{"$f":"IF(CK95=\"\",\"\",IF(CL95=1,Ynci(CR95,J95,CT95,CV95),YnTr(1,CT95,CQ95,CU95,CV95,J95)))","v":""},{"$f":"IF(CK95=\"\",\"\",IF(CL95=1,Teta1(DI95,CR95),\"-\"))","v":""},{"$f":"IF(CK95=\"\",\"\",IF(CL95=1,AreaCi(CR95,J95),AreaTr(CQ95,CU95,DI95)))","v":""},{"$f":"IF(CK95=\"\",\"\",IF(CL95=1,FrCi(DM95,9.806,DJ95,CR95),FrTr(DM95,9.806,CQ95,CU95,DI95)))","v":""},"",{"$f":"IF(CK95=\"\",\"\",IF(CL95=1,LOOKUP(CP95,'Vmáx(material) - Tab.4.3'!$L$2:$L$11,'Vmáx(material) - Tab.4.3'!$M$2:$M$11),LOOKUP(CP95,'Vmáx(material) - Tab.4.3'!$L$15,'Vmáx(material) - Tab.4.3'!$M$15)))","v":""},{"$f":"IF(CK95=\"\",\"\",VLOOKUP($CO95,'Vmáx(material) - Tab.4.3'!$R$35:$X$41,2))","v":""},{"$f":"IF(CK95=\"\",\"\",VLOOKUP($CO95,'Vmáx(material) - Tab.4.3'!$R$35:$X$41,3))","v":""},{"$f":"IF(CK95=\"\",\"\",VLOOKUP($CO95,'Vmáx(material) - Tab.4.3'!$R$35:$X$41,4))","v":""},{"$f":"IF(CK95=\"\",\"\",VLOOKUP($CO95,'Vmáx(material) - Tab.4.3'!$R$35:$X$41,5))","v":""},{"$f":"IF(CK95=\"\",\"\",VLOOKUP($CO95,'Vmáx(material) - Tab.4.3'!$R$35:$X$41,6))","v":""},{"$f":"IF(CK95=\"\",\"\",IF(CK95=\"\",\"\",VLOOKUP(CO95,'Vmáx(material) - Tab.4.3'!$R$35:$X$41,7)))","v":""},{"$f":"IF(CK95=\"\",\"\",IF(CL95=1,FCi(J95,CR95),FTr(J95,CQ95,CR95)))","v":""},"",{"$f":"IF(CK95=\"\",\"\",Hw(DO95,DP95,DQ95,DR95,DS95,DT95,Z,DU95,CV95,CR95))","v":""},"","","","","",{"$f":"IF(CK95=\"\",\"\",IF(CL95=1,PeriCi(CR95,DI95),PeriTr(CQ95,CU95,DI95)))","v":""},{"$f":"IF(CK95=\"\",\"\",IF(CL95=1,AreaCi(CR95,DI95),AreaTr(CQ95,CU95,DI95)))","v":""},{"$f":"IF(CK95=\"\",\"\",RhCi(DK95,EC95))","v":""},"",{"$f":"IF(CK95=\"\",\"\",hf(CS95,J95,CT95,DK95,EE95))","v":""},{"$f":"IF(CK95=\"\",\"\",LOOKUP(CW95,Tab.4.5!$J$6:$J$27,Tab.4.5!$L$6:$L$27))","v":""},{"$f":"IF(CK95=\"\",\"\",He(EH95,DM95))","v":""},{"$f":"IF(CK95=\"\",\"\",Hs(DM95))","v":""},{"$f":"IF(CK95=\"\",\"\",Hm(EB95,EG95,EI95,EJ95,CS95,CV95))","v":""},"","","","","","","K45+-45000 () ",{"$f":"IF(B95=\"Existe.\",IF(AE95=1,CONCATENATE(#REF!,AK95,\" m.\"),CONCATENATE(#REF!,AJ95,\" m x \",AK95,\" m.\")),IF(CL95=1,CONCATENATE(#REF!,CR95,\" m.\"),CONCATENATE(#REF!,CQ95,\" m x \",CR95,\" m.\")))","v":{"$error":"#REF!"}},"Concreto, L =  m, S = 0 %.","Cota clave eje= 0 msnm.",null,null,null,"","","","","",{"$f":"IF(EV95=\"\",\"\",VLOOKUP(EY95,'Estructura escalonada'!$D$3:$H$953,2))","v":""},"","","","","",""]
[null,null,null,null,null,null,null,null,null,null,null,0,null,0,null,null,null,null,null,null,{"$f":"IF(K96=\"No\",\"\",IF(O96=\"\",YcCi(P96,N96),YcTr(N96,O96,S96)))","v":{"$error":"#VALUE!"}},{"$f":"IF(K96=\"No\",\"\",IF(O96=\"\",Teta1(U96,P96),\"-\"))","v":{"$error":"#VALUE!"}},{"$error":"#VALUE!"},{"$error":"#VALUE!"},{"$f":"IF(K96=\"No\",\"\",IF(O96=\"\",Ynci(P96,N96,R96,T96),YnTr(1,R96,O96,S96,T96,N96)))","v":{"$error":"#VALUE!"}},{"$f":"IF(K96=\"No\",\"\",IF(O96=\"\",Teta1(Y96,P96),\"-\"))","v":{"$error":"#VALUE!"}},{"$f":"IF(K96=\"No\",\"\",IF(O96=\"\",AreaCi(P96,Y96),AreaTr(O96,S96,Y96)))","v":{"$error":"#VALUE!"}},{"$f":"IF(K96=\"No\",\"\",IF(O96=\"\",FrCi(AC96,9.806,Z96,P96),FrTr(AC96,9.806,O96,S96,Y96)))","v":{"$error":"#VALUE!"}},{"$error":"#VALUE!"},null,null,null,null,null,null,null,null,null,null,null,null,null,null,null,0,0,"","","",{"$f":"IF(AD96=\"\",\"\",IF(AE96=1,YcCi(AK96,J96),YcTr(J96,AJ96,AN96)))","v":""},{"$f":"IF(AD96=\"\",\"\",IF(AE96=1,Teta1(AX96,AK96),\"-\"))","v":""},{"$f":"IF(AD96=\"\",\"\",IF(AE96=1,AreaCi(AK96,AX96),AreaTr(AJ96,AN96,AX96)))","v":""},"",{"$f":"IF(AD96=\"\",\"\",IF(AE96=1,Ynci(AK96,J96,AM96,AO96),YnTr(1,AM96,AJ96,AN96,AO96,J96)))","v":""},{"$f":"IF(AD96=\"\",\"\",IF(AE96=1,Teta1(BB96,AK96),\"-\"))","v":""},{"$f":"IF(AD96=\"\",\"\",IF(AE96=1,AreaCi(AK96,BB96),AreaTr(AJ96,AN96,BB96)))","v":""},{"$f":"IF(AD96=\"\",\"\",IF(AE96=1,FrCi(BF96,9.806,BC96,AK96),FrTr(BF96,9.806,AJ96,AN96,BB96)))","v":""},"",{"$f":"IF(AD96=\"\",\"\",IF(AE96=1,LOOKUP(AI96,'Vmáx(material) - Tab.4.3'!$L$2:$L$11,'Vmáx(material) - Tab.4.3'!$M$2:$M$11),LOOKUP(AI96,'Vmáx(material) - Tab.4.3'!$L$15,'Vmáx(material) - Tab.4.3'!$M$15)))","v":""},{"$f":"IF(AD96=\"\",\"\",VLOOKUP($AH96,'Vmáx(material) - Tab.4.3'!$R$35:$X$41,2))","v":""},{"$f":"IF(AD96=\"\",\"\",VLOOKUP($AH96,'Vmáx(material) - Tab.4.3'!$R$35:$X$41,3))","v":""},{"$f":"IF(AD96=\"\",\"\",VLOOKUP($AH96,'Vmáx(material) - Tab.4.3'!$R$35:$X$41,4))","v":""},{"$f":"IF(AD96=\"\",\"\",VLOOKUP($AH96,'Vmáx(material) - Tab.4.3'!$R$35:$X$41,5))","v":""},{"$f":"IF(AD96=\"\",\"\",VLOOKUP($AH96,'Vmáx(material) - Tab.4.3'!$R$35:$X$41,6))","v":""},{"$f":"IF(AD96=\"\",\"\",IF(AD96=\"\",\"\",VLOOKUP($AH96,'Vmáx(material) - Tab.4.3'!$R$35:$X$41,7)))","v":""},{"$f":"IF(AD96=\"\",\"\",IF(AE96=1,FCi(J96,AK96),FTr(J96,AJ96,AK96)))","v":""},"",{"$f":"IF(AD96=\"\",\"\",Hw(BH96,BI96,BJ96,BK96,BL96,BM96,Z,BN96,AO96,AK96))","v":""},"","","","",{"$f":"IF(AD96=\"\",\"\",ho(BT96,AK96,AX96))","v":""},{"$f":"IF(AD96=\"\",\"\",IF(AE96=1,PeriCi(AK96,BB96),PeriTr(AJ96,AN96,BB96)))","v":""},{"$f":"IF(AD96=\"\",\"\",IF(AE96=1,AreaCi(AK96,BB96),AreaTr(AJ96,AN96,BB96)))","v":""},{"$f":"IF(AD96=\"\",\"\",RhCi(BW96,BV96))","v":""},"",{"$f":"IF(AD96=\"\",\"\",hf(AL96,J96,AM96,BW96,BX96))","v":""},{"$f":"IF(AD96=\"\",\"\",LOOKUP(AP96,Tab.4.5!$J$6:$J$27,Tab.4.5!$L$6:$L$27))","v":""},{"$f":"IF(AD96=\"\",\"\",He(CA96,BY96))","v":""},{"$f":"IF(AD96=\"\",\"\",Hs(BY96))","v":""},{"$f":"IF(AD96=\"\",\"\",Hm(BU96,BZ96,CB96,CC96,AL96,AO96))","v":""},"","","","","","",null,null,null,null,null,null,null,null,null,null,null,null,null,null,null,0,0,0,0,0,{"$f":"IF(CK96=\"\",\"\",IF(CL96=1,YcCi(CR96,J96),YcTr(J96,CQ96,CU96)))","v":""},{"$f":"IF(CK96=\"\",\"\",IF(CL96=1,Teta1(DE96,CR96),\"-\"))","v":""},"","",{"$f":"IF(CK96=\"\",\"\",IF(CL96=1,Ynci(CR96,J96,CT96,CV96),YnTr(1,CT96,CQ96,CU96,CV96,J96)))","v":""},{"$f":"IF(CK96=\"\",\"\",IF(CL96=1,Teta1(DI96,CR96),\"-\"))","v":""},{"$f":"IF(CK96=\"\",\"\",IF(CL96=1,AreaCi(CR96,J96),AreaTr(CQ96,CU96,DI96)))","v":""},{"$f":"IF(CK96=\"\",\"\",IF(CL96=1,FrCi(DM96,9.806,DJ96,CR96),FrTr(DM96,9.806,CQ96,CU96,DI96)))","v":""},"",{"$f":"IF(CK96=\"\",\"\",IF(CL96=1,LOOKUP(CP96,'Vmáx(material) - Tab.4.3'!$L$2:$L$11,'Vmáx(material) - Tab.4.3'!$M$2:$M$11),LOOKUP(CP96,'Vmáx(material) - Tab.4.3'!$L$15,'Vmáx(material) - Tab.4.3'!$M$15)))","v":""},{"$f":"IF(CK96=\"\",\"\",VLOOKUP($CO96,'Vmáx(material) - Tab.4.3'!$R$35:$X$41,2))","v":""},{"$f":"IF(CK96=\"\",\"\",VLOOKUP($CO96,'Vmáx(material) - Tab.4.3'!$R$35:$X$41,3))","v":""},{"$f":"IF(CK96=\"\",\"\",VLOOKUP($CO96,'Vmáx(material) - Tab.4.3'!$R$35:$X$41,4))","v":""},{"$f":"IF(CK96=\"\",\"\",VLOOKUP($CO96,'Vmáx(material) - Tab.4.3'!$R$35:$X$41,5))","v":""},{"$f":"IF(CK96=\"\",\"\",VLOOKUP($CO96,'Vmáx(material) - Tab.4.3'!$R$35:$X$41,6))","v":""},{"$f":"IF(CK96=\"\",\"\",IF(CK96=\"\",\"\",VLOOKUP(CO96,'Vmáx(material) - Tab.4.3'!$R$35:$X$41,7)))","v":""},{"$f":"IF(CK96=\"\",\"\",IF(CL96=1,FCi(J96,CR96),FTr(J96,CQ96,CR96)))","v":""},"",{"$f":"IF(CK96=\"\",\"\",Hw(DO96,DP96,DQ96,DR96,DS96,DT96,Z,DU96,CV96,CR96))","v":""},"","","","","",{"$f":"IF(CK96=\"\",\"\",IF(CL96=1,PeriCi(CR96,DI96),PeriTr(CQ96,CU96,DI96)))","v":""},{"$f":"IF(CK96=\"\",\"\",IF(CL96=1,AreaCi(CR96,DI96),AreaTr(CQ96,CU96,DI96)))","v":""},{"$f":"IF(CK96=\"\",\"\",RhCi(DK96,EC96))","v":""},"",{"$f":"IF(CK96=\"\",\"\",hf(CS96,J96,CT96,DK96,EE96))","v":""},{"$f":"IF(CK96=\"\",\"\",LOOKUP(CW96,Tab.4.5!$J$6:$J$27,Tab.4.5!$L$6:$L$27))","v":""},{"$f":"IF(CK96=\"\",\"\",He(EH96,DM96))","v":""},{"$f":"IF(CK96=\"\",\"\",Hs(DM96))","v":""},{"$f":"IF(CK96=\"\",\"\",Hm(EB96,EG96,EI96,EJ96,CS96,CV96))","v":""},"","","","","","","K45+-45000 () ",{"$f":"IF(B96=\"Existe.\",IF(AE96=1,CONCATENATE(#REF!,AK96,\" m.\"),CONCATENATE(#REF!,AJ96,\" m x \",AK96,\" m.\")),IF(CL96=1,CONCATENATE(#REF!,CR96,\" m.\"),CONCATENATE(#REF!,CQ96,\" m x \",CR96,\" m.\")))","v":{"$error":"#REF!"}},"Concreto, L =  m, S = 0 %.","Cota clave eje= 0 msnm.",null,null,null,"","","","","",{"$f":"IF(EV96=\"\",\"\",VLOOKUP(EY96,'Estructura escalonada'!$D$3:$H$953,2))","v":""},"","","","","",""]
[null,null,null,null,null,null,null,null,null,null,null,0,null,0,null,null,null,null,null,null,{"$f":"IF(K97=\"No\",\"\",IF(O97=\"\",YcCi(P97,N97),YcTr(N97,O97,S97)))","v":{"$error":"#VALUE!"}},{"$f":"IF(K97=\"No\",\"\",IF(O97=\"\",Teta1(U97,P97),\"-\"))","v":{"$error":"#VALUE!"}},{"$error":"#VALUE!"},{"$error":"#VALUE!"},{"$f":"IF(K97=\"No\",\"\",IF(O97=\"\",Ynci(P97,N97,R97,T97),YnTr(1,R97,O97,S97,T97,N97)))","v":{"$error":"#VALUE!"}},{"$f":"IF(K97=\"No\",\"\",IF(O97=\"\",Teta1(Y97,P97),\"-\"))","v":{"$error":"#VALUE!"}},{"$f":"IF(K97=\"No\",\"\",IF(O97=\"\",AreaCi(P97,Y97),AreaTr(O97,S97,Y97)))","v":{"$error":"#VALUE!"}},{"$f":"IF(K97=\"No\",\"\",IF(O97=\"\",FrCi(AC97,9.806,Z97,P97),FrTr(AC97,9.806,O97,S97,Y97)))","v":{"$error":"#VALUE!"}},{"$error":"#VALUE!"},null,null,null,null,null,null,null,null,null,null,null,null,null,null,null,0,0,"","","",{"$f":"IF(AD97=\"\",\"\",IF(AE97=1,YcCi(AK97,J97),YcTr(J97,AJ97,AN97)))","v":""},{"$f":"IF(AD97=\"\",\"\",IF(AE97=1,Teta1(AX97,AK97),\"-\"))","v":""},{"$f":"IF(AD97=\"\",\"\",IF(AE97=1,AreaCi(AK97,AX97),AreaTr(AJ97,AN97,AX97)))","v":""},"",{"$f":"IF(AD97=\"\",\"\",IF(AE97=1,Ynci(AK97,J97,AM97,AO97),YnTr(1,AM97,AJ97,AN97,AO97,J97)))","v":""},{"$f":"IF(AD97=\"\",\"\",IF(AE97=1,Teta1(BB97,AK97),\"-\"))","v":""},{"$f":"IF(AD97=\"\",\"\",IF(AE97=1,AreaCi(AK97,BB97),AreaTr(AJ97,AN97,BB97)))","v":""},{"$f":"IF(AD97=\"\",\"\",IF(AE97=1,FrCi(BF97,9.806,BC97,AK97),FrTr(BF97,9.806,AJ97,AN97,BB97)))","v":""},"",{"$f":"IF(AD97=\"\",\"\",IF(AE97=1,LOOKUP(AI97,'Vmáx(material) - Tab.4.3'!$L$2:$L$11,'Vmáx(material) - Tab.4.3'!$M$2:$M$11),LOOKUP(AI97,'Vmáx(material) - Tab.4.3'!$L$15,'Vmáx(material) - Tab.4.3'!$M$15)))","v":""},{"$f":"IF(AD97=\"\",\"\",VLOOKUP($AH97,'Vmáx(material) - Tab.4.3'!$R$35:$X$41,2))","v":""},{"$f":"IF(AD97=\"\",\"\",VLOOKUP($AH97,'Vmáx(material) - Tab.4.3'!$R$35:$X$41,3))","v":""},{"$f":"IF(AD97=\"\",\"\",VLOOKUP($AH97,'Vmáx(material) - Tab.4.3'!$R$35:$X$41,4))","v":""},{"$f":"IF(AD97=\"\",\"\",VLOOKUP($AH97,'Vmáx(material) - Tab.4.3'!$R$35:$X$41,5))","v":""},{"$f":"IF(AD97=\"\",\"\",VLOOKUP($AH97,'Vmáx(material) - Tab.4.3'!$R$35:$X$41,6))","v":""},{"$f":"IF(AD97=\"\",\"\",IF(AD97=\"\",\"\",VLOOKUP($AH97,'Vmáx(material) - Tab.4.3'!$R$35:$X$41,7)))","v":""},{"$f":"IF(AD97=\"\",\"\",IF(AE97=1,FCi(J97,AK97),FTr(J97,AJ97,AK97)))","v":""},"",{"$f":"IF(AD97=\"\",\"\",Hw(BH97,BI97,BJ97,BK97,BL97,BM97,Z,BN97,AO97,AK97))","v":""},"","","","",{"$f":"IF(AD97=\"\",\"\",ho(BT97,AK97,AX97))","v":""},{"$f":"IF(AD97=\"\",\"\",IF(AE97=1,PeriCi(AK97,BB97),PeriTr(AJ97,AN97,BB97)))","v":""},{"$f":"IF(AD97=\"\",\"\",IF(AE97=1,AreaCi(AK97,BB97),AreaTr(AJ97,AN97,BB97)))","v":""},{"$f":"IF(AD97=\"\",\"\",RhCi(BW97,BV97))","v":""},"",{"$f":"IF(AD97=\"\",\"\",hf(AL97,J97,AM97,BW97,BX97))","v":""},{"$f":"IF(AD97=\"\",\"\",LOOKUP(AP97,Tab.4.5!$J$6:$J$27,Tab.4.5!$L$6:$L$27))","v":""},{"$f":"IF(AD97=\"\",\"\",He(CA97,BY97))","v":""},{"$f":"IF(AD97=\"\",\"\",Hs(BY97))","v":""},{"$f":"IF(AD97=\"\",\"\",Hm(BU97,BZ97,CB97,CC97,AL97,AO97))","v":""},"","","","","","",null,null,null,null,null,null,null,null,null,null,null,null,null,null,null,0,0,0,0,0,{"$f":"IF(CK97=\"\",\"\",IF(CL97=1,YcCi(CR97,J97),YcTr(J97,CQ97,CU97)))","v":""},{"$f":"IF(CK97=\"\",\"\",IF(CL97=1,Teta1(DE97,CR97),\"-\"))","v":""},"","",{"$f":"IF(CK97=\"\",\"\",IF(CL97=1,Ynci(CR97,J97,CT97,CV97),YnTr(1,CT97,CQ97,CU97,CV97,J97)))","v":""},{"$f":"IF(CK97=\"\",\"\",IF(CL97=1,Teta1(DI97,CR97),\"-\"))","v":""},{"$f":"IF(CK97=\"\",\"\",IF(CL97=1,AreaCi(CR97,J97),AreaTr(CQ97,CU97,DI97)))","v":""},{"$f":"IF(CK97=\"\",\"\",IF(CL97=1,FrCi(DM97,9.806,DJ97,CR97),FrTr(DM97,9.806,CQ97,CU97,DI97)))","v":""},"",{"$f":"IF(CK97=\"\",\"\",IF(CL97=1,LOOKUP(CP97,'Vmáx(material) - Tab.4.3'!$L$2:$L$11,'Vmáx(material) - Tab.4.3'!$M$2:$M$11),LOOKUP(CP97,'Vmáx(material) - Tab.4.3'!$L$15,'Vmáx(material) - Tab.4.3'!$M$15)))","v":""},{"$f":"IF(CK97=\"\",\"\",VLOOKUP($CO97,'Vmáx(material) - Tab.4.3'!$R$35:$X$41,2))","v":""},{"$f":"IF(CK97=\"\",\"\",VLOOKUP($CO97,'Vmáx(material) - Tab.4.3'!$R$35:$X$41,3))","v":""},{"$f":"IF(CK97=\"\",\"\",VLOOKUP($CO97,'Vmáx(material) - Tab.4.3'!$R$35:$X$41,4))","v":""},{"$f":"IF(CK97=\"\",\"\",VLOOKUP($CO97,'Vmáx(material) - Tab.4.3'!$R$35:$X$41,5))","v":""},{"$f":"IF(CK97=\"\",\"\",VLOOKUP($CO97,'Vmáx(material) - Tab.4.3'!$R$35:$X$41,6))","v":""},{"$f":"IF(CK97=\"\",\"\",IF(CK97=\"\",\"\",VLOOKUP(CO97,'Vmáx(material) - Tab.4.3'!$R$35:$X$41,7)))","v":""},{"$f":"IF(CK97=\"\",\"\",IF(CL97=1,FCi(J97,CR97),FTr(J97,CQ97,CR97)))","v":""},"",{"$f":"IF(CK97=\"\",\"\",Hw(DO97,DP97,DQ97,DR97,DS97,DT97,Z,DU97,CV97,CR97))","v":""},"","","","","",{"$f":"IF(CK97=\"\",\"\",IF(CL97=1,PeriCi(CR97,DI97),PeriTr(CQ97,CU97,DI97)))","v":""},{"$f":"IF(CK97=\"\",\"\",IF(CL97=1,AreaCi(CR97,DI97),AreaTr(CQ97,CU97,DI97)))","v":""},{"$f":"IF(CK97=\"\",\"\",RhCi(DK97,EC97))","v":""},"",{"$f":"IF(CK97=\"\",\"\",hf(CS97,J97,CT97,DK97,EE97))","v":""},{"$f":"IF(CK97=\"\",\"\",LOOKUP(CW97,Tab.4.5!$J$6:$J$27,Tab.4.5!$L$6:$L$27))","v":""},{"$f":"IF(CK97=\"\",\"\",He(EH97,DM97))","v":""},{"$f":"IF(CK97=\"\",\"\",Hs(DM97))","v":""},{"$f":"IF(CK97=\"\",\"\",Hm(EB97,EG97,EI97,EJ97,CS97,CV97))","v":""},"","","","","","","K45+-45000 () ",{"$f":"IF(B97=\"Existe.\",IF(AE97=1,CONCATENATE(#REF!,AK97,\" m.\"),CONCATENATE(#REF!,AJ97,\" m x \",AK97,\" m.\")),IF(CL97=1,CONCATENATE(#REF!,CR97,\" m.\"),CONCATENATE(#REF!,CQ97,\" m x \",CR97,\" m.\")))","v":{"$error":"#REF!"}},"Concreto, L =  m, S = 0 %.","Cota clave eje= 0 msnm.",null,null,null,"","","","","",{"$f":"IF(EV97=\"\",\"\",VLOOKUP(EY97,'Estructura escalonada'!$D$3:$H$953,2))","v":""},"","","","","",""]
[null,null,null,null,null,null,null,null,null,null,null,0,null,0,null,null,null,null,null,null,{"$f":"IF(K98=\"No\",\"\",IF(O98=\"\",YcCi(P98,N98),YcTr(N98,O98,S98)))","v":{"$error":"#VALUE!"}},{"$f":"IF(K98=\"No\",\"\",IF(O98=\"\",Teta1(U98,P98),\"-\"))","v":{"$error":"#VALUE!"}},{"$error":"#VALUE!"},{"$error":"#VALUE!"},{"$f":"IF(K98=\"No\",\"\",IF(O98=\"\",Ynci(P98,N98,R98,T98),YnTr(1,R98,O98,S98,T98,N98)))","v":{"$error":"#VALUE!"}},{"$f":"IF(K98=\"No\",\"\",IF(O98=\"\",Teta1(Y98,P98),\"-\"))","v":{"$error":"#VALUE!"}},{"$f":"IF(K98=\"No\",\"\",IF(O98=\"\",AreaCi(P98,Y98),AreaTr(O98,S98,Y98)))","v":{"$error":"#VALUE!"}},{"$f":"IF(K98=\"No\",\"\",IF(O98=\"\",FrCi(AC98,9.806,Z98,P98),FrTr(AC98,9.806,O98,S98,Y98)))","v":{"$error":"#VALUE!"}},{"$error":"#VALUE!"},null,null,null,null,null,null,null,null,null,null,null,null,null,null,null,0,0,"","","",{"$f":"IF(AD98=\"\",\"\",IF(AE98=1,YcCi(AK98,J98),YcTr(J98,AJ98,AN98)))","v":""},{"$f":"IF(AD98=\"\",\"\",IF(AE98=1,Teta1(AX98,AK98),\"-\"))","v":""},{"$f":"IF(AD98=\"\",\"\",IF(AE98=1,AreaCi(AK98,AX98),AreaTr(AJ98,AN98,AX98)))","v":""},"",{"$f":"IF(AD98=\"\",\"\",IF(AE98=1,Ynci(AK98,J98,AM98,AO98),YnTr(1,AM98,AJ98,AN98,AO98,J98)))","v":""},{"$f":"IF(AD98=\"\",\"\",IF(AE98=1,Teta1(BB98,AK98),\"-\"))","v":""},{"$f":"IF(AD98=\"\",\"\",IF(AE98=1,AreaCi(AK98,BB98),AreaTr(AJ98,AN98,BB98)))","v":""},{"$f":"IF(AD98=\"\",\"\",IF(AE98=1,FrCi(BF98,9.806,BC98,AK98),FrTr(BF98,9.806,AJ98,AN98,BB98)))","v":""},"",{"$f":"IF(AD98=\"\",\"\",IF(AE98=1,LOOKUP(AI98,'Vmáx(material) - Tab.4.3'!$L$2:$L$11,'Vmáx(material) - Tab.4.3'!$M$2:$M$11),LOOKUP(AI98,'Vmáx(material) - Tab.4.3'!$L$15,'Vmáx(material) - Tab.4.3'!$M$15)))","v":""},{"$f":"IF(AD98=\"\",\"\",VLOOKUP($AH98,'Vmáx(material) - Tab.4.3'!$R$35:$X$41,2))","v":""},{"$f":"IF(AD98=\"\",\"\",VLOOKUP($AH98,'Vmáx(material) - Tab.4.3'!$R$35:$X$41,3))","v":""},{"$f":"IF(AD98=\"\",\"\",VLOOKUP($AH98,'Vmáx(material) - Tab.4.3'!$R$35:$X$41,4))","v":""},{"$f":"IF(AD98=\"\",\"\",VLOOKUP($AH98,'Vmáx(material) - Tab.4.3'!$R$35:$X$41,5))","v":""},{"$f":"IF(AD98=\"\",\"\",VLOOKUP($AH98,'Vmáx(material) - Tab.4.3'!$R$35:$X$41,6))","v":""},{"$f":"IF(AD98=\"\",\"\",IF(AD98=\"\",\"\",VLOOKUP($AH98,'Vmáx(material) - Tab.4.3'!$R$35:$X$41,7)))","v":""},{"$f":"IF(AD98=\"\",\"\",IF(AE98=1,FCi(J98,AK98),FTr(J98,AJ98,AK98)))","v":""},"",{"$f":"IF(AD98=\"\",\"\",Hw(BH98,BI98,BJ98,BK98,BL98,BM98,Z,BN98,AO98,AK98))","v":""},"","","","",{"$f":"IF(AD98=\"\",\"\",ho(BT98,AK98,AX98))","v":""},{"$f":"IF(AD98=\"\",\"\",IF(AE98=1,PeriCi(AK98,BB98),PeriTr(AJ98,AN98,BB98)))","v":""},{"$f":"IF(AD98=\"\",\"\",IF(AE98=1,AreaCi(AK98,BB98),AreaTr(AJ98,AN98,BB98)))","v":""},{"$f":"IF(AD98=\"\",\"\",RhCi(BW98,BV98))","v":""},"",{"$f":"IF(AD98=\"\",\"\",hf(AL98,J98,AM98,BW98,BX98))","v":""},{"$f":"IF(AD98=\"\",\"\",LOOKUP(AP98,Tab.4.5!$J$6:$J$27,Tab.4.5!$L$6:$L$27))","v":""},{"$f":"IF(AD98=\"\",\"\",He(CA98,BY98))","v":""},{"$f":"IF(AD98=\"\",\"\",Hs(BY98))","v":""},{"$f":"IF(AD98=\"\",\"\",Hm(BU98,BZ98,CB98,CC98,AL98,AO98))","v":""},"","","","","","",null,null,null,null,null,null,null,null,null,null,null,null,null,null,null,0,0,0,0,0,{"$f":"IF(CK98=\"\",\"\",IF(CL98=1,YcCi(CR98,J98),YcTr(J98,CQ98,CU98)))","v":""},{"$f":"IF(CK98=\"\",\"\",IF(CL98=1,Teta1(DE98,CR98),\"-\"))","v":""},"","",{"$f":"IF(CK98=\"\",\"\",IF(CL98=1,Ynci(CR98,J98,CT98,CV98),YnTr(1,CT98,CQ98,CU98,CV98,J98)))","v":""},{"$f":"IF(CK98=\"\",\"\",IF(CL98=1,Teta1(DI98,CR98),\"-\"))","v":""},{"$f":"IF(CK98=\"\",\"\",IF(CL98=1,AreaCi(CR98,J98),AreaTr(CQ98,CU98,DI98)))","v":""},{"$f":"IF(CK98=\"\",\"\",IF(CL98=1,FrCi(DM98,9.806,DJ98,CR98),FrTr(DM98,9.806,CQ98,CU98,DI98)))","v":""},"",{"$f":"IF(CK98=\"\",\"\",IF(CL98=1,LOOKUP(CP98,'Vmáx(material) - Tab.4.3'!$L$2:$L$11,'Vmáx(material) - Tab.4.3'!$M$2:$M$11),LOOKUP(CP98,'Vmáx(material) - Tab.4.3'!$L$15,'Vmáx(material) - Tab.4.3'!$M$15)))","v":""},{"$f":"IF(CK98=\"\",\"\",VLOOKUP($CO98,'Vmáx(material) - Tab.4.3'!$R$35:$X$41,2))","v":""},{"$f":"IF(CK98=\"\",\"\",VLOOKUP($CO98,'Vmáx(material) - Tab.4.3'!$R$35:$X$41,3))","v":""},{"$f":"IF(CK98=\"\",\"\",VLOOKUP($CO98,'Vmáx(material) - Tab.4.3'!$R$35:$X$41,4))","v":""},{"$f":"IF(CK98=\"\",\"\",VLOOKUP($CO98,'Vmáx(material) - Tab.4.3'!$R$35:$X$41,5))","v":""},{"$f":"IF(CK98=\"\",\"\",VLOOKUP($CO98,'Vmáx(material) - Tab.4.3'!$R$35:$X$41,6))","v":""},{"$f":"IF(CK98=\"\",\"\",IF(CK98=\"\",\"\",VLOOKUP(CO98,'Vmáx(material) - Tab.4.3'!$R$35:$X$41,7)))","v":""},{"$f":"IF(CK98=\"\",\"\",IF(CL98=1,FCi(J98,CR98),FTr(J98,CQ98,CR98)))","v":""},"",{"$f":"IF(CK98=\"\",\"\",Hw(DO98,DP98,DQ98,DR98,DS98,DT98,Z,DU98,CV98,CR98))","v":""},"","","","","",{"$f":"IF(CK98=\"\",\"\",IF(CL98=1,PeriCi(CR98,DI98),PeriTr(CQ98,CU98,DI98)))","v":""},{"$f":"IF(CK98=\"\",\"\",IF(CL98=1,AreaCi(CR98,DI98),AreaTr(CQ98,CU98,DI98)))","v":""},{"$f":"IF(CK98=\"\",\"\",RhCi(DK98,EC98))","v":""},"",{"$f":"IF(CK98=\"\",\"\",hf(CS98,J98,CT98,DK98,EE98))","v":""},{"$f":"IF(CK98=\"\",\"\",LOOKUP(CW98,Tab.4.5!$J$6:$J$27,Tab.4.5!$L$6:$L$27))","v":""},{"$f":"IF(CK98=\"\",\"\",He(EH98,DM98))","v":""},{"$f":"IF(CK98=\"\",\"\",Hs(DM98))","v":""},{"$f":"IF(CK98=\"\",\"\",Hm(EB98,EG98,EI98,EJ98,CS98,CV98))","v":""},"","","","","","","K45+-45000 () ",{"$f":"IF(B98=\"Existe.\",IF(AE98=1,CONCATENATE(#REF!,AK98,\" m.\"),CONCATENATE(#REF!,AJ98,\" m x \",AK98,\" m.\")),IF(CL98=1,CONCATENATE(#REF!,CR98,\" m.\"),CONCATENATE(#REF!,CQ98,\" m x \",CR98,\" m.\")))","v":{"$error":"#REF!"}},"Concreto, L =  m, S = 0 %.","Cota clave eje= 0 msnm.",null,null,null,"","","","","",{"$f":"IF(EV98=\"\",\"\",VLOOKUP(EY98,'Estructura escalonada'!$D$3:$H$953,2))","v":""},"","","","","",""]
[null,null,null,null,null,null,null,null,null,null,null,0,null,0,null,null,null,null,null,null,{"$f":"IF(K99=\"No\",\"\",IF(O99=\"\",YcCi(P99,N99),YcTr(N99,O99,S99)))","v":{"$error":"#VALUE!"}},{"$f":"IF(K99=\"No\",\"\",IF(O99=\"\",Teta1(U99,P99),\"-\"))","v":{"$error":"#VALUE!"}},{"$error":"#VALUE!"},{"$error":"#VALUE!"},{"$f":"IF(K99=\"No\",\"\",IF(O99=\"\",Ynci(P99,N99,R99,T99),YnTr(1,R99,O99,S99,T99,N99)))","v":{"$error":"#VALUE!"}},{"$f":"IF(K99=\"No\",\"\",IF(O99=\"\",Teta1(Y99,P99),\"-\"))","v":{"$error":"#VALUE!"}},{"$f":"IF(K99=\"No\",\"\",IF(O99=\"\",AreaCi(P99,Y99),AreaTr(O99,S99,Y99)))","v":{"$error":"#VALUE!"}},{"$f":"IF(K99=\"No\",\"\",IF(O99=\"\",FrCi(AC99,9.806,Z99,P99),FrTr(AC99,9.806,O99,S99,Y99)))","v":{"$error":"#VALUE!"}},{"$error":"#VALUE!"},null,null,null,null,null,null,null,null,null,null,null,null,null,null,null,0,0,"","","",{"$f":"IF(AD99=\"\",\"\",IF(AE99=1,YcCi(AK99,J99),YcTr(J99,AJ99,AN99)))","v":""},{"$f":"IF(AD99=\"\",\"\",IF(AE99=1,Teta1(AX99,AK99),\"-\"))","v":""},{"$f":"IF(AD99=\"\",\"\",IF(AE99=1,AreaCi(AK99,AX99),AreaTr(AJ99,AN99,AX99)))","v":""},"",{"$f":"IF(AD99=\"\",\"\",IF(AE99=1,Ynci(AK99,J99,AM99,AO99),YnTr(1,AM99,AJ99,AN99,AO99,J99)))","v":""},{"$f":"IF(AD99=\"\",\"\",IF(AE99=1,Teta1(BB99,AK99),\"-\"))","v":""},{"$f":"IF(AD99=\"\",\"\",IF(AE99=1,AreaCi(AK99,BB99),AreaTr(AJ99,AN99,BB99)))","v":""},{"$f":"IF(AD99=\"\",\"\",IF(AE99=1,FrCi(BF99,9.806,BC99,AK99),FrTr(BF99,9.806,AJ99,AN99,BB99)))","v":""},"",{"$f":"IF(AD99=\"\",\"\",IF(AE99=1,LOOKUP(AI99,'Vmáx(material) - Tab.4.3'!$L$2:$L$11,'Vmáx(material) - Tab.4.3'!$M$2:$M$11),LOOKUP(AI99,'Vmáx(material) - Tab.4.3'!$L$15,'Vmáx(material) - Tab.4.3'!$M$15)))","v":""},{"$f":"IF(AD99=\"\",\"\",VLOOKUP($AH99,'Vmáx(material) - Tab.4.3'!$R$35:$X$41,2))","v":""},{"$f":"IF(AD99=\"\",\"\",VLOOKUP($AH99,'Vmáx(material) - Tab.4.3'!$R$35:$X$41,3))","v":""},{"$f":"IF(AD99=\"\",\"\",VLOOKUP($AH99,'Vmáx(material) - Tab.4.3'!$R$35:$X$41,4))","v":""},{"$f":"IF(AD99=\"\",\"\",VLOOKUP($AH99,'Vmáx(material) - Tab.4.3'!$R$35:$X$41,5))","v":""},{"$f":"IF(AD99=\"\",\"\",VLOOKUP($AH99,'Vmáx(material) - Tab.4.3'!$R$35:$X$41,6))","v":""},{"$f":"IF(AD99=\"\",\"\",IF(AD99=\"\",\"\",VLOOKUP($AH99,'Vmáx(material) - Tab.4.3'!$R$35:$X$41,7)))","v":""},{"$f":"IF(AD99=\"\",\"\",IF(AE99=1,FCi(J99,AK99),FTr(J99,AJ99,AK99)))","v":""},"",{"$f":"IF(AD99=\"\",\"\",Hw(BH99,BI99,BJ99,BK99,BL99,BM99,Z,BN99,AO99,AK99))","v":""},"","","","",{"$f":"IF(AD99=\"\",\"\",ho(BT99,AK99,AX99))","v":""},{"$f":"IF(AD99=\"\",\"\",IF(AE99=1,PeriCi(AK99,BB99),PeriTr(AJ99,AN99,BB99)))","v":""},{"$f":"IF(AD99=\"\",\"\",IF(AE99=1,AreaCi(AK99,BB99),AreaTr(AJ99,AN99,BB99)))","v":""},{"$f":"IF(AD99=\"\",\"\",RhCi(BW99,BV99))","v":""},"",{"$f":"IF(AD99=\"\",\"\",hf(AL99,J99,AM99,BW99,BX99))","v":""},{"$f":"IF(AD99=\"\",\"\",LOOKUP(AP99,Tab.4.5!$J$6:$J$27,Tab.4.5!$L$6:$L$27))","v":""},{"$f":"IF(AD99=\"\",\"\",He(CA99,BY99))","v":""},{"$f":"IF(AD99=\"\",\"\",Hs(BY99))","v":""},{"$f":"IF(AD99=\"\",\"\",Hm(BU99,BZ99,CB99,CC99,AL99,AO99))","v":""},"","","","","","",null,null,null,null,null,null,null,null,null,null,null,null,null,null,null,0,0,0,0,0,{"$f":"IF(CK99=\"\",\"\",IF(CL99=1,YcCi(CR99,J99),YcTr(J99,CQ99,CU99)))","v":""},{"$f":"IF(CK99=\"\",\"\",IF(CL99=1,Teta1(DE99,CR99),\"-\"))","v":""},"","",{"$f":"IF(CK99=\"\",\"\",IF(CL99=1,Ynci(CR99,J99,CT99,CV99),YnTr(1,CT99,CQ99,CU99,CV99,J99)))","v":""},{"$f":"IF(CK99=\"\",\"\",IF(CL99=1,Teta1(DI99,CR99),\"-\"))","v":""},{"$f":"IF(CK99=\"\",\"\",IF(CL99=1,AreaCi(CR99,J99),AreaTr(CQ99,CU99,DI99)))","v":""},{"$f":"IF(CK99=\"\",\"\",IF(CL99=1,FrCi(DM99,9.806,DJ99,CR99),FrTr(DM99,9.806,CQ99,CU99,DI99)))","v":""},"",{"$f":"IF(CK99=\"\",\"\",IF(CL99=1,LOOKUP(CP99,'Vmáx(material) - Tab.4.3'!$L$2:$L$11,'Vmáx(material) - Tab.4.3'!$M$2:$M$11),LOOKUP(CP99,'Vmáx(material) - Tab.4.3'!$L$15,'Vmáx(material) - Tab.4.3'!$M$15)))","v":""},{"$f":"IF(CK99=\"\",\"\",VLOOKUP($CO99,'Vmáx(material) - Tab.4.3'!$R$35:$X$41,2))","v":""},{"$f":"IF(CK99=\"\",\"\",VLOOKUP($CO99,'Vmáx(material) - Tab.4.3'!$R$35:$X$41,3))","v":""},{"$f":"IF(CK99=\"\",\"\",VLOOKUP($CO99,'Vmáx(material) - Tab.4.3'!$R$35:$X$41,4))","v":""},{"$f":"IF(CK99=\"\",\"\",VLOOKUP($CO99,'Vmáx(material) - Tab.4.3'!$R$35:$X$41,5))","v":""},{"$f":"IF(CK99=\"\",\"\",VLOOKUP($CO99,'Vmáx(material) - Tab.4.3'!$R$35:$X$41,6))","v":""},{"$f":"IF(CK99=\"\",\"\",IF(CK99=\"\",\"\",VLOOKUP(CO99,'Vmáx(material) - Tab.4.3'!$R$35:$X$41,7)))","v":""},{"$f":"IF(CK99=\"\",\"\",IF(CL99=1,FCi(J99,CR99),FTr(J99,CQ99,CR99)))","v":""},"",{"$f":"IF(CK99=\"\",\"\",Hw(DO99,DP99,DQ99,DR99,DS99,DT99,Z,DU99,CV99,CR99))","v":""},"","","","","",{"$f":"IF(CK99=\"\",\"\",IF(CL99=1,PeriCi(CR99,DI99),PeriTr(CQ99,CU99,DI99)))","v":""},{"$f":"IF(CK99=\"\",\"\",IF(CL99=1,AreaCi(CR99,DI99),AreaTr(CQ99,CU99,DI99)))","v":""},{"$f":"IF(CK99=\"\",\"\",RhCi(DK99,EC99))","v":""},"",{"$f":"IF(CK99=\"\",\"\",hf(CS99,J99,CT99,DK99,EE99))","v":""},{"$f":"IF(CK99=\"\",\"\",LOOKUP(CW99,Tab.4.5!$J$6:$J$27,Tab.4.5!$L$6:$L$27))","v":""},{"$f":"IF(CK99=\"\",\"\",He(EH99,DM99))","v":""},{"$f":"IF(CK99=\"\",\"\",Hs(DM99))","v":""},{"$f":"IF(CK99=\"\",\"\",Hm(EB99,EG99,EI99,EJ99,CS99,CV99))","v":""},"","","","","","","K45+-45000 () ",{"$f":"IF(B99=\"Existe.\",IF(AE99=1,CONCATENATE(#REF!,AK99,\" m.\"),CONCATENATE(#REF!,AJ99,\" m x \",AK99,\" m.\")),IF(CL99=1,CONCATENATE(#REF!,CR99,\" m.\"),CONCATENATE(#REF!,CQ99,\" m x \",CR99,\" m.\")))","v":{"$error":"#REF!"}},"Concreto, L =  m, S = 0 %.","Cota clave eje= 0 msnm.",null,null,null,"","","","","",{"$f":"IF(EV99=\"\",\"\",VLOOKUP(EY99,'Estructura escalonada'!$D$3:$H$953,2))","v":""},"","","","","",""]
[null,null,null,null,null,null,null,null,null,null,null,0,null,0,null,null,null,null,null,null,{"$f":"IF(K100=\"No\",\"\",IF(O100=\"\",YcCi(P100,N100),YcTr(N100,O100,S100)))","v":{"$error":"#VALUE!"}},{"$f":"IF(K100=\"No\",\"\",IF(O100=\"\",Teta1(U100,P100),\"-\"))","v":{"$error":"#VALUE!"}},{"$error":"#VALUE!"},{"$error":"#VALUE!"},{"$f":"IF(K100=\"No\",\"\",IF(O100=\"\",Ynci(P100,N100,R100,T100),YnTr(1,R100,O100,S100,T100,N100)))","v":{"$error":"#VALUE!"}},{"$f":"IF(K100=\"No\",\"\",IF(O100=\"\",Teta1(Y100,P100),\"-\"))","v":{"$error":"#VALUE!"}},{"$f":"IF(K100=\"No\",\"\",IF(O100=\"\",AreaCi(P100,Y100),AreaTr(O100,S100,Y100)))","v":{"$error":"#VALUE!"}},{"$f":"IF(K100=\"No\",\"\",IF(O100=\"\",FrCi(AC100,9.806,Z100,P100),FrTr(AC100,9.806,O100,S100,Y100)))","v":{"$error":"#VALUE!"}},{"$error":"#VALUE!"},null,null,null,null,null,null,null,null,null,null,null,null,null,null,null,0,0,"","","",{"$f":"IF(AD100=\"\",\"\",IF(AE100=1,YcCi(AK100,J100),YcTr(J100,AJ100,AN100)))","v":""},{"$f":"IF(AD100=\"\",\"\",IF(AE100=1,Teta1(AX100,AK100),\"-\"))","v":""},{"$f":"IF(AD100=\"\",\"\",IF(AE100=1,AreaCi(AK100,AX100),AreaTr(AJ100,AN100,AX100)))","v":""},"",{"$f":"IF(AD100=\"\",\"\",IF(AE100=1,Ynci(AK100,J100,AM100,AO100),YnTr(1,AM100,AJ100,AN100,AO100,J100)))","v":""},{"$f":"IF(AD100=\"\",\"\",IF(AE100=1,Teta1(BB100,AK100),\"-\"))","v":""},{"$f":"IF(AD100=\"\",\"\",IF(AE100=1,AreaCi(AK100,BB100),AreaTr(AJ100,AN100,BB100)))","v":""},{"$f":"IF(AD100=\"\",\"\",IF(AE100=1,FrCi(BF100,9.806,BC100,AK100),FrTr(BF100,9.806,AJ100,AN100,BB100)))","v":""},"",{"$f":"IF(AD100=\"\",\"\",IF(AE100=1,LOOKUP(AI100,'Vmáx(material) - Tab.4.3'!$L$2:$L$11,'Vmáx(material) - Tab.4.3'!$M$2:$M$11),LOOKUP(AI100,'Vmáx(material) - Tab.4.3'!$L$15,'Vmáx(material) - Tab.4.3'!$M$15)))","v":""},{"$f":"IF(AD100=\"\",\"\",VLOOKUP($AH100,'Vmáx(material) - Tab.4.3'!$R$35:$X$41,2))","v":""},{"$f":"IF(AD100=\"\",\"\",VLOOKUP($AH100,'Vmáx(material) - Tab.4.3'!$R$35:$X$41,3))","v":""},{"$f":"IF(AD100=\"\",\"\",VLOOKUP($AH100,'Vmáx(material) - Tab.4.3'!$R$35:$X$41,4))","v":""},{"$f":"IF(AD100=\"\",\"\",VLOOKUP($AH100,'Vmáx(material) - Tab.4.3'!$R$35:$X$41,5))","v":""},{"$f":"IF(AD100=\"\",\"\",VLOOKUP($AH100,'Vmáx(material) - Tab.4.3'!$R$35:$X$41,6))","v":""},{"$f":"IF(AD100=\"\",\"\",IF(AD100=\"\",\"\",VLOOKUP($AH100,'Vmáx(material) - Tab.4.3'!$R$35:$X$41,7)))","v":""},{"$f":"IF(AD100=\"\",\"\",IF(AE100=1,FCi(J100,AK100),FTr(J100,AJ100,AK100)))","v":""},"",{"$f":"IF(AD100=\"\",\"\",Hw(BH100,BI100,BJ100,BK100,BL100,BM100,Z,BN100,AO100,AK100))","v":""},"","","","",{"$f":"IF(AD100=\"\",\"\",ho(BT100,AK100,AX100))","v":""},{"$f":"IF(AD100=\"\",\"\",IF(AE100=1,PeriCi(AK100,BB100),PeriTr(AJ100,AN100,BB100)))","v":""},{"$f":"IF(AD100=\"\",\"\",IF(AE100=1,AreaCi(AK100,BB100),AreaTr(AJ100,AN100,BB100)))","v":""},{"$f":"IF(AD100=\"\",\"\",RhCi(BW100,BV100))","v":""},"",{"$f":"IF(AD100=\"\",\"\",hf(AL100,J100,AM100,BW100,BX100))","v":""},{"$f":"IF(AD100=\"\",\"\",LOOKUP(AP100,Tab.4.5!$J$6:$J$27,Tab.4.5!$L$6:$L$27))","v":""},{"$f":"IF(AD100=\"\",\"\",He(CA100,BY100))","v":""},{"$f":"IF(AD100=\"\",\"\",Hs(BY100))","v":""},{"$f":"IF(AD100=\"\",\"\",Hm(BU100,BZ100,CB100,CC100,AL100,AO100))","v":""},"","","","","","",null,null,null,null,null,null,null,null,null,null,null,null,null,null,null,0,0,0,0,0,{"$f":"IF(CK100=\"\",\"\",IF(CL100=1,YcCi(CR100,J100),YcTr(J100,CQ100,CU100)))","v":""},{"$f":"IF(CK100=\"\",\"\",IF(CL100=1,Teta1(DE100,CR100),\"-\"))","v":""},"","",{"$f":"IF(CK100=\"\",\"\",IF(CL100=1,Ynci(CR100,J100,CT100,CV100),YnTr(1,CT100,CQ100,CU100,CV100,J100)))","v":""},{"$f":"IF(CK100=\"\",\"\",IF(CL100=1,Teta1(DI100,CR100),\"-\"))","v":""},{"$f":"IF(CK100=\"\",\"\",IF(CL100=1,AreaCi(CR100,J100),AreaTr(CQ100,CU100,DI100)))","v":""},{"$f":"IF(CK100=\"\",\"\",IF(CL100=1,FrCi(DM100,9.806,DJ100,CR100),FrTr(DM100,9.806,CQ100,CU100,DI100)))","v":""},"",{"$f":"IF(CK100=\"\",\"\",IF(CL100=1,LOOKUP(CP100,'Vmáx(material) - Tab.4.3'!$L$2:$L$11,'Vmáx(material) - Tab.4.3'!$M$2:$M$11),LOOKUP(CP100,'Vmáx(material) - Tab.4.3'!$L$15,'Vmáx(material) - Tab.4.3'!$M$15)))","v":""},{"$f":"IF(CK100=\"\",\"\",VLOOKUP($CO100,'Vmáx(material) - Tab.4.3'!$R$35:$X$41,2))","v":""},{"$f":"IF(CK100=\"\",\"\",VLOOKUP($CO100,'Vmáx(material) - Tab.4.3'!$R$35:$X$41,3))","v":""},{"$f":"IF(CK100=\"\",\"\",VLOOKUP($CO100,'Vmáx(material) - Tab.4.3'!$R$35:$X$41,4))","v":""},{"$f":"IF(CK100=\"\",\"\",VLOOKUP($CO100,'Vmáx(material) - Tab.4.3'!$R$35:$X$41,5))","v":""},{"$f":"IF(CK100=\"\",\"\",VLOOKUP($CO100,'Vmáx(material) - Tab.4.3'!$R$35:$X$41,6))","v":""},{"$f":"IF(CK100=\"\",\"\",IF(CK100=\"\",\"\",VLOOKUP(CO100,'Vmáx(material) - Tab.4.3'!$R$35:$X$41,7)))","v":""},{"$f":"IF(CK100=\"\",\"\",IF(CL100=1,FCi(J100,CR100),FTr(J100,CQ100,CR100)))","v":""},"",{"$f":"IF(CK100=\"\",\"\",Hw(DO100,DP100,DQ100,DR100,DS100,DT100,Z,DU100,CV100,CR100))","v":""},"","","","","",{"$f":"IF(CK100=\"\",\"\",IF(CL100=1,PeriCi(CR100,DI100),PeriTr(CQ100,CU100,DI100)))","v":""},{"$f":"IF(CK100=\"\",\"\",IF(CL100=1,AreaCi(CR100,DI100),AreaTr(CQ100,CU100,DI100)))","v":""},{"$f":"IF(CK100=\"\",\"\",RhCi(DK100,EC100))","v":""},"",{"$f":"IF(CK100=\"\",\"\",hf(CS100,J100,CT100,DK100,EE100))","v":""},{"$f":"IF(CK100=\"\",\"\",LOOKUP(CW100,Tab.4.5!$J$6:$J$27,Tab.4.5!$L$6:$L$27))","v":""},{"$f":"IF(CK100=\"\",\"\",He(EH100,DM100))","v":""},{"$f":"IF(CK100=\"\",\"\",Hs(DM100))","v":""},{"$f":"IF(CK100=\"\",\"\",Hm(EB100,EG100,EI100,EJ100,CS100,CV100))","v":""},"","","","","","","K45+-45000 () ",{"$f":"IF(B100=\"Existe.\",IF(AE100=1,CONCATENATE(#REF!,AK100,\" m.\"),CONCATENATE(#REF!,AJ100,\" m x \",AK100,\" m.\")),IF(CL100=1,CONCATENATE(#REF!,CR100,\" m.\"),CONCATENATE(#REF!,CQ100,\" m x \",CR100,\" m.\")))","v":{"$error":"#REF!"}},"Concreto, L =  m, S = 0 %.","Cota clave eje= 0 msnm.",null,null,null,"","","","","",{"$f":"IF(EV100=\"\",\"\",VLOOKUP(EY100,'Estructura escalonada'!$D$3:$H$953,2))","v":""},"","","","","",""]
[null,null,null,null,null,null,null,null,null,null,null,0,null,0,null,null,null,null,null,null,{"$f":"IF(K101=\"No\",\"\",IF(O101=\"\",YcCi(P101,N101),YcTr(N101,O101,S101)))","v":{"$error":"#VALUE!"}},{"$f":"IF(K101=\"No\",\"\",IF(O101=\"\",Teta1(U101,P101),\"-\"))","v":{"$error":"#VALUE!"}},{"$error":"#VALUE!"},{"$error":"#VALUE!"},{"$f":"IF(K101=\"No\",\"\",IF(O101=\"\",Ynci(P101,N101,R101,T101),YnTr(1,R101,O101,S101,T101,N101)))","v":{"$error":"#VALUE!"}},{"$f":"IF(K101=\"No\",\"\",IF(O101=\"\",Teta1(Y101,P101),\"-\"))","v":{"$error":"#VALUE!"}},{"$f":"IF(K101=\"No\",\"\",IF(O101=\"\",AreaCi(P101,Y101),AreaTr(O101,S101,Y101)))","v":{"$error":"#VALUE!"}},{"$f":"IF(K101=\"No\",\"\",IF(O101=\"\",FrCi(AC101,9.806,Z101,P101),FrTr(AC101,9.806,O101,S101,Y101)))","v":{"$error":"#VALUE!"}},{"$error":"#VALUE!"},null,null,null,null,null,null,null,null,null,null,null,null,null,null,null,0,0,"","","",{"$f":"IF(AD101=\"\",\"\",IF(AE101=1,YcCi(AK101,J101),YcTr(J101,AJ101,AN101)))","v":""},{"$f":"IF(AD101=\"\",\"\",IF(AE101=1,Teta1(AX101,AK101),\"-\"))","v":""},{"$f":"IF(AD101=\"\",\"\",IF(AE101=1,AreaCi(AK101,AX101),AreaTr(AJ101,AN101,AX101)))","v":""},"",{"$f":"IF(AD101=\"\",\"\",IF(AE101=1,Ynci(AK101,J101,AM101,AO101),YnTr(1,AM101,AJ101,AN101,AO101,J101)))","v":""},{"$f":"IF(AD101=\"\",\"\",IF(AE101=1,Teta1(BB101,AK101),\"-\"))","v":""},{"$f":"IF(AD101=\"\",\"\",IF(AE101=1,AreaCi(AK101,BB101),AreaTr(AJ101,AN101,BB101)))","v":""},{"$f":"IF(AD101=\"\",\"\",IF(AE101=1,FrCi(BF101,9.806,BC101,AK101),FrTr(BF101,9.806,AJ101,AN101,BB101)))","v":""},"",{"$f":"IF(AD101=\"\",\"\",IF(AE101=1,LOOKUP(AI101,'Vmáx(material) - Tab.4.3'!$L$2:$L$11,'Vmáx(material) - Tab.4.3'!$M$2:$M$11),LOOKUP(AI101,'Vmáx(material) - Tab.4.3'!$L$15,'Vmáx(material) - Tab.4.3'!$M$15)))","v":""},{"$f":"IF(AD101=\"\",\"\",VLOOKUP($AH101,'Vmáx(material) - Tab.4.3'!$R$35:$X$41,2))","v":""},{"$f":"IF(AD101=\"\",\"\",VLOOKUP($AH101,'Vmáx(material) - Tab.4.3'!$R$35:$X$41,3))","v":""},{"$f":"IF(AD101=\"\",\"\",VLOOKUP($AH101,'Vmáx(material) - Tab.4.3'!$R$35:$X$41,4))","v":""},{"$f":"IF(AD101=\"\",\"\",VLOOKUP($AH101,'Vmáx(material) - Tab.4.3'!$R$35:$X$41,5))","v":""},{"$f":"IF(AD101=\"\",\"\",VLOOKUP($AH101,'Vmáx(material) - Tab.4.3'!$R$35:$X$41,6))","v":""},{"$f":"IF(AD101=\"\",\"\",IF(AD101=\"\",\"\",VLOOKUP($AH101,'Vmáx(material) - Tab.4.3'!$R$35:$X$41,7)))","v":""},{"$f":"IF(AD101=\"\",\"\",IF(AE101=1,FCi(J101,AK101),FTr(J101,AJ101,AK101)))","v":""},"",{"$f":"IF(AD101=\"\",\"\",Hw(BH101,BI101,BJ101,BK101,BL101,BM101,Z,BN101,AO101,AK101))","v":""},"","","","",{"$f":"IF(AD101=\"\",\"\",ho(BT101,AK101,AX101))","v":""},{"$f":"IF(AD101=\"\",\"\",IF(AE101=1,PeriCi(AK101,BB101),PeriTr(AJ101,AN101,BB101)))","v":""},{"$f":"IF(AD101=\"\",\"\",IF(AE101=1,AreaCi(AK101,BB101),AreaTr(AJ101,AN101,BB101)))","v":""},{"$f":"IF(AD101=\"\",\"\",RhCi(BW101,BV101))","v":""},"",{"$f":"IF(AD101=\"\",\"\",hf(AL101,J101,AM101,BW101,BX101))","v":""},{"$f":"IF(AD101=\"\",\"\",LOOKUP(AP101,Tab.4.5!$J$6:$J$27,Tab.4.5!$L$6:$L$27))","v":""},{"$f":"IF(AD101=\"\",\"\",He(CA101,BY101))","v":""},{"$f":"IF(AD101=\"\",\"\",Hs(BY101))","v":""},{"$f":"IF(AD101=\"\",\"\",Hm(BU101,BZ101,CB101,CC101,AL101,AO101))","v":""},"","","","","","",null,null,null,null,null,null,null,null,null,null,null,null,null,null,null,0,0,0,0,0,{"$f":"IF(CK101=\"\",\"\",IF(CL101=1,YcCi(CR101,J101),YcTr(J101,CQ101,CU101)))","v":""},{"$f":"IF(CK101=\"\",\"\",IF(CL101=1,Teta1(DE101,CR101),\"-\"))","v":""},"","",{"$f":"IF(CK101=\"\",\"\",IF(CL101=1,Ynci(CR101,J101,CT101,CV101),YnTr(1,CT101,CQ101,CU101,CV101,J101)))","v":""},{"$f":"IF(CK101=\"\",\"\",IF(CL101=1,Teta1(DI101,CR101),\"-\"))","v":""},{"$f":"IF(CK101=\"\",\"\",IF(CL101=1,AreaCi(CR101,J101),AreaTr(CQ101,CU101,DI101)))","v":""},{"$f":"IF(CK101=\"\",\"\",IF(CL101=1,FrCi(DM101,9.806,DJ101,CR101),FrTr(DM101,9.806,CQ101,CU101,DI101)))","v":""},"",{"$f":"IF(CK101=\"\",\"\",IF(CL101=1,LOOKUP(CP101,'Vmáx(material) - Tab.4.3'!$L$2:$L$11,'Vmáx(material) - Tab.4.3'!$M$2:$M$11),LOOKUP(CP101,'Vmáx(material) - Tab.4.3'!$L$15,'Vmáx(material) - Tab.4.3'!$M$15)))","v":""},{"$f":"IF(CK101=\"\",\"\",VLOOKUP($CO101,'Vmáx(material) - Tab.4.3'!$R$35:$X$41,2))","v":""},{"$f":"IF(CK101=\"\",\"\",VLOOKUP($CO101,'Vmáx(material) - Tab.4.3'!$R$35:$X$41,3))","v":""},{"$f":"IF(CK101=\"\",\"\",VLOOKUP($CO101,'Vmáx(material) - Tab.4.3'!$R$35:$X$41,4))","v":""},{"$f":"IF(CK101=\"\",\"\",VLOOKUP($CO101,'Vmáx(material) - Tab.4.3'!$R$35:$X$41,5))","v":""},{"$f":"IF(CK101=\"\",\"\",VLOOKUP($CO101,'Vmáx(material) - Tab.4.3'!$R$35:$X$41,6))","v":""},{"$f":"IF(CK101=\"\",\"\",IF(CK101=\"\",\"\",VLOOKUP(CO101,'Vmáx(material) - Tab.4.3'!$R$35:$X$41,7)))","v":""},{"$f":"IF(CK101=\"\",\"\",IF(CL101=1,FCi(J101,CR101),FTr(J101,CQ101,CR101)))","v":""},"",{"$f":"IF(CK101=\"\",\"\",Hw(DO101,DP101,DQ101,DR101,DS101,DT101,Z,DU101,CV101,CR101))","v":""},"","","","","",{"$f":"IF(CK101=\"\",\"\",IF(CL101=1,PeriCi(CR101,DI101),PeriTr(CQ101,CU101,DI101)))","v":""},{"$f":"IF(CK101=\"\",\"\",IF(CL101=1,AreaCi(CR101,DI101),AreaTr(CQ101,CU101,DI101)))","v":""},{"$f":"IF(CK101=\"\",\"\",RhCi(DK101,EC101))","v":""},"",{"$f":"IF(CK101=\"\",\"\",hf(CS101,J101,CT101,DK101,EE101))","v":""},{"$f":"IF(CK101=\"\",\"\",LOOKUP(CW101,Tab.4.5!$J$6:$J$27,Tab.4.5!$L$6:$L$27))","v":""},{"$f":"IF(CK101=\"\",\"\",He(EH101,DM101))","v":""},{"$f":"IF(CK101=\"\",\"\",Hs(DM101))","v":""},{"$f":"IF(CK101=\"\",\"\",Hm(EB101,EG101,EI101,EJ101,CS101,CV101))","v":""},"","","","","","","K45+-45000 () ",{"$f":"IF(B101=\"Existe.\",IF(AE101=1,CONCATENATE(#REF!,AK101,\" m.\"),CONCATENATE(#REF!,AJ101,\" m x \",AK101,\" m.\")),IF(CL101=1,CONCATENATE(#REF!,CR101,\" m.\"),CONCATENATE(#REF!,CQ101,\" m x \",CR101,\" m.\")))","v":{"$error":"#REF!"}},"Concreto, L =  m, S = 0 %.","Cota clave eje= 0 msnm.",null,null,null,"","","","","",{"$f":"IF(EV101=\"\",\"\",VLOOKUP(EY101,'Estructura escalonada'!$D$3:$H$953,2))","v":""},"","","","","",""]
[null,null,null,null,null,null,null,null,null,null,null,0,null,0,null,null,null,null,null,null,{"$f":"IF(K102=\"No\",\"\",IF(O102=\"\",YcCi(P102,N102),YcTr(N102,O102,S102)))","v":{"$error":"#VALUE!"}},{"$f":"IF(K102=\"No\",\"\",IF(O102=\"\",Teta1(U102,P102),\"-\"))","v":{"$error":"#VALUE!"}},{"$error":"#VALUE!"},{"$error":"#VALUE!"},{"$f":"IF(K102=\"No\",\"\",IF(O102=\"\",Ynci(P102,N102,R102,T102),YnTr(1,R102,O102,S102,T102,N102)))","v":{"$error":"#VALUE!"}},{"$f":"IF(K102=\"No\",\"\",IF(O102=\"\",Teta1(Y102,P102),\"-\"))","v":{"$error":"#VALUE!"}},{"$f":"IF(K102=\"No\",\"\",IF(O102=\"\",AreaCi(P102,Y102),AreaTr(O102,S102,Y102)))","v":{"$error":"#VALUE!"}},{"$f":"IF(K102=\"No\",\"\",IF(O102=\"\",FrCi(AC102,9.806,Z102,P102),FrTr(AC102,9.806,O102,S102,Y102)))","v":{"$error":"#VALUE!"}},{"$error":"#VALUE!"},null,null,null,null,null,null,null,null,null,null,null,null,null,null,null,0,0,"","","",{"$f":"IF(AD102=\"\",\"\",IF(AE102=1,YcCi(AK102,J102),YcTr(J102,AJ102,AN102)))","v":""},{"$f":"IF(AD102=\"\",\"\",IF(AE102=1,Teta1(AX102,AK102),\"-\"))","v":""},{"$f":"IF(AD102=\"\",\"\",IF(AE102=1,AreaCi(AK102,AX102),AreaTr(AJ102,AN102,AX102)))","v":""},"",{"$f":"IF(AD102=\"\",\"\",IF(AE102=1,Ynci(AK102,J102,AM102,AO102),YnTr(1,AM102,AJ102,AN102,AO102,J102)))","v":""},{"$f":"IF(AD102=\"\",\"\",IF(AE102=1,Teta1(BB102,AK102),\"-\"))","v":""},{"$f":"IF(AD102=\"\",\"\",IF(AE102=1,AreaCi(AK102,BB102),AreaTr(AJ102,AN102,BB102)))","v":""},{"$f":"IF(AD102=\"\",\"\",IF(AE102=1,FrCi(BF102,9.806,BC102,AK102),FrTr(BF102,9.806,AJ102,AN102,BB102)))","v":""},"",{"$f":"IF(AD102=\"\",\"\",IF(AE102=1,LOOKUP(AI102,'Vmáx(material) - Tab.4.3'!$L$2:$L$11,'Vmáx(material) - Tab.4.3'!$M$2:$M$11),LOOKUP(AI102,'Vmáx(material) - Tab.4.3'!$L$15,'Vmáx(material) - Tab.4.3'!$M$15)))","v":""},{"$f":"IF(AD102=\"\",\"\",VLOOKUP($AH102,'Vmáx(material) - Tab.4.3'!$R$35:$X$41,2))","v":""},{"$f":"IF(AD102=\"\",\"\",VLOOKUP($AH102,'Vmáx(material) - Tab.4.3'!$R$35:$X$41,3))","v":""},{"$f":"IF(AD102=\"\",\"\",VLOOKUP($AH102,'Vmáx(material) - Tab.4.3'!$R$35:$X$41,4))","v":""},{"$f":"IF(AD102=\"\",\"\",VLOOKUP($AH102,'Vmáx(material) - Tab.4.3'!$R$35:$X$41,5))","v":""},{"$f":"IF(AD102=\"\",\"\",VLOOKUP($AH102,'Vmáx(material) - Tab.4.3'!$R$35:$X$41,6))","v":""},{"$f":"IF(AD102=\"\",\"\",IF(AD102=\"\",\"\",VLOOKUP($AH102,'Vmáx(material) - Tab.4.3'!$R$35:$X$41,7)))","v":""},{"$f":"IF(AD102=\"\",\"\",IF(AE102=1,FCi(J102,AK102),FTr(J102,AJ102,AK102)))","v":""},"",{"$f":"IF(AD102=\"\",\"\",Hw(BH102,BI102,BJ102,BK102,BL102,BM102,Z,BN102,AO102,AK102))","v":""},"","","","",{"$f":"IF(AD102=\"\",\"\",ho(BT102,AK102,AX102))","v":""},{"$f":"IF(AD102=\"\",\"\",IF(AE102=1,PeriCi(AK102,BB102),PeriTr(AJ102,AN102,BB102)))","v":""},{"$f":"IF(AD102=\"\",\"\",IF(AE102=1,AreaCi(AK102,BB102),AreaTr(AJ102,AN102,BB102)))","v":""},{"$f":"IF(AD102=\"\",\"\",RhCi(BW102,BV102))","v":""},"",{"$f":"IF(AD102=\"\",\"\",hf(AL102,J102,AM102,BW102,BX102))","v":""},{"$f":"IF(AD102=\"\",\"\",LOOKUP(AP102,Tab.4.5!$J$6:$J$27,Tab.4.5!$L$6:$L$27))","v":""},{"$f":"IF(AD102=\"\",\"\",He(CA102,BY102))","v":""},{"$f":"IF(AD102=\"\",\"\",Hs(BY102))","v":""},{"$f":"IF(AD102=\"\",\"\",Hm(BU102,BZ102,CB102,CC102,AL102,AO102))","v":""},"","","","","","",null,null,null,null,null,null,null,null,null,null,null,null,null,null,null,0,0,0,0,0,{"$f":"IF(CK102=\"\",\"\",IF(CL102=1,YcCi(CR102,J102),YcTr(J102,CQ102,CU102)))","v":""},{"$f":"IF(CK102=\"\",\"\",IF(CL102=1,Teta1(DE102,CR102),\"-\"))","v":""},"","",{"$f":"IF(CK102=\"\",\"\",IF(CL102=1,Ynci(CR102,J102,CT102,CV102),YnTr(1,CT102,CQ102,CU102,CV102,J102)))","v":""},{"$f":"IF(CK102=\"\",\"\",IF(CL102=1,Teta1(DI102,CR102),\"-\"))","v":""},{"$f":"IF(CK102=\"\",\"\",IF(CL102=1,AreaCi(CR102,J102),AreaTr(CQ102,CU102,DI102)))","v":""},{"$f":"IF(CK102=\"\",\"\",IF(CL102=1,FrCi(DM102,9.806,DJ102,CR102),FrTr(DM102,9.806,CQ102,CU102,DI102)))","v":""},"",{"$f":"IF(CK102=\"\",\"\",IF(CL102=1,LOOKUP(CP102,'Vmáx(material) - Tab.4.3'!$L$2:$L$11,'Vmáx(material) - Tab.4.3'!$M$2:$M$11),LOOKUP(CP102,'Vmáx(material) - Tab.4.3'!$L$15,'Vmáx(material) - Tab.4.3'!$M$15)))","v":""},{"$f":"IF(CK102=\"\",\"\",VLOOKUP($CO102,'Vmáx(material) - Tab.4.3'!$R$35:$X$41,2))","v":""},{"$f":"IF(CK102=\"\",\"\",VLOOKUP($CO102,'Vmáx(material) - Tab.4.3'!$R$35:$X$41,3))","v":""},{"$f":"IF(CK102=\"\",\"\",VLOOKUP($CO102,'Vmáx(material) - Tab.4.3'!$R$35:$X$41,4))","v":""},{"$f":"IF(CK102=\"\",\"\",VLOOKUP($CO102,'Vmáx(material) - Tab.4.3'!$R$35:$X$41,5))","v":""},{"$f":"IF(CK102=\"\",\"\",VLOOKUP($CO102,'Vmáx(material) - Tab.4.3'!$R$35:$X$41,6))","v":""},{"$f":"IF(CK102=\"\",\"\",IF(CK102=\"\",\"\",VLOOKUP(CO102,'Vmáx(material) - Tab.4.3'!$R$35:$X$41,7)))","v":""},{"$f":"IF(CK102=\"\",\"\",IF(CL102=1,FCi(J102,CR102),FTr(J102,CQ102,CR102)))","v":""},"",{"$f":"IF(CK102=\"\",\"\",Hw(DO102,DP102,DQ102,DR102,DS102,DT102,Z,DU102,CV102,CR102))","v":""},"","","","","",{"$f":"IF(CK102=\"\",\"\",IF(CL102=1,PeriCi(CR102,DI102),PeriTr(CQ102,CU102,DI102)))","v":""},{"$f":"IF(CK102=\"\",\"\",IF(CL102=1,AreaCi(CR102,DI102),AreaTr(CQ102,CU102,DI102)))","v":""},{"$f":"IF(CK102=\"\",\"\",RhCi(DK102,EC102))","v":""},"",{"$f":"IF(CK102=\"\",\"\",hf(CS102,J102,CT102,DK102,EE102))","v":""},{"$f":"IF(CK102=\"\",\"\",LOOKUP(CW102,Tab.4.5!$J$6:$J$27,Tab.4.5!$L$6:$L$27))","v":""},{"$f":"IF(CK102=\"\",\"\",He(EH102,DM102))","v":""},{"$f":"IF(CK102=\"\",\"\",Hs(DM102))","v":""},{"$f":"IF(CK102=\"\",\"\",Hm(EB102,EG102,EI102,EJ102,CS102,CV102))","v":""},"","","","","","","K45+-45000 () ",{"$f":"IF(B102=\"Existe.\",IF(AE102=1,CONCATENATE(#REF!,AK102,\" m.\"),CONCATENATE(#REF!,AJ102,\" m x \",AK102,\" m.\")),IF(CL102=1,CONCATENATE(#REF!,CR102,\" m.\"),CONCATENATE(#REF!,CQ102,\" m x \",CR102,\" m.\")))","v":{"$error":"#REF!"}},"Concreto, L =  m, S = 0 %.","Cota clave eje= 0 msnm.",null,null,null,"","","","","",{"$f":"IF(EV102=\"\",\"\",VLOOKUP(EY102,'Estructura escalonada'!$D$3:$H$953,2))","v":""},"","","","","",""]
[null,null,null,null,null,null,null,null,null,null,null,0,null,0,null,null,null,null,null,null,{"$f":"IF(K103=\"No\",\"\",IF(O103=\"\",YcCi(P103,N103),YcTr(N103,O103,S103)))","v":{"$error":"#VALUE!"}},{"$f":"IF(K103=\"No\",\"\",IF(O103=\"\",Teta1(U103,P103),\"-\"))","v":{"$error":"#VALUE!"}},{"$error":"#VALUE!"},{"$error":"#VALUE!"},{"$f":"IF(K103=\"No\",\"\",IF(O103=\"\",Ynci(P103,N103,R103,T103),YnTr(1,R103,O103,S103,T103,N103)))","v":{"$error":"#VALUE!"}},{"$f":"IF(K103=\"No\",\"\",IF(O103=\"\",Teta1(Y103,P103),\"-\"))","v":{"$error":"#VALUE!"}},{"$f":"IF(K103=\"No\",\"\",IF(O103=\"\",AreaCi(P103,Y103),AreaTr(O103,S103,Y103)))","v":{"$error":"#VALUE!"}},{"$f":"IF(K103=\"No\",\"\",IF(O103=\"\",FrCi(AC103,9.806,Z103,P103),FrTr(AC103,9.806,O103,S103,Y103)))","v":{"$error":"#VALUE!"}},{"$error":"#VALUE!"},null,null,null,null,null,null,null,null,null,null,null,null,null,null,null,0,0,"","","",{"$f":"IF(AD103=\"\",\"\",IF(AE103=1,YcCi(AK103,J103),YcTr(J103,AJ103,AN103)))","v":""},{"$f":"IF(AD103=\"\",\"\",IF(AE103=1,Teta1(AX103,AK103),\"-\"))","v":""},{"$f":"IF(AD103=\"\",\"\",IF(AE103=1,AreaCi(AK103,AX103),AreaTr(AJ103,AN103,AX103)))","v":""},"",{"$f":"IF(AD103=\"\",\"\",IF(AE103=1,Ynci(AK103,J103,AM103,AO103),YnTr(1,AM103,AJ103,AN103,AO103,J103)))","v":""},{"$f":"IF(AD103=\"\",\"\",IF(AE103=1,Teta1(BB103,AK103),\"-\"))","v":""},{"$f":"IF(AD103=\"\",\"\",IF(AE103=1,AreaCi(AK103,BB103),AreaTr(AJ103,AN103,BB103)))","v":""},{"$f":"IF(AD103=\"\",\"\",IF(AE103=1,FrCi(BF103,9.806,BC103,AK103),FrTr(BF103,9.806,AJ103,AN103,BB103)))","v":""},"",{"$f":"IF(AD103=\"\",\"\",IF(AE103=1,LOOKUP(AI103,'Vmáx(material) - Tab.4.3'!$L$2:$L$11,'Vmáx(material) - Tab.4.3'!$M$2:$M$11),LOOKUP(AI103,'Vmáx(material) - Tab.4.3'!$L$15,'Vmáx(material) - Tab.4.3'!$M$15)))","v":""},{"$f":"IF(AD103=\"\",\"\",VLOOKUP($AH103,'Vmáx(material) - Tab.4.3'!$R$35:$X$41,2))","v":""},{"$f":"IF(AD103=\"\",\"\",VLOOKUP($AH103,'Vmáx(material) - Tab.4.3'!$R$35:$X$41,3))","v":""},{"$f":"IF(AD103=\"\",\"\",VLOOKUP($AH103,'Vmáx(material) - Tab.4.3'!$R$35:$X$41,4))","v":""},{"$f":"IF(AD103=\"\",\"\",VLOOKUP($AH103,'Vmáx(material) - Tab.4.3'!$R$35:$X$41,5))","v":""},{"$f":"IF(AD103=\"\",\"\",VLOOKUP($AH103,'Vmáx(material) - Tab.4.3'!$R$35:$X$41,6))","v":""},{"$f":"IF(AD103=\"\",\"\",IF(AD103=\"\",\"\",VLOOKUP($AH103,'Vmáx(material) - Tab.4.3'!$R$35:$X$41,7)))","v":""},{"$f":"IF(AD103=\"\",\"\",IF(AE103=1,FCi(J103,AK103),FTr(J103,AJ103,AK103)))","v":""},"",{"$f":"IF(AD103=\"\",\"\",Hw(BH103,BI103,BJ103,BK103,BL103,BM103,Z,BN103,AO103,AK103))","v":""},"","","","",{"$f":"IF(AD103=\"\",\"\",ho(BT103,AK103,AX103))","v":""},{"$f":"IF(AD103=\"\",\"\",IF(AE103=1,PeriCi(AK103,BB103),PeriTr(AJ103,AN103,BB103)))","v":""},{"$f":"IF(AD103=\"\",\"\",IF(AE103=1,AreaCi(AK103,BB103),AreaTr(AJ103,AN103,BB103)))","v":""},{"$f":"IF(AD103=\"\",\"\",RhCi(BW103,BV103))","v":""},"",{"$f":"IF(AD103=\"\",\"\",hf(AL103,J103,AM103,BW103,BX103))","v":""},{"$f":"IF(AD103=\"\",\"\",LOOKUP(AP103,Tab.4.5!$J$6:$J$27,Tab.4.5!$L$6:$L$27))","v":""},{"$f":"IF(AD103=\"\",\"\",He(CA103,BY103))","v":""},{"$f":"IF(AD103=\"\",\"\",Hs(BY103))","v":""},{"$f":"IF(AD103=\"\",\"\",Hm(BU103,BZ103,CB103,CC103,AL103,AO103))","v":""},"","","","","","",null,null,null,null,null,null,null,null,null,null,null,null,null,null,null,0,0,0,0,0,{"$f":"IF(CK103=\"\",\"\",IF(CL103=1,YcCi(CR103,J103),YcTr(J103,CQ103,CU103)))","v":""},{"$f":"IF(CK103=\"\",\"\",IF(CL103=1,Teta1(DE103,CR103),\"-\"))","v":""},"","",{"$f":"IF(CK103=\"\",\"\",IF(CL103=1,Ynci(CR103,J103,CT103,CV103),YnTr(1,CT103,CQ103,CU103,CV103,J103)))","v":""},{"$f":"IF(CK103=\"\",\"\",IF(CL103=1,Teta1(DI103,CR103),\"-\"))","v":""},{"$f":"IF(CK103=\"\",\"\",IF(CL103=1,AreaCi(CR103,J103),AreaTr(CQ103,CU103,DI103)))","v":""},{"$f":"IF(CK103=\"\",\"\",IF(CL103=1,FrCi(DM103,9.806,DJ103,CR103),FrTr(DM103,9.806,CQ103,CU103,DI103)))","v":""},"",{"$f":"IF(CK103=\"\",\"\",IF(CL103=1,LOOKUP(CP103,'Vmáx(material) - Tab.4.3'!$L$2:$L$11,'Vmáx(material) - Tab.4.3'!$M$2:$M$11),LOOKUP(CP103,'Vmáx(material) - Tab.4.3'!$L$15,'Vmáx(material) - Tab.4.3'!$M$15)))","v":""},{"$f":"IF(CK103=\"\",\"\",VLOOKUP($CO103,'Vmáx(material) - Tab.4.3'!$R$35:$X$41,2))","v":""},{"$f":"IF(CK103=\"\",\"\",VLOOKUP($CO103,'Vmáx(material) - Tab.4.3'!$R$35:$X$41,3))","v":""},{"$f":"IF(CK103=\"\",\"\",VLOOKUP($CO103,'Vmáx(material) - Tab.4.3'!$R$35:$X$41,4))","v":""},{"$f":"IF(CK103=\"\",\"\",VLOOKUP($CO103,'Vmáx(material) - Tab.4.3'!$R$35:$X$41,5))","v":""},{"$f":"IF(CK103=\"\",\"\",VLOOKUP($CO103,'Vmáx(material) - Tab.4.3'!$R$35:$X$41,6))","v":""},{"$f":"IF(CK103=\"\",\"\",IF(CK103=\"\",\"\",VLOOKUP(CO103,'Vmáx(material) - Tab.4.3'!$R$35:$X$41,7)))","v":""},{"$f":"IF(CK103=\"\",\"\",IF(CL103=1,FCi(J103,CR103),FTr(J103,CQ103,CR103)))","v":""},"",{"$f":"IF(CK103=\"\",\"\",Hw(DO103,DP103,DQ103,DR103,DS103,DT103,Z,DU103,CV103,CR103))","v":""},"","","","","",{"$f":"IF(CK103=\"\",\"\",IF(CL103=1,PeriCi(CR103,DI103),PeriTr(CQ103,CU103,DI103)))","v":""},{"$f":"IF(CK103=\"\",\"\",IF(CL103=1,AreaCi(CR103,DI103),AreaTr(CQ103,CU103,DI103)))","v":""},{"$f":"IF(CK103=\"\",\"\",RhCi(DK103,EC103))","v":""},"",{"$f":"IF(CK103=\"\",\"\",hf(CS103,J103,CT103,DK103,EE103))","v":""},{"$f":"IF(CK103=\"\",\"\",LOOKUP(CW103,Tab.4.5!$J$6:$J$27,Tab.4.5!$L$6:$L$27))","v":""},{"$f":"IF(CK103=\"\",\"\",He(EH103,DM103))","v":""},{"$f":"IF(CK103=\"\",\"\",Hs(DM103))","v":""},{"$f":"IF(CK103=\"\",\"\",Hm(EB103,EG103,EI103,EJ103,CS103,CV103))","v":""},"","","","","","","K45+-45000 () ",{"$f":"IF(B103=\"Existe.\",IF(AE103=1,CONCATENATE(#REF!,AK103,\" m.\"),CONCATENATE(#REF!,AJ103,\" m x \",AK103,\" m.\")),IF(CL103=1,CONCATENATE(#REF!,CR103,\" m.\"),CONCATENATE(#REF!,CQ103,\" m x \",CR103,\" m.\")))","v":{"$error":"#REF!"}},"Concreto, L =  m, S = 0 %.","Cota clave eje= 0 msnm.",null,null,null,"","","","","",{"$f":"IF(EV103=\"\",\"\",VLOOKUP(EY103,'Estructura escalonada'!$D$3:$H$953,2))","v":""},"","","","","",""]
[null,null,null,null,null,null,null,null,null,null,null,0,null,0,null,null,null,null,null,null,{"$f":"IF(K104=\"No\",\"\",IF(O104=\"\",YcCi(P104,N104),YcTr(N104,O104,S104)))","v":{"$error":"#VALUE!"}},{"$f":"IF(K104=\"No\",\"\",IF(O104=\"\",Teta1(U104,P104),\"-\"))","v":{"$error":"#VALUE!"}},{"$error":"#VALUE!"},{"$error":"#VALUE!"},{"$f":"IF(K104=\"No\",\"\",IF(O104=\"\",Ynci(P104,N104,R104,T104),YnTr(1,R104,O104,S104,T104,N104)))","v":{"$error":"#VALUE!"}},{"$f":"IF(K104=\"No\",\"\",IF(O104=\"\",Teta1(Y104,P104),\"-\"))","v":{"$error":"#VALUE!"}},{"$f":"IF(K104=\"No\",\"\",IF(O104=\"\",AreaCi(P104,Y104),AreaTr(O104,S104,Y104)))","v":{"$error":"#VALUE!"}},{"$f":"IF(K104=\"No\",\"\",IF(O104=\"\",FrCi(AC104,9.806,Z104,P104),FrTr(AC104,9.806,O104,S104,Y104)))","v":{"$error":"#VALUE!"}},{"$error":"#VALUE!"},null,null,null,null,null,null,null,null,null,null,null,null,null,null,null,0,0,"","","",{"$f":"IF(AD104=\"\",\"\",IF(AE104=1,YcCi(AK104,J104),YcTr(J104,AJ104,AN104)))","v":""},{"$f":"IF(AD104=\"\",\"\",IF(AE104=1,Teta1(AX104,AK104),\"-\"))","v":""},{"$f":"IF(AD104=\"\",\"\",IF(AE104=1,AreaCi(AK104,AX104),AreaTr(AJ104,AN104,AX104)))","v":""},"",{"$f":"IF(AD104=\"\",\"\",IF(AE104=1,Ynci(AK104,J104,AM104,AO104),YnTr(1,AM104,AJ104,AN104,AO104,J104)))","v":""},{"$f":"IF(AD104=\"\",\"\",IF(AE104=1,Teta1(BB104,AK104),\"-\"))","v":""},{"$f":"IF(AD104=\"\",\"\",IF(AE104=1,AreaCi(AK104,BB104),AreaTr(AJ104,AN104,BB104)))","v":""},{"$f":"IF(AD104=\"\",\"\",IF(AE104=1,FrCi(BF104,9.806,BC104,AK104),FrTr(BF104,9.806,AJ104,AN104,BB104)))","v":""},"",{"$f":"IF(AD104=\"\",\"\",IF(AE104=1,LOOKUP(AI104,'Vmáx(material) - Tab.4.3'!$L$2:$L$11,'Vmáx(material) - Tab.4.3'!$M$2:$M$11),LOOKUP(AI104,'Vmáx(material) - Tab.4.3'!$L$15,'Vmáx(material) - Tab.4.3'!$M$15)))","v":""},{"$f":"IF(AD104=\"\",\"\",VLOOKUP($AH104,'Vmáx(material) - Tab.4.3'!$R$35:$X$41,2))","v":""},{"$f":"IF(AD104=\"\",\"\",VLOOKUP($AH104,'Vmáx(material) - Tab.4.3'!$R$35:$X$41,3))","v":""},{"$f":"IF(AD104=\"\",\"\",VLOOKUP($AH104,'Vmáx(material) - Tab.4.3'!$R$35:$X$41,4))","v":""},{"$f":"IF(AD104=\"\",\"\",VLOOKUP($AH104,'Vmáx(material) - Tab.4.3'!$R$35:$X$41,5))","v":""},{"$f":"IF(AD104=\"\",\"\",VLOOKUP($AH104,'Vmáx(material) - Tab.4.3'!$R$35:$X$41,6))","v":""},{"$f":"IF(AD104=\"\",\"\",IF(AD104=\"\",\"\",VLOOKUP($AH104,'Vmáx(material) - Tab.4.3'!$R$35:$X$41,7)))","v":""},{"$f":"IF(AD104=\"\",\"\",IF(AE104=1,FCi(J104,AK104),FTr(J104,AJ104,AK104)))","v":""},"",{"$f":"IF(AD104=\"\",\"\",Hw(BH104,BI104,BJ104,BK104,BL104,BM104,Z,BN104,AO104,AK104))","v":""},"","","","",{"$f":"IF(AD104=\"\",\"\",ho(BT104,AK104,AX104))","v":""},{"$f":"IF(AD104=\"\",\"\",IF(AE104=1,PeriCi(AK104,BB104),PeriTr(AJ104,AN104,BB104)))","v":""},{"$f":"IF(AD104=\"\",\"\",IF(AE104=1,AreaCi(AK104,BB104),AreaTr(AJ104,AN104,BB104)))","v":""},{"$f":"IF(AD104=\"\",\"\",RhCi(BW104,BV104))","v":""},"",{"$f":"IF(AD104=\"\",\"\",hf(AL104,J104,AM104,BW104,BX104))","v":""},{"$f":"IF(AD104=\"\",\"\",LOOKUP(AP104,Tab.4.5!$J$6:$J$27,Tab.4.5!$L$6:$L$27))","v":""},{"$f":"IF(AD104=\"\",\"\",He(CA104,BY104))","v":""},{"$f":"IF(AD104=\"\",\"\",Hs(BY104))","v":""},{"$f":"IF(AD104=\"\",\"\",Hm(BU104,BZ104,CB104,CC104,AL104,AO104))","v":""},"","","","","","",null,null,null,null,null,null,null,null,null,null,null,null,null,null,null,0,0,0,0,0,{"$f":"IF(CK104=\"\",\"\",IF(CL104=1,YcCi(CR104,J104),YcTr(J104,CQ104,CU104)))","v":""},{"$f":"IF(CK104=\"\",\"\",IF(CL104=1,Teta1(DE104,CR104),\"-\"))","v":""},"","",{"$f":"IF(CK104=\"\",\"\",IF(CL104=1,Ynci(CR104,J104,CT104,CV104),YnTr(1,CT104,CQ104,CU104,CV104,J104)))","v":""},{"$f":"IF(CK104=\"\",\"\",IF(CL104=1,Teta1(DI104,CR104),\"-\"))","v":""},{"$f":"IF(CK104=\"\",\"\",IF(CL104=1,AreaCi(CR104,J104),AreaTr(CQ104,CU104,DI104)))","v":""},{"$f":"IF(CK104=\"\",\"\",IF(CL104=1,FrCi(DM104,9.806,DJ104,CR104),FrTr(DM104,9.806,CQ104,CU104,DI104)))","v":""},"",{"$f":"IF(CK104=\"\",\"\",IF(CL104=1,LOOKUP(CP104,'Vmáx(material) - Tab.4.3'!$L$2:$L$11,'Vmáx(material) - Tab.4.3'!$M$2:$M$11),LOOKUP(CP104,'Vmáx(material) - Tab.4.3'!$L$15,'Vmáx(material) - Tab.4.3'!$M$15)))","v":""},{"$f":"IF(CK104=\"\",\"\",VLOOKUP($CO104,'Vmáx(material) - Tab.4.3'!$R$35:$X$41,2))","v":""},{"$f":"IF(CK104=\"\",\"\",VLOOKUP($CO104,'Vmáx(material) - Tab.4.3'!$R$35:$X$41,3))","v":""},{"$f":"IF(CK104=\"\",\"\",VLOOKUP($CO104,'Vmáx(material) - Tab.4.3'!$R$35:$X$41,4))","v":""},{"$f":"IF(CK104=\"\",\"\",VLOOKUP($CO104,'Vmáx(material) - Tab.4.3'!$R$35:$X$41,5))","v":""},{"$f":"IF(CK104=\"\",\"\",VLOOKUP($CO104,'Vmáx(material) - Tab.4.3'!$R$35:$X$41,6))","v":""},{"$f":"IF(CK104=\"\",\"\",IF(CK104=\"\",\"\",VLOOKUP(CO104,'Vmáx(material) - Tab.4.3'!$R$35:$X$41,7)))","v":""},{"$f":"IF(CK104=\"\",\"\",IF(CL104=1,FCi(J104,CR104),FTr(J104,CQ104,CR104)))","v":""},"",{"$f":"IF(CK104=\"\",\"\",Hw(DO104,DP104,DQ104,DR104,DS104,DT104,Z,DU104,CV104,CR104))","v":""},"","","","","",{"$f":"IF(CK104=\"\",\"\",IF(CL104=1,PeriCi(CR104,DI104),PeriTr(CQ104,CU104,DI104)))","v":""},{"$f":"IF(CK104=\"\",\"\",IF(CL104=1,AreaCi(CR104,DI104),AreaTr(CQ104,CU104,DI104)))","v":""},{"$f":"IF(CK104=\"\",\"\",RhCi(DK104,EC104))","v":""},"",{"$f":"IF(CK104=\"\",\"\",hf(CS104,J104,CT104,DK104,EE104))","v":""},{"$f":"IF(CK104=\"\",\"\",LOOKUP(CW104,Tab.4.5!$J$6:$J$27,Tab.4.5!$L$6:$L$27))","v":""},{"$f":"IF(CK104=\"\",\"\",He(EH104,DM104))","v":""},{"$f":"IF(CK104=\"\",\"\",Hs(DM104))","v":""},{"$f":"IF(CK104=\"\",\"\",Hm(EB104,EG104,EI104,EJ104,CS104,CV104))","v":""},"","","","","","","K45+-45000 () ",{"$f":"IF(B104=\"Existe.\",IF(AE104=1,CONCATENATE(#REF!,AK104,\" m.\"),CONCATENATE(#REF!,AJ104,\" m x \",AK104,\" m.\")),IF(CL104=1,CONCATENATE(#REF!,CR104,\" m.\"),CONCATENATE(#REF!,CQ104,\" m x \",CR104,\" m.\")))","v":{"$error":"#REF!"}},"Concreto, L =  m, S = 0 %.","Cota clave eje= 0 msnm.",null,null,null,"","","","","",{"$f":"IF(EV104=\"\",\"\",VLOOKUP(EY104,'Estructura escalonada'!$D$3:$H$953,2))","v":""},"","","","","",""]
[null,null,null,null,null,null,null,null,null,null,null,0,null,0,null,null,null,null,null,null,{"$f":"IF(K105=\"No\",\"\",IF(O105=\"\",YcCi(P105,N105),YcTr(N105,O105,S105)))","v":{"$error":"#VALUE!"}},{"$f":"IF(K105=\"No\",\"\",IF(O105=\"\",Teta1(U105,P105),\"-\"))","v":{"$error":"#VALUE!"}},{"$error":"#VALUE!"},{"$error":"#VALUE!"},{"$f":"IF(K105=\"No\",\"\",IF(O105=\"\",Ynci(P105,N105,R105,T105),YnTr(1,R105,O105,S105,T105,N105)))","v":{"$error":"#VALUE!"}},{"$f":"IF(K105=\"No\",\"\",IF(O105=\"\",Teta1(Y105,P105),\"-\"))","v":{"$error":"#VALUE!"}},{"$f":"IF(K105=\"No\",\"\",IF(O105=\"\",AreaCi(P105,Y105),AreaTr(O105,S105,Y105)))","v":{"$error":"#VALUE!"}},{"$f":"IF(K105=\"No\",\"\",IF(O105=\"\",FrCi(AC105,9.806,Z105,P105),FrTr(AC105,9.806,O105,S105,Y105)))","v":{"$error":"#VALUE!"}},{"$error":"#VALUE!"},null,null,null,null,null,null,null,null,null,null,null,null,null,null,null,0,0,"","","",{"$f":"IF(AD105=\"\",\"\",IF(AE105=1,YcCi(AK105,J105),YcTr(J105,AJ105,AN105)))","v":""},{"$f":"IF(AD105=\"\",\"\",IF(AE105=1,Teta1(AX105,AK105),\"-\"))","v":""},{"$f":"IF(AD105=\"\",\"\",IF(AE105=1,AreaCi(AK105,AX105),AreaTr(AJ105,AN105,AX105)))","v":""},"",{"$f":"IF(AD105=\"\",\"\",IF(AE105=1,Ynci(AK105,J105,AM105,AO105),YnTr(1,AM105,AJ105,AN105,AO105,J105)))","v":""},{"$f":"IF(AD105=\"\",\"\",IF(AE105=1,Teta1(BB105,AK105),\"-\"))","v":""},{"$f":"IF(AD105=\"\",\"\",IF(AE105=1,AreaCi(AK105,BB105),AreaTr(AJ105,AN105,BB105)))","v":""},{"$f":"IF(AD105=\"\",\"\",IF(AE105=1,FrCi(BF105,9.806,BC105,AK105),FrTr(BF105,9.806,AJ105,AN105,BB105)))","v":""},"",{"$f":"IF(AD105=\"\",\"\",IF(AE105=1,LOOKUP(AI105,'Vmáx(material) - Tab.4.3'!$L$2:$L$11,'Vmáx(material) - Tab.4.3'!$M$2:$M$11),LOOKUP(AI105,'Vmáx(material) - Tab.4.3'!$L$15,'Vmáx(material) - Tab.4.3'!$M$15)))","v":""},{"$f":"IF(AD105=\"\",\"\",VLOOKUP($AH105,'Vmáx(material) - Tab.4.3'!$R$35:$X$41,2))","v":""},{"$f":"IF(AD105=\"\",\"\",VLOOKUP($AH105,'Vmáx(material) - Tab.4.3'!$R$35:$X$41,3))","v":""},{"$f":"IF(AD105=\"\",\"\",VLOOKUP($AH105,'Vmáx(material) - Tab.4.3'!$R$35:$X$41,4))","v":""},{"$f":"IF(AD105=\"\",\"\",VLOOKUP($AH105,'Vmáx(material) - Tab.4.3'!$R$35:$X$41,5))","v":""},{"$f":"IF(AD105=\"\",\"\",VLOOKUP($AH105,'Vmáx(material) - Tab.4.3'!$R$35:$X$41,6))","v":""},{"$f":"IF(AD105=\"\",\"\",IF(AD105=\"\",\"\",VLOOKUP($AH105,'Vmáx(material) - Tab.4.3'!$R$35:$X$41,7)))","v":""},{"$f":"IF(AD105=\"\",\"\",IF(AE105=1,FCi(J105,AK105),FTr(J105,AJ105,AK105)))","v":""},"",{"$f":"IF(AD105=\"\",\"\",Hw(BH105,BI105,BJ105,BK105,BL105,BM105,Z,BN105,AO105,AK105))","v":""},"","","","",{"$f":"IF(AD105=\"\",\"\",ho(BT105,AK105,AX105))","v":""},{"$f":"IF(AD105=\"\",\"\",IF(AE105=1,PeriCi(AK105,BB105),PeriTr(AJ105,AN105,BB105)))","v":""},{"$f":"IF(AD105=\"\",\"\",IF(AE105=1,AreaCi(AK105,BB105),AreaTr(AJ105,AN105,BB105)))","v":""},{"$f":"IF(AD105=\"\",\"\",RhCi(BW105,BV105))","v":""},"",{"$f":"IF(AD105=\"\",\"\",hf(AL105,J105,AM105,BW105,BX105))","v":""},{"$f":"IF(AD105=\"\",\"\",LOOKUP(AP105,Tab.4.5!$J$6:$J$27,Tab.4.5!$L$6:$L$27))","v":""},{"$f":"IF(AD105=\"\",\"\",He(CA105,BY105))","v":""},{"$f":"IF(AD105=\"\",\"\",Hs(BY105))","v":""},{"$f":"IF(AD105=\"\",\"\",Hm(BU105,BZ105,CB105,CC105,AL105,AO105))","v":""},"","","","","","",null,null,null,null,null,null,null,null,null,null,null,null,null,null,null,0,0,0,0,0,{"$f":"IF(CK105=\"\",\"\",IF(CL105=1,YcCi(CR105,J105),YcTr(J105,CQ105,CU105)))","v":""},{"$f":"IF(CK105=\"\",\"\",IF(CL105=1,Teta1(DE105,CR105),\"-\"))","v":""},"","",{"$f":"IF(CK105=\"\",\"\",IF(CL105=1,Ynci(CR105,J105,CT105,CV105),YnTr(1,CT105,CQ105,CU105,CV105,J105)))","v":""},{"$f":"IF(CK105=\"\",\"\",IF(CL105=1,Teta1(DI105,CR105),\"-\"))","v":""},{"$f":"IF(CK105=\"\",\"\",IF(CL105=1,AreaCi(CR105,J105),AreaTr(CQ105,CU105,DI105)))","v":""},{"$f":"IF(CK105=\"\",\"\",IF(CL105=1,FrCi(DM105,9.806,DJ105,CR105),FrTr(DM105,9.806,CQ105,CU105,DI105)))","v":""},"",{"$f":"IF(CK105=\"\",\"\",IF(CL105=1,LOOKUP(CP105,'Vmáx(material) - Tab.4.3'!$L$2:$L$11,'Vmáx(material) - Tab.4.3'!$M$2:$M$11),LOOKUP(CP105,'Vmáx(material) - Tab.4.3'!$L$15,'Vmáx(material) - Tab.4.3'!$M$15)))","v":""},{"$f":"IF(CK105=\"\",\"\",VLOOKUP($CO105,'Vmáx(material) - Tab.4.3'!$R$35:$X$41,2))","v":""},{"$f":"IF(CK105=\"\",\"\",VLOOKUP($CO105,'Vmáx(material) - Tab.4.3'!$R$35:$X$41,3))","v":""},{"$f":"IF(CK105=\"\",\"\",VLOOKUP($CO105,'Vmáx(material) - Tab.4.3'!$R$35:$X$41,4))","v":""},{"$f":"IF(CK105=\"\",\"\",VLOOKUP($CO105,'Vmáx(material) - Tab.4.3'!$R$35:$X$41,5))","v":""},{"$f":"IF(CK105=\"\",\"\",VLOOKUP($CO105,'Vmáx(material) - Tab.4.3'!$R$35:$X$41,6))","v":""},{"$f":"IF(CK105=\"\",\"\",IF(CK105=\"\",\"\",VLOOKUP(CO105,'Vmáx(material) - Tab.4.3'!$R$35:$X$41,7)))","v":""},{"$f":"IF(CK105=\"\",\"\",IF(CL105=1,FCi(J105,CR105),FTr(J105,CQ105,CR105)))","v":""},"",{"$f":"IF(CK105=\"\",\"\",Hw(DO105,DP105,DQ105,DR105,DS105,DT105,Z,DU105,CV105,CR105))","v":""},"","","","","",{"$f":"IF(CK105=\"\",\"\",IF(CL105=1,PeriCi(CR105,DI105),PeriTr(CQ105,CU105,DI105)))","v":""},{"$f":"IF(CK105=\"\",\"\",IF(CL105=1,AreaCi(CR105,DI105),AreaTr(CQ105,CU105,DI105)))","v":""},{"$f":"IF(CK105=\"\",\"\",RhCi(DK105,EC105))","v":""},"",{"$f":"IF(CK105=\"\",\"\",hf(CS105,J105,CT105,DK105,EE105))","v":""},{"$f":"IF(CK105=\"\",\"\",LOOKUP(CW105,Tab.4.5!$J$6:$J$27,Tab.4.5!$L$6:$L$27))","v":""},{"$f":"IF(CK105=\"\",\"\",He(EH105,DM105))","v":""},{"$f":"IF(CK105=\"\",\"\",Hs(DM105))","v":""},{"$f":"IF(CK105=\"\",\"\",Hm(EB105,EG105,EI105,EJ105,CS105,CV105))","v":""},"","","","","","","K45+-45000 () ",{"$f":"IF(B105=\"Existe.\",IF(AE105=1,CONCATENATE(#REF!,AK105,\" m.\"),CONCATENATE(#REF!,AJ105,\" m x \",AK105,\" m.\")),IF(CL105=1,CONCATENATE(#REF!,CR105,\" m.\"),CONCATENATE(#REF!,CQ105,\" m x \",CR105,\" m.\")))","v":{"$error":"#REF!"}},"Concreto, L =  m, S = 0 %.","Cota clave eje= 0 msnm.",null,null,null,"","","","","",{"$f":"IF(EV105=\"\",\"\",VLOOKUP(EY105,'Estructura escalonada'!$D$3:$H$953,2))","v":""},"","","","","",""]
[null,null,null,null,null,null,null,null,null,null,null,0,null,0,null,null,null,null,null,null,{"$f":"IF(K106=\"No\",\"\",IF(O106=\"\",YcCi(P106,N106),YcTr(N106,O106,S106)))","v":{"$error":"#VALUE!"}},{"$f":"IF(K106=\"No\",\"\",IF(O106=\"\",Teta1(U106,P106),\"-\"))","v":{"$error":"#VALUE!"}},{"$error":"#VALUE!"},{"$error":"#VALUE!"},{"$f":"IF(K106=\"No\",\"\",IF(O106=\"\",Ynci(P106,N106,R106,T106),YnTr(1,R106,O106,S106,T106,N106)))","v":{"$error":"#VALUE!"}},{"$f":"IF(K106=\"No\",\"\",IF(O106=\"\",Teta1(Y106,P106),\"-\"))","v":{"$error":"#VALUE!"}},{"$f":"IF(K106=\"No\",\"\",IF(O106=\"\",AreaCi(P106,Y106),AreaTr(O106,S106,Y106)))","v":{"$error":"#VALUE!"}},{"$f":"IF(K106=\"No\",\"\",IF(O106=\"\",FrCi(AC106,9.806,Z106,P106),FrTr(AC106,9.806,O106,S106,Y106)))","v":{"$error":"#VALUE!"}},{"$error":"#VALUE!"},null,null,null,null,null,null,null,null,null,null,null,null,null,null,null,0,0,"","","",{"$f":"IF(AD106=\"\",\"\",IF(AE106=1,YcCi(AK106,J106),YcTr(J106,AJ106,AN106)))","v":""},{"$f":"IF(AD106=\"\",\"\",IF(AE106=1,Teta1(AX106,AK106),\"-\"))","v":""},{"$f":"IF(AD106=\"\",\"\",IF(AE106=1,AreaCi(AK106,AX106),AreaTr(AJ106,AN106,AX106)))","v":""},"",{"$f":"IF(AD106=\"\",\"\",IF(AE106=1,Ynci(AK106,J106,AM106,AO106),YnTr(1,AM106,AJ106,AN106,AO106,J106)))","v":""},{"$f":"IF(AD106=\"\",\"\",IF(AE106=1,Teta1(BB106,AK106),\"-\"))","v":""},{"$f":"IF(AD106=\"\",\"\",IF(AE106=1,AreaCi(AK106,BB106),AreaTr(AJ106,AN106,BB106)))","v":""},{"$f":"IF(AD106=\"\",\"\",IF(AE106=1,FrCi(BF106,9.806,BC106,AK106),FrTr(BF106,9.806,AJ106,AN106,BB106)))","v":""},"",{"$f":"IF(AD106=\"\",\"\",IF(AE106=1,LOOKUP(AI106,'Vmáx(material) - Tab.4.3'!$L$2:$L$11,'Vmáx(material) - Tab.4.3'!$M$2:$M$11),LOOKUP(AI106,'Vmáx(material) - Tab.4.3'!$L$15,'Vmáx(material) - Tab.4.3'!$M$15)))","v":""},{"$f":"IF(AD106=\"\",\"\",VLOOKUP($AH106,'Vmáx(material) - Tab.4.3'!$R$35:$X$41,2))","v":""},{"$f":"IF(AD106=\"\",\"\",VLOOKUP($AH106,'Vmáx(material) - Tab.4.3'!$R$35:$X$41,3))","v":""},{"$f":"IF(AD106=\"\",\"\",VLOOKUP($AH106,'Vmáx(material) - Tab.4.3'!$R$35:$X$41,4))","v":""},{"$f":"IF(AD106=\"\",\"\",VLOOKUP($AH106,'Vmáx(material) - Tab.4.3'!$R$35:$X$41,5))","v":""},{"$f":"IF(AD106=\"\",\"\",VLOOKUP($AH106,'Vmáx(material) - Tab.4.3'!$R$35:$X$41,6))","v":""},{"$f":"IF(AD106=\"\",\"\",IF(AD106=\"\",\"\",VLOOKUP($AH106,'Vmáx(material) - Tab.4.3'!$R$35:$X$41,7)))","v":""},{"$f":"IF(AD106=\"\",\"\",IF(AE106=1,FCi(J106,AK106),FTr(J106,AJ106,AK106)))","v":""},"",{"$f":"IF(AD106=\"\",\"\",Hw(BH106,BI106,BJ106,BK106,BL106,BM106,Z,BN106,AO106,AK106))","v":""},"","","","",{"$f":"IF(AD106=\"\",\"\",ho(BT106,AK106,AX106))","v":""},{"$f":"IF(AD106=\"\",\"\",IF(AE106=1,PeriCi(AK106,BB106),PeriTr(AJ106,AN106,BB106)))","v":""},{"$f":"IF(AD106=\"\",\"\",IF(AE106=1,AreaCi(AK106,BB106),AreaTr(AJ106,AN106,BB106)))","v":""},{"$f":"IF(AD106=\"\",\"\",RhCi(BW106,BV106))","v":""},"",{"$f":"IF(AD106=\"\",\"\",hf(AL106,J106,AM106,BW106,BX106))","v":""},{"$f":"IF(AD106=\"\",\"\",LOOKUP(AP106,Tab.4.5!$J$6:$J$27,Tab.4.5!$L$6:$L$27))","v":""},{"$f":"IF(AD106=\"\",\"\",He(CA106,BY106))","v":""},{"$f":"IF(AD106=\"\",\"\",Hs(BY106))","v":""},{"$f":"IF(AD106=\"\",\"\",Hm(BU106,BZ106,CB106,CC106,AL106,AO106))","v":""},"","","","","","",null,null,null,null,null,null,null,null,null,null,null,null,null,null,null,0,0,0,0,0,{"$f":"IF(CK106=\"\",\"\",IF(CL106=1,YcCi(CR106,J106),YcTr(J106,CQ106,CU106)))","v":""},{"$f":"IF(CK106=\"\",\"\",IF(CL106=1,Teta1(DE106,CR106),\"-\"))","v":""},"","",{"$f":"IF(CK106=\"\",\"\",IF(CL106=1,Ynci(CR106,J106,CT106,CV106),YnTr(1,CT106,CQ106,CU106,CV106,J106)))","v":""},{"$f":"IF(CK106=\"\",\"\",IF(CL106=1,Teta1(DI106,CR106),\"-\"))","v":""},{"$f":"IF(CK106=\"\",\"\",IF(CL106=1,AreaCi(CR106,J106),AreaTr(CQ106,CU106,DI106)))","v":""},{"$f":"IF(CK106=\"\",\"\",IF(CL106=1,FrCi(DM106,9.806,DJ106,CR106),FrTr(DM106,9.806,CQ106,CU106,DI106)))","v":""},"",{"$f":"IF(CK106=\"\",\"\",IF(CL106=1,LOOKUP(CP106,'Vmáx(material) - Tab.4.3'!$L$2:$L$11,'Vmáx(material) - Tab.4.3'!$M$2:$M$11),LOOKUP(CP106,'Vmáx(material) - Tab.4.3'!$L$15,'Vmáx(material) - Tab.4.3'!$M$15)))","v":""},{"$f":"IF(CK106=\"\",\"\",VLOOKUP($CO106,'Vmáx(material) - Tab.4.3'!$R$35:$X$41,2))","v":""},{"$f":"IF(CK106=\"\",\"\",VLOOKUP($CO106,'Vmáx(material) - Tab.4.3'!$R$35:$X$41,3))","v":""},{"$f":"IF(CK106=\"\",\"\",VLOOKUP($CO106,'Vmáx(material) - Tab.4.3'!$R$35:$X$41,4))","v":""},{"$f":"IF(CK106=\"\",\"\",VLOOKUP($CO106,'Vmáx(material) - Tab.4.3'!$R$35:$X$41,5))","v":""},{"$f":"IF(CK106=\"\",\"\",VLOOKUP($CO106,'Vmáx(material) - Tab.4.3'!$R$35:$X$41,6))","v":""},{"$f":"IF(CK106=\"\",\"\",IF(CK106=\"\",\"\",VLOOKUP(CO106,'Vmáx(material) - Tab.4.3'!$R$35:$X$41,7)))","v":""},{"$f":"IF(CK106=\"\",\"\",IF(CL106=1,FCi(J106,CR106),FTr(J106,CQ106,CR106)))","v":""},"",{"$f":"IF(CK106=\"\",\"\",Hw(DO106,DP106,DQ106,DR106,DS106,DT106,Z,DU106,CV106,CR106))","v":""},"","","","","",{"$f":"IF(CK106=\"\",\"\",IF(CL106=1,PeriCi(CR106,DI106),PeriTr(CQ106,CU106,DI106)))","v":""},{"$f":"IF(CK106=\"\",\"\",IF(CL106=1,AreaCi(CR106,DI106),AreaTr(CQ106,CU106,DI106)))","v":""},{"$f":"IF(CK106=\"\",\"\",RhCi(DK106,EC106))","v":""},"",{"$f":"IF(CK106=\"\",\"\",hf(CS106,J106,CT106,DK106,EE106))","v":""},{"$f":"IF(CK106=\"\",\"\",LOOKUP(CW106,Tab.4.5!$J$6:$J$27,Tab.4.5!$L$6:$L$27))","v":""},{"$f":"IF(CK106=\"\",\"\",He(EH106,DM106))","v":""},{"$f":"IF(CK106=\"\",\"\",Hs(DM106))","v":""},{"$f":"IF(CK106=\"\",\"\",Hm(EB106,EG106,EI106,EJ106,CS106,CV106))","v":""},"","","","","","","K45+-45000 () ",{"$f":"IF(B106=\"Existe.\",IF(AE106=1,CONCATENATE(#REF!,AK106,\" m.\"),CONCATENATE(#REF!,AJ106,\" m x \",AK106,\" m.\")),IF(CL106=1,CONCATENATE(#REF!,CR106,\" m.\"),CONCATENATE(#REF!,CQ106,\" m x \",CR106,\" m.\")))","v":{"$error":"#REF!"}},"Concreto, L =  m, S = 0 %.","Cota clave eje= 0 msnm.",null,null,null,"","","","","",{"$f":"IF(EV106=\"\",\"\",VLOOKUP(EY106,'Estructura escalonada'!$D$3:$H$953,2))","v":""},"","","","","",""]
[null,null,null,null,null,null,null,null,null,null,null,0,null,0,null,null,null,null,null,null,{"$f":"IF(K107=\"No\",\"\",IF(O107=\"\",YcCi(P107,N107),YcTr(N107,O107,S107)))","v":{"$error":"#VALUE!"}},{"$f":"IF(K107=\"No\",\"\",IF(O107=\"\",Teta1(U107,P107),\"-\"))","v":{"$error":"#VALUE!"}},{"$error":"#VALUE!"},{"$error":"#VALUE!"},{"$f":"IF(K107=\"No\",\"\",IF(O107=\"\",Ynci(P107,N107,R107,T107),YnTr(1,R107,O107,S107,T107,N107)))","v":{"$error":"#VALUE!"}},{"$f":"IF(K107=\"No\",\"\",IF(O107=\"\",Teta1(Y107,P107),\"-\"))","v":{"$error":"#VALUE!"}},{"$f":"IF(K107=\"No\",\"\",IF(O107=\"\",AreaCi(P107,Y107),AreaTr(O107,S107,Y107)))","v":{"$error":"#VALUE!"}},{"$f":"IF(K107=\"No\",\"\",IF(O107=\"\",FrCi(AC107,9.806,Z107,P107),FrTr(AC107,9.806,O107,S107,Y107)))","v":{"$error":"#VALUE!"}},{"$error":"#VALUE!"},null,null,null,null,null,null,null,null,null,null,null,null,null,null,null,0,0,"","","",{"$f":"IF(AD107=\"\",\"\",IF(AE107=1,YcCi(AK107,J107),YcTr(J107,AJ107,AN107)))","v":""},{"$f":"IF(AD107=\"\",\"\",IF(AE107=1,Teta1(AX107,AK107),\"-\"))","v":""},{"$f":"IF(AD107=\"\",\"\",IF(AE107=1,AreaCi(AK107,AX107),AreaTr(AJ107,AN107,AX107)))","v":""},"",{"$f":"IF(AD107=\"\",\"\",IF(AE107=1,Ynci(AK107,J107,AM107,AO107),YnTr(1,AM107,AJ107,AN107,AO107,J107)))","v":""},{"$f":"IF(AD107=\"\",\"\",IF(AE107=1,Teta1(BB107,AK107),\"-\"))","v":""},{"$f":"IF(AD107=\"\",\"\",IF(AE107=1,AreaCi(AK107,BB107),AreaTr(AJ107,AN107,BB107)))","v":""},{"$f":"IF(AD107=\"\",\"\",IF(AE107=1,FrCi(BF107,9.806,BC107,AK107),FrTr(BF107,9.806,AJ107,AN107,BB107)))","v":""},"",{"$f":"IF(AD107=\"\",\"\",IF(AE107=1,LOOKUP(AI107,'Vmáx(material) - Tab.4.3'!$L$2:$L$11,'Vmáx(material) - Tab.4.3'!$M$2:$M$11),LOOKUP(AI107,'Vmáx(material) - Tab.4.3'!$L$15,'Vmáx(material) - Tab.4.3'!$M$15)))","v":""},{"$f":"IF(AD107=\"\",\"\",VLOOKUP($AH107,'Vmáx(material) - Tab.4.3'!$R$35:$X$41,2))","v":""},{"$f":"IF(AD107=\"\",\"\",VLOOKUP($AH107,'Vmáx(material) - Tab.4.3'!$R$35:$X$41,3))","v":""},{"$f":"IF(AD107=\"\",\"\",VLOOKUP($AH107,'Vmáx(material) - Tab.4.3'!$R$35:$X$41,4))","v":""},{"$f":"IF(AD107=\"\",\"\",VLOOKUP($AH107,'Vmáx(material) - Tab.4.3'!$R$35:$X$41,5))","v":""},{"$f":"IF(AD107=\"\",\"\",VLOOKUP($AH107,'Vmáx(material) - Tab.4.3'!$R$35:$X$41,6))","v":""},{"$f":"IF(AD107=\"\",\"\",IF(AD107=\"\",\"\",VLOOKUP($AH107,'Vmáx(material) - Tab.4.3'!$R$35:$X$41,7)))","v":""},{"$f":"IF(AD107=\"\",\"\",IF(AE107=1,FCi(J107,AK107),FTr(J107,AJ107,AK107)))","v":""},"",{"$f":"IF(AD107=\"\",\"\",Hw(BH107,BI107,BJ107,BK107,BL107,BM107,Z,BN107,AO107,AK107))","v":""},"","","","",{"$f":"IF(AD107=\"\",\"\",ho(BT107,AK107,AX107))","v":""},{"$f":"IF(AD107=\"\",\"\",IF(AE107=1,PeriCi(AK107,BB107),PeriTr(AJ107,AN107,BB107)))","v":""},{"$f":"IF(AD107=\"\",\"\",IF(AE107=1,AreaCi(AK107,BB107),AreaTr(AJ107,AN107,BB107)))","v":""},{"$f":"IF(AD107=\"\",\"\",RhCi(BW107,BV107))","v":""},"",{"$f":"IF(AD107=\"\",\"\",hf(AL107,J107,AM107,BW107,BX107))","v":""},{"$f":"IF(AD107=\"\",\"\",LOOKUP(AP107,Tab.4.5!$J$6:$J$27,Tab.4.5!$L$6:$L$27))","v":""},{"$f":"IF(AD107=\"\",\"\",He(CA107,BY107))","v":""},{"$f":"IF(AD107=\"\",\"\",Hs(BY107))","v":""},{"$f":"IF(AD107=\"\",\"\",Hm(BU107,BZ107,CB107,CC107,AL107,AO107))","v":""},"","","","","","",null,null,null,null,null,null,null,null,null,null,null,null,null,null,null,0,0,0,0,0,{"$f":"IF(CK107=\"\",\"\",IF(CL107=1,YcCi(CR107,J107),YcTr(J107,CQ107,CU107)))","v":""},{"$f":"IF(CK107=\"\",\"\",IF(CL107=1,Teta1(DE107,CR107),\"-\"))","v":""},"","",{"$f":"IF(CK107=\"\",\"\",IF(CL107=1,Ynci(CR107,J107,CT107,CV107),YnTr(1,CT107,CQ107,CU107,CV107,J107)))","v":""},{"$f":"IF(CK107=\"\",\"\",IF(CL107=1,Teta1(DI107,CR107),\"-\"))","v":""},{"$f":"IF(CK107=\"\",\"\",IF(CL107=1,AreaCi(CR107,J107),AreaTr(CQ107,CU107,DI107)))","v":""},{"$f":"IF(CK107=\"\",\"\",IF(CL107=1,FrCi(DM107,9.806,DJ107,CR107),FrTr(DM107,9.806,CQ107,CU107,DI107)))","v":""},"",{"$f":"IF(CK107=\"\",\"\",IF(CL107=1,LOOKUP(CP107,'Vmáx(material) - Tab.4.3'!$L$2:$L$11,'Vmáx(material) - Tab.4.3'!$M$2:$M$11),LOOKUP(CP107,'Vmáx(material) - Tab.4.3'!$L$15,'Vmáx(material) - Tab.4.3'!$M$15)))","v":""},{"$f":"IF(CK107=\"\",\"\",VLOOKUP($CO107,'Vmáx(material) - Tab.4.3'!$R$35:$X$41,2))","v":""},{"$f":"IF(CK107=\"\",\"\",VLOOKUP($CO107,'Vmáx(material) - Tab.4.3'!$R$35:$X$41,3))","v":""},{"$f":"IF(CK107=\"\",\"\",VLOOKUP($CO107,'Vmáx(material) - Tab.4.3'!$R$35:$X$41,4))","v":""},{"$f":"IF(CK107=\"\",\"\",VLOOKUP($CO107,'Vmáx(material) - Tab.4.3'!$R$35:$X$41,5))","v":""},{"$f":"IF(CK107=\"\",\"\",VLOOKUP($CO107,'Vmáx(material) - Tab.4.3'!$R$35:$X$41,6))","v":""},{"$f":"IF(CK107=\"\",\"\",IF(CK107=\"\",\"\",VLOOKUP(CO107,'Vmáx(material) - Tab.4.3'!$R$35:$X$41,7)))","v":""},{"$f":"IF(CK107=\"\",\"\",IF(CL107=1,FCi(J107,CR107),FTr(J107,CQ107,CR107)))","v":""},"",{"$f":"IF(CK107=\"\",\"\",Hw(DO107,DP107,DQ107,DR107,DS107,DT107,Z,DU107,CV107,CR107))","v":""},"","","","","",{"$f":"IF(CK107=\"\",\"\",IF(CL107=1,PeriCi(CR107,DI107),PeriTr(CQ107,CU107,DI107)))","v":""},{"$f":"IF(CK107=\"\",\"\",IF(CL107=1,AreaCi(CR107,DI107),AreaTr(CQ107,CU107,DI107)))","v":""},{"$f":"IF(CK107=\"\",\"\",RhCi(DK107,EC107))","v":""},"",{"$f":"IF(CK107=\"\",\"\",hf(CS107,J107,CT107,DK107,EE107))","v":""},{"$f":"IF(CK107=\"\",\"\",LOOKUP(CW107,Tab.4.5!$J$6:$J$27,Tab.4.5!$L$6:$L$27))","v":""},{"$f":"IF(CK107=\"\",\"\",He(EH107,DM107))","v":""},{"$f":"IF(CK107=\"\",\"\",Hs(DM107))","v":""},{"$f":"IF(CK107=\"\",\"\",Hm(EB107,EG107,EI107,EJ107,CS107,CV107))","v":""},"","","","","","","K45+-45000 () ",{"$f":"IF(B107=\"Existe.\",IF(AE107=1,CONCATENATE(#REF!,AK107,\" m.\"),CONCATENATE(#REF!,AJ107,\" m x \",AK107,\" m.\")),IF(CL107=1,CONCATENATE(#REF!,CR107,\" m.\"),CONCATENATE(#REF!,CQ107,\" m x \",CR107,\" m.\")))","v":{"$error":"#REF!"}},"Concreto, L =  m, S = 0 %.","Cota clave eje= 0 msnm.",null,null,null,"","","","","",{"$f":"IF(EV107=\"\",\"\",VLOOKUP(EY107,'Estructura escalonada'!$D$3:$H$953,2))","v":""},"","","","","",""]
[null,null,null,null,null,null,null,null,null,null,null,0,null,0,null,null,null,null,null,null,{"$f":"IF(K108=\"No\",\"\",IF(O108=\"\",YcCi(P108,N108),YcTr(N108,O108,S108)))","v":{"$error":"#VALUE!"}},{"$f":"IF(K108=\"No\",\"\",IF(O108=\"\",Teta1(U108,P108),\"-\"))","v":{"$error":"#VALUE!"}},{"$error":"#VALUE!"},{"$error":"#VALUE!"},{"$f":"IF(K108=\"No\",\"\",IF(O108=\"\",Ynci(P108,N108,R108,T108),YnTr(1,R108,O108,S108,T108,N108)))","v":{"$error":"#VALUE!"}},{"$f":"IF(K108=\"No\",\"\",IF(O108=\"\",Teta1(Y108,P108),\"-\"))","v":{"$error":"#VALUE!"}},{"$f":"IF(K108=\"No\",\"\",IF(O108=\"\",AreaCi(P108,Y108),AreaTr(O108,S108,Y108)))","v":{"$error":"#VALUE!"}},{"$f":"IF(K108=\"No\",\"\",IF(O108=\"\",FrCi(AC108,9.806,Z108,P108),FrTr(AC108,9.806,O108,S108,Y108)))","v":{"$error":"#VALUE!"}},{"$error":"#VALUE!"},null,null,null,null,null,null,null,null,null,null,null,null,null,null,null,0,0,"","","",{"$f":"IF(AD108=\"\",\"\",IF(AE108=1,YcCi(AK108,J108),YcTr(J108,AJ108,AN108)))","v":""},{"$f":"IF(AD108=\"\",\"\",IF(AE108=1,Teta1(AX108,AK108),\"-\"))","v":""},{"$f":"IF(AD108=\"\",\"\",IF(AE108=1,AreaCi(AK108,AX108),AreaTr(AJ108,AN108,AX108)))","v":""},"",{"$f":"IF(AD108=\"\",\"\",IF(AE108=1,Ynci(AK108,J108,AM108,AO108),YnTr(1,AM108,AJ108,AN108,AO108,J108)))","v":""},{"$f":"IF(AD108=\"\",\"\",IF(AE108=1,Teta1(BB108,AK108),\"-\"))","v":""},{"$f":"IF(AD108=\"\",\"\",IF(AE108=1,AreaCi(AK108,BB108),AreaTr(AJ108,AN108,BB108)))","v":""},{"$f":"IF(AD108=\"\",\"\",IF(AE108=1,FrCi(BF108,9.806,BC108,AK108),FrTr(BF108,9.806,AJ108,AN108,BB108)))","v":""},"",{"$f":"IF(AD108=\"\",\"\",IF(AE108=1,LOOKUP(AI108,'Vmáx(material) - Tab.4.3'!$L$2:$L$11,'Vmáx(material) - Tab.4.3'!$M$2:$M$11),LOOKUP(AI108,'Vmáx(material) - Tab.4.3'!$L$15,'Vmáx(material) - Tab.4.3'!$M$15)))","v":""},{"$f":"IF(AD108=\"\",\"\",VLOOKUP($AH108,'Vmáx(material) - Tab.4.3'!$R$35:$X$41,2))","v":""},{"$f":"IF(AD108=\"\",\"\",VLOOKUP($AH108,'Vmáx(material) - Tab.4.3'!$R$35:$X$41,3))","v":""},{"$f":"IF(AD108=\"\",\"\",VLOOKUP($AH108,'Vmáx(material) - Tab.4.3'!$R$35:$X$41,4))","v":""},{"$f":"IF(AD108=\"\",\"\",VLOOKUP($AH108,'Vmáx(material) - Tab.4.3'!$R$35:$X$41,5))","v":""},{"$f":"IF(AD108=\"\",\"\",VLOOKUP($AH108,'Vmáx(material) - Tab.4.3'!$R$35:$X$41,6))","v":""},{"$f":"IF(AD108=\"\",\"\",IF(AD108=\"\",\"\",VLOOKUP($AH108,'Vmáx(material) - Tab.4.3'!$R$35:$X$41,7)))","v":""},{"$f":"IF(AD108=\"\",\"\",IF(AE108=1,FCi(J108,AK108),FTr(J108,AJ108,AK108)))","v":""},"",{"$f":"IF(AD108=\"\",\"\",Hw(BH108,BI108,BJ108,BK108,BL108,BM108,Z,BN108,AO108,AK108))","v":""},"","","","",{"$f":"IF(AD108=\"\",\"\",ho(BT108,AK108,AX108))","v":""},{"$f":"IF(AD108=\"\",\"\",IF(AE108=1,PeriCi(AK108,BB108),PeriTr(AJ108,AN108,BB108)))","v":""},{"$f":"IF(AD108=\"\",\"\",IF(AE108=1,AreaCi(AK108,BB108),AreaTr(AJ108,AN108,BB108)))","v":""},{"$f":"IF(AD108=\"\",\"\",RhCi(BW108,BV108))","v":""},"",{"$f":"IF(AD108=\"\",\"\",hf(AL108,J108,AM108,BW108,BX108))","v":""},{"$f":"IF(AD108=\"\",\"\",LOOKUP(AP108,Tab.4.5!$J$6:$J$27,Tab.4.5!$L$6:$L$27))","v":""},{"$f":"IF(AD108=\"\",\"\",He(CA108,BY108))","v":""},{"$f":"IF(AD108=\"\",\"\",Hs(BY108))","v":""},{"$f":"IF(AD108=\"\",\"\",Hm(BU108,BZ108,CB108,CC108,AL108,AO108))","v":""},"","","","","","",null,null,null,null,null,null,null,null,null,null,null,null,null,null,null,0,0,0,0,0,{"$f":"IF(CK108=\"\",\"\",IF(CL108=1,YcCi(CR108,J108),YcTr(J108,CQ108,CU108)))","v":""},{"$f":"IF(CK108=\"\",\"\",IF(CL108=1,Teta1(DE108,CR108),\"-\"))","v":""},"","",{"$f":"IF(CK108=\"\",\"\",IF(CL108=1,Ynci(CR108,J108,CT108,CV108),YnTr(1,CT108,CQ108,CU108,CV108,J108)))","v":""},{"$f":"IF(CK108=\"\",\"\",IF(CL108=1,Teta1(DI108,CR108),\"-\"))","v":""},{"$f":"IF(CK108=\"\",\"\",IF(CL108=1,AreaCi(CR108,J108),AreaTr(CQ108,CU108,DI108)))","v":""},{"$f":"IF(CK108=\"\",\"\",IF(CL108=1,FrCi(DM108,9.806,DJ108,CR108),FrTr(DM108,9.806,CQ108,CU108,DI108)))","v":""},"",{"$f":"IF(CK108=\"\",\"\",IF(CL108=1,LOOKUP(CP108,'Vmáx(material) - Tab.4.3'!$L$2:$L$11,'Vmáx(material) - Tab.4.3'!$M$2:$M$11),LOOKUP(CP108,'Vmáx(material) - Tab.4.3'!$L$15,'Vmáx(material) - Tab.4.3'!$M$15)))","v":""},{"$f":"IF(CK108=\"\",\"\",VLOOKUP($CO108,'Vmáx(material) - Tab.4.3'!$R$35:$X$41,2))","v":""},{"$f":"IF(CK108=\"\",\"\",VLOOKUP($CO108,'Vmáx(material) - Tab.4.3'!$R$35:$X$41,3))","v":""},{"$f":"IF(CK108=\"\",\"\",VLOOKUP($CO108,'Vmáx(material) - Tab.4.3'!$R$35:$X$41,4))","v":""},{"$f":"IF(CK108=\"\",\"\",VLOOKUP($CO108,'Vmáx(material) - Tab.4.3'!$R$35:$X$41,5))","v":""},{"$f":"IF(CK108=\"\",\"\",VLOOKUP($CO108,'Vmáx(material) - Tab.4.3'!$R$35:$X$41,6))","v":""},{"$f":"IF(CK108=\"\",\"\",IF(CK108=\"\",\"\",VLOOKUP(CO108,'Vmáx(material) - Tab.4.3'!$R$35:$X$41,7)))","v":""},{"$f":"IF(CK108=\"\",\"\",IF(CL108=1,FCi(J108,CR108),FTr(J108,CQ108,CR108)))","v":""},"",{"$f":"IF(CK108=\"\",\"\",Hw(DO108,DP108,DQ108,DR108,DS108,DT108,Z,DU108,CV108,CR108))","v":""},"","","","","",{"$f":"IF(CK108=\"\",\"\",IF(CL108=1,PeriCi(CR108,DI108),PeriTr(CQ108,CU108,DI108)))","v":""},{"$f":"IF(CK108=\"\",\"\",IF(CL108=1,AreaCi(CR108,DI108),AreaTr(CQ108,CU108,DI108)))","v":""},{"$f":"IF(CK108=\"\",\"\",RhCi(DK108,EC108))","v":""},"",{"$f":"IF(CK108=\"\",\"\",hf(CS108,J108,CT108,DK108,EE108))","v":""},{"$f":"IF(CK108=\"\",\"\",LOOKUP(CW108,Tab.4.5!$J$6:$J$27,Tab.4.5!$L$6:$L$27))","v":""},{"$f":"IF(CK108=\"\",\"\",He(EH108,DM108))","v":""},{"$f":"IF(CK108=\"\",\"\",Hs(DM108))","v":""},{"$f":"IF(CK108=\"\",\"\",Hm(EB108,EG108,EI108,EJ108,CS108,CV108))","v":""},"","","","","","","K45+-45000 () ",{"$f":"IF(B108=\"Existe.\",IF(AE108=1,CONCATENATE(#REF!,AK108,\" m.\"),CONCATENATE(#REF!,AJ108,\" m x \",AK108,\" m.\")),IF(CL108=1,CONCATENATE(#REF!,CR108,\" m.\"),CONCATENATE(#REF!,CQ108,\" m x \",CR108,\" m.\")))","v":{"$error":"#REF!"}},"Concreto, L =  m, S = 0 %.","Cota clave eje= 0 msnm.",null,null,null,"","","","","",{"$f":"IF(EV108=\"\",\"\",VLOOKUP(EY108,'Estructura escalonada'!$D$3:$H$953,2))","v":""},"","","","","",""]
[null,null,null,null,null,null,null,null,null,null,null,0,null,0,null,null,null,null,null,null,{"$f":"IF(K109=\"No\",\"\",IF(O109=\"\",YcCi(P109,N109),YcTr(N109,O109,S109)))","v":{"$error":"#VALUE!"}},{"$f":"IF(K109=\"No\",\"\",IF(O109=\"\",Teta1(U109,P109),\"-\"))","v":{"$error":"#VALUE!"}},{"$error":"#VALUE!"},{"$error":"#VALUE!"},{"$f":"IF(K109=\"No\",\"\",IF(O109=\"\",Ynci(P109,N109,R109,T109),YnTr(1,R109,O109,S109,T109,N109)))","v":{"$error":"#VALUE!"}},{"$f":"IF(K109=\"No\",\"\",IF(O109=\"\",Teta1(Y109,P109),\"-\"))","v":{"$error":"#VALUE!"}},{"$f":"IF(K109=\"No\",\"\",IF(O109=\"\",AreaCi(P109,Y109),AreaTr(O109,S109,Y109)))","v":{"$error":"#VALUE!"}},{"$f":"IF(K109=\"No\",\"\",IF(O109=\"\",FrCi(AC109,9.806,Z109,P109),FrTr(AC109,9.806,O109,S109,Y109)))","v":{"$error":"#VALUE!"}},{"$error":"#VALUE!"},null,null,null,null,null,null,null,null,null,null,null,null,null,null,null,0,0,"","","",{"$f":"IF(AD109=\"\",\"\",IF(AE109=1,YcCi(AK109,J109),YcTr(J109,AJ109,AN109)))","v":""},{"$f":"IF(AD109=\"\",\"\",IF(AE109=1,Teta1(AX109,AK109),\"-\"))","v":""},{"$f":"IF(AD109=\"\",\"\",IF(AE109=1,AreaCi(AK109,AX109),AreaTr(AJ109,AN109,AX109)))","v":""},"",{"$f":"IF(AD109=\"\",\"\",IF(AE109=1,Ynci(AK109,J109,AM109,AO109),YnTr(1,AM109,AJ109,AN109,AO109,J109)))","v":""},{"$f":"IF(AD109=\"\",\"\",IF(AE109=1,Teta1(BB109,AK109),\"-\"))","v":""},{"$f":"IF(AD109=\"\",\"\",IF(AE109=1,AreaCi(AK109,BB109),AreaTr(AJ109,AN109,BB109)))","v":""},{"$f":"IF(AD109=\"\",\"\",IF(AE109=1,FrCi(BF109,9.806,BC109,AK109),FrTr(BF109,9.806,AJ109,AN109,BB109)))","v":""},"",{"$f":"IF(AD109=\"\",\"\",IF(AE109=1,LOOKUP(AI109,'Vmáx(material) - Tab.4.3'!$L$2:$L$11,'Vmáx(material) - Tab.4.3'!$M$2:$M$11),LOOKUP(AI109,'Vmáx(material) - Tab.4.3'!$L$15,'Vmáx(material) - Tab.4.3'!$M$15)))","v":""},{"$f":"IF(AD109=\"\",\"\",VLOOKUP($AH109,'Vmáx(material) - Tab.4.3'!$R$35:$X$41,2))","v":""},{"$f":"IF(AD109=\"\",\"\",VLOOKUP($AH109,'Vmáx(material) - Tab.4.3'!$R$35:$X$41,3))","v":""},{"$f":"IF(AD109=\"\",\"\",VLOOKUP($AH109,'Vmáx(material) - Tab.4.3'!$R$35:$X$41,4))","v":""},{"$f":"IF(AD109=\"\",\"\",VLOOKUP($AH109,'Vmáx(material) - Tab.4.3'!$R$35:$X$41,5))","v":""},{"$f":"IF(AD109=\"\",\"\",VLOOKUP($AH109,'Vmáx(material) - Tab.4.3'!$R$35:$X$41,6))","v":""},{"$f":"IF(AD109=\"\",\"\",IF(AD109=\"\",\"\",VLOOKUP($AH109,'Vmáx(material) - Tab.4.3'!$R$35:$X$41,7)))","v":""},{"$f":"IF(AD109=\"\",\"\",IF(AE109=1,FCi(J109,AK109),FTr(J109,AJ109,AK109)))","v":""},"",{"$f":"IF(AD109=\"\",\"\",Hw(BH109,BI109,BJ109,BK109,BL109,BM109,Z,BN109,AO109,AK109))","v":""},"","","","",{"$f":"IF(AD109=\"\",\"\",ho(BT109,AK109,AX109))","v":""},{"$f":"IF(AD109=\"\",\"\",IF(AE109=1,PeriCi(AK109,BB109),PeriTr(AJ109,AN109,BB109)))","v":""},{"$f":"IF(AD109=\"\",\"\",IF(AE109=1,AreaCi(AK109,BB109),AreaTr(AJ109,AN109,BB109)))","v":""},{"$f":"IF(AD109=\"\",\"\",RhCi(BW109,BV109))","v":""},"",{"$f":"IF(AD109=\"\",\"\",hf(AL109,J109,AM109,BW109,BX109))","v":""},{"$f":"IF(AD109=\"\",\"\",LOOKUP(AP109,Tab.4.5!$J$6:$J$27,Tab.4.5!$L$6:$L$27))","v":""},{"$f":"IF(AD109=\"\",\"\",He(CA109,BY109))","v":""},{"$f":"IF(AD109=\"\",\"\",Hs(BY109))","v":""},{"$f":"IF(AD109=\"\",\"\",Hm(BU109,BZ109,CB109,CC109,AL109,AO109))","v":""},"","","","","","",null,null,null,null,null,null,null,null,null,null,null,null,null,null,null,0,0,0,0,0,{"$f":"IF(CK109=\"\",\"\",IF(CL109=1,YcCi(CR109,J109),YcTr(J109,CQ109,CU109)))","v":""},{"$f":"IF(CK109=\"\",\"\",IF(CL109=1,Teta1(DE109,CR109),\"-\"))","v":""},"","",{"$f":"IF(CK109=\"\",\"\",IF(CL109=1,Ynci(CR109,J109,CT109,CV109),YnTr(1,CT109,CQ109,CU109,CV109,J109)))","v":""},{"$f":"IF(CK109=\"\",\"\",IF(CL109=1,Teta1(DI109,CR109),\"-\"))","v":""},{"$f":"IF(CK109=\"\",\"\",IF(CL109=1,AreaCi(CR109,J109),AreaTr(CQ109,CU109,DI109)))","v":""},{"$f":"IF(CK109=\"\",\"\",IF(CL109=1,FrCi(DM109,9.806,DJ109,CR109),FrTr(DM109,9.806,CQ109,CU109,DI109)))","v":""},"",{"$f":"IF(CK109=\"\",\"\",IF(CL109=1,LOOKUP(CP109,'Vmáx(material) - Tab.4.3'!$L$2:$L$11,'Vmáx(material) - Tab.4.3'!$M$2:$M$11),LOOKUP(CP109,'Vmáx(material) - Tab.4.3'!$L$15,'Vmáx(material) - Tab.4.3'!$M$15)))","v":""},{"$f":"IF(CK109=\"\",\"\",VLOOKUP($CO109,'Vmáx(material) - Tab.4.3'!$R$35:$X$41,2))","v":""},{"$f":"IF(CK109=\"\",\"\",VLOOKUP($CO109,'Vmáx(material) - Tab.4.3'!$R$35:$X$41,3))","v":""},{"$f":"IF(CK109=\"\",\"\",VLOOKUP($CO109,'Vmáx(material) - Tab.4.3'!$R$35:$X$41,4))","v":""},{"$f":"IF(CK109=\"\",\"\",VLOOKUP($CO109,'Vmáx(material) - Tab.4.3'!$R$35:$X$41,5))","v":""},{"$f":"IF(CK109=\"\",\"\",VLOOKUP($CO109,'Vmáx(material) - Tab.4.3'!$R$35:$X$41,6))","v":""},{"$f":"IF(CK109=\"\",\"\",IF(CK109=\"\",\"\",VLOOKUP(CO109,'Vmáx(material) - Tab.4.3'!$R$35:$X$41,7)))","v":""},{"$f":"IF(CK109=\"\",\"\",IF(CL109=1,FCi(J109,CR109),FTr(J109,CQ109,CR109)))","v":""},"",{"$f":"IF(CK109=\"\",\"\",Hw(DO109,DP109,DQ109,DR109,DS109,DT109,Z,DU109,CV109,CR109))","v":""},"","","","","",{"$f":"IF(CK109=\"\",\"\",IF(CL109=1,PeriCi(CR109,DI109),PeriTr(CQ109,CU109,DI109)))","v":""},{"$f":"IF(CK109=\"\",\"\",IF(CL109=1,AreaCi(CR109,DI109),AreaTr(CQ109,CU109,DI109)))","v":""},{"$f":"IF(CK109=\"\",\"\",RhCi(DK109,EC109))","v":""},"",{"$f":"IF(CK109=\"\",\"\",hf(CS109,J109,CT109,DK109,EE109))","v":""},{"$f":"IF(CK109=\"\",\"\",LOOKUP(CW109,Tab.4.5!$J$6:$J$27,Tab.4.5!$L$6:$L$27))","v":""},{"$f":"IF(CK109=\"\",\"\",He(EH109,DM109))","v":""},{"$f":"IF(CK109=\"\",\"\",Hs(DM109))","v":""},{"$f":"IF(CK109=\"\",\"\",Hm(EB109,EG109,EI109,EJ109,CS109,CV109))","v":""},"","","","","","","K45+-45000 () ",{"$f":"IF(B109=\"Existe.\",IF(AE109=1,CONCATENATE(#REF!,AK109,\" m.\"),CONCATENATE(#REF!,AJ109,\" m x \",AK109,\" m.\")),IF(CL109=1,CONCATENATE(#REF!,CR109,\" m.\"),CONCATENATE(#REF!,CQ109,\" m x \",CR109,\" m.\")))","v":{"$error":"#REF!"}},"Concreto, L =  m, S = 0 %.","Cota clave eje= 0 msnm.",null,null,null,"","","","","",{"$f":"IF(EV109=\"\",\"\",VLOOKUP(EY109,'Estructura escalonada'!$D$3:$H$953,2))","v":""},"","","","","",""]
[null,null,null,null,null,null,null,null,null,null,null,0,null,0,null,null,null,null,null,null,{"$f":"IF(K110=\"No\",\"\",IF(O110=\"\",YcCi(P110,N110),YcTr(N110,O110,S110)))","v":{"$error":"#VALUE!"}},{"$f":"IF(K110=\"No\",\"\",IF(O110=\"\",Teta1(U110,P110),\"-\"))","v":{"$error":"#VALUE!"}},{"$error":"#VALUE!"},{"$error":"#VALUE!"},{"$f":"IF(K110=\"No\",\"\",IF(O110=\"\",Ynci(P110,N110,R110,T110),YnTr(1,R110,O110,S110,T110,N110)))","v":{"$error":"#VALUE!"}},{"$f":"IF(K110=\"No\",\"\",IF(O110=\"\",Teta1(Y110,P110),\"-\"))","v":{"$error":"#VALUE!"}},{"$f":"IF(K110=\"No\",\"\",IF(O110=\"\",AreaCi(P110,Y110),AreaTr(O110,S110,Y110)))","v":{"$error":"#VALUE!"}},{"$f":"IF(K110=\"No\",\"\",IF(O110=\"\",FrCi(AC110,9.806,Z110,P110),FrTr(AC110,9.806,O110,S110,Y110)))","v":{"$error":"#VALUE!"}},{"$error":"#VALUE!"},null,null,null,null,null,null,null,null,null,null,null,null,null,null,null,0,0,"","","",{"$f":"IF(AD110=\"\",\"\",IF(AE110=1,YcCi(AK110,J110),YcTr(J110,AJ110,AN110)))","v":""},{"$f":"IF(AD110=\"\",\"\",IF(AE110=1,Teta1(AX110,AK110),\"-\"))","v":""},{"$f":"IF(AD110=\"\",\"\",IF(AE110=1,AreaCi(AK110,AX110),AreaTr(AJ110,AN110,AX110)))","v":""},"",{"$f":"IF(AD110=\"\",\"\",IF(AE110=1,Ynci(AK110,J110,AM110,AO110),YnTr(1,AM110,AJ110,AN110,AO110,J110)))","v":""},{"$f":"IF(AD110=\"\",\"\",IF(AE110=1,Teta1(BB110,AK110),\"-\"))","v":""},{"$f":"IF(AD110=\"\",\"\",IF(AE110=1,AreaCi(AK110,BB110),AreaTr(AJ110,AN110,BB110)))","v":""},{"$f":"IF(AD110=\"\",\"\",IF(AE110=1,FrCi(BF110,9.806,BC110,AK110),FrTr(BF110,9.806,AJ110,AN110,BB110)))","v":""},"",{"$f":"IF(AD110=\"\",\"\",IF(AE110=1,LOOKUP(AI110,'Vmáx(material) - Tab.4.3'!$L$2:$L$11,'Vmáx(material) - Tab.4.3'!$M$2:$M$11),LOOKUP(AI110,'Vmáx(material) - Tab.4.3'!$L$15,'Vmáx(material) - Tab.4.3'!$M$15)))","v":""},{"$f":"IF(AD110=\"\",\"\",VLOOKUP($AH110,'Vmáx(material) - Tab.4.3'!$R$35:$X$41,2))","v":""},{"$f":"IF(AD110=\"\",\"\",VLOOKUP($AH110,'Vmáx(material) - Tab.4.3'!$R$35:$X$41,3))","v":""},{"$f":"IF(AD110=\"\",\"\",VLOOKUP($AH110,'Vmáx(material) - Tab.4.3'!$R$35:$X$41,4))","v":""},{"$f":"IF(AD110=\"\",\"\",VLOOKUP($AH110,'Vmáx(material) - Tab.4.3'!$R$35:$X$41,5))","v":""},{"$f":"IF(AD110=\"\",\"\",VLOOKUP($AH110,'Vmáx(material) - Tab.4.3'!$R$35:$X$41,6))","v":""},{"$f":"IF(AD110=\"\",\"\",IF(AD110=\"\",\"\",VLOOKUP($AH110,'Vmáx(material) - Tab.4.3'!$R$35:$X$41,7)))","v":""},{"$f":"IF(AD110=\"\",\"\",IF(AE110=1,FCi(J110,AK110),FTr(J110,AJ110,AK110)))","v":""},"",{"$f":"IF(AD110=\"\",\"\",Hw(BH110,BI110,BJ110,BK110,BL110,BM110,Z,BN110,AO110,AK110))","v":""},"","","","",{"$f":"IF(AD110=\"\",\"\",ho(BT110,AK110,AX110))","v":""},{"$f":"IF(AD110=\"\",\"\",IF(AE110=1,PeriCi(AK110,BB110),PeriTr(AJ110,AN110,BB110)))","v":""},{"$f":"IF(AD110=\"\",\"\",IF(AE110=1,AreaCi(AK110,BB110),AreaTr(AJ110,AN110,BB110)))","v":""},{"$f":"IF(AD110=\"\",\"\",RhCi(BW110,BV110))","v":""},"",{"$f":"IF(AD110=\"\",\"\",hf(AL110,J110,AM110,BW110,BX110))","v":""},{"$f":"IF(AD110=\"\",\"\",LOOKUP(AP110,Tab.4.5!$J$6:$J$27,Tab.4.5!$L$6:$L$27))","v":""},{"$f":"IF(AD110=\"\",\"\",He(CA110,BY110))","v":""},{"$f":"IF(AD110=\"\",\"\",Hs(BY110))","v":""},{"$f":"IF(AD110=\"\",\"\",Hm(BU110,BZ110,CB110,CC110,AL110,AO110))","v":""},"","","","","","",null,null,null,null,null,null,null,null,null,null,null,null,null,null,null,0,0,0,0,0,{"$f":"IF(CK110=\"\",\"\",IF(CL110=1,YcCi(CR110,J110),YcTr(J110,CQ110,CU110)))","v":""},{"$f":"IF(CK110=\"\",\"\",IF(CL110=1,Teta1(DE110,CR110),\"-\"))","v":""},"","",{"$f":"IF(CK110=\"\",\"\",IF(CL110=1,Ynci(CR110,J110,CT110,CV110),YnTr(1,CT110,CQ110,CU110,CV110,J110)))","v":""},{"$f":"IF(CK110=\"\",\"\",IF(CL110=1,Teta1(DI110,CR110),\"-\"))","v":""},{"$f":"IF(CK110=\"\",\"\",IF(CL110=1,AreaCi(CR110,J110),AreaTr(CQ110,CU110,DI110)))","v":""},{"$f":"IF(CK110=\"\",\"\",IF(CL110=1,FrCi(DM110,9.806,DJ110,CR110),FrTr(DM110,9.806,CQ110,CU110,DI110)))","v":""},"",{"$f":"IF(CK110=\"\",\"\",IF(CL110=1,LOOKUP(CP110,'Vmáx(material) - Tab.4.3'!$L$2:$L$11,'Vmáx(material) - Tab.4.3'!$M$2:$M$11),LOOKUP(CP110,'Vmáx(material) - Tab.4.3'!$L$15,'Vmáx(material) - Tab.4.3'!$M$15)))","v":""},{"$f":"IF(CK110=\"\",\"\",VLOOKUP($CO110,'Vmáx(material) - Tab.4.3'!$R$35:$X$41,2))","v":""},{"$f":"IF(CK110=\"\",\"\",VLOOKUP($CO110,'Vmáx(material) - Tab.4.3'!$R$35:$X$41,3))","v":""},{"$f":"IF(CK110=\"\",\"\",VLOOKUP($CO110,'Vmáx(material) - Tab.4.3'!$R$35:$X$41,4))","v":""},{"$f":"IF(CK110=\"\",\"\",VLOOKUP($CO110,'Vmáx(material) - Tab.4.3'!$R$35:$X$41,5))","v":""},{"$f":"IF(CK110=\"\",\"\",VLOOKUP($CO110,'Vmáx(material) - Tab.4.3'!$R$35:$X$41,6))","v":""},{"$f":"IF(CK110=\"\",\"\",IF(CK110=\"\",\"\",VLOOKUP(CO110,'Vmáx(material) - Tab.4.3'!$R$35:$X$41,7)))","v":""},{"$f":"IF(CK110=\"\",\"\",IF(CL110=1,FCi(J110,CR110),FTr(J110,CQ110,CR110)))","v":""},"",{"$f":"IF(CK110=\"\",\"\",Hw(DO110,DP110,DQ110,DR110,DS110,DT110,Z,DU110,CV110,CR110))","v":""},"","","","","",{"$f":"IF(CK110=\"\",\"\",IF(CL110=1,PeriCi(CR110,DI110),PeriTr(CQ110,CU110,DI110)))","v":""},{"$f":"IF(CK110=\"\",\"\",IF(CL110=1,AreaCi(CR110,DI110),AreaTr(CQ110,CU110,DI110)))","v":""},{"$f":"IF(CK110=\"\",\"\",RhCi(DK110,EC110))","v":""},"",{"$f":"IF(CK110=\"\",\"\",hf(CS110,J110,CT110,DK110,EE110))","v":""},{"$f":"IF(CK110=\"\",\"\",LOOKUP(CW110,Tab.4.5!$J$6:$J$27,Tab.4.5!$L$6:$L$27))","v":""},{"$f":"IF(CK110=\"\",\"\",He(EH110,DM110))","v":""},{"$f":"IF(CK110=\"\",\"\",Hs(DM110))","v":""},{"$f":"IF(CK110=\"\",\"\",Hm(EB110,EG110,EI110,EJ110,CS110,CV110))","v":""},"","","","","","","K45+-45000 () ",{"$f":"IF(B110=\"Existe.\",IF(AE110=1,CONCATENATE(#REF!,AK110,\" m.\"),CONCATENATE(#REF!,AJ110,\" m x \",AK110,\" m.\")),IF(CL110=1,CONCATENATE(#REF!,CR110,\" m.\"),CONCATENATE(#REF!,CQ110,\" m x \",CR110,\" m.\")))","v":{"$error":"#REF!"}},"Concreto, L =  m, S = 0 %.","Cota clave eje= 0 msnm.",null,null,null,"","","","","",{"$f":"IF(EV110=\"\",\"\",VLOOKUP(EY110,'Estructura escalonada'!$D$3:$H$953,2))","v":""},"","","","","",""]
[null,null,null,null,null,null,null,null,null,null,null,0,null,0,null,null,null,null,null,null,{"$f":"IF(K111=\"No\",\"\",IF(O111=\"\",YcCi(P111,N111),YcTr(N111,O111,S111)))","v":{"$error":"#VALUE!"}},{"$f":"IF(K111=\"No\",\"\",IF(O111=\"\",Teta1(U111,P111),\"-\"))","v":{"$error":"#VALUE!"}},{"$error":"#VALUE!"},{"$error":"#VALUE!"},{"$f":"IF(K111=\"No\",\"\",IF(O111=\"\",Ynci(P111,N111,R111,T111),YnTr(1,R111,O111,S111,T111,N111)))","v":{"$error":"#VALUE!"}},{"$f":"IF(K111=\"No\",\"\",IF(O111=\"\",Teta1(Y111,P111),\"-\"))","v":{"$error":"#VALUE!"}},{"$f":"IF(K111=\"No\",\"\",IF(O111=\"\",AreaCi(P111,Y111),AreaTr(O111,S111,Y111)))","v":{"$error":"#VALUE!"}},{"$f":"IF(K111=\"No\",\"\",IF(O111=\"\",FrCi(AC111,9.806,Z111,P111),FrTr(AC111,9.806,O111,S111,Y111)))","v":{"$error":"#VALUE!"}},{"$error":"#VALUE!"},null,null,null,null,null,null,null,null,null,null,null,null,null,null,null,0,0,"","","",{"$f":"IF(AD111=\"\",\"\",IF(AE111=1,YcCi(AK111,J111),YcTr(J111,AJ111,AN111)))","v":""},{"$f":"IF(AD111=\"\",\"\",IF(AE111=1,Teta1(AX111,AK111),\"-\"))","v":""},{"$f":"IF(AD111=\"\",\"\",IF(AE111=1,AreaCi(AK111,AX111),AreaTr(AJ111,AN111,AX111)))","v":""},"",{"$f":"IF(AD111=\"\",\"\",IF(AE111=1,Ynci(AK111,J111,AM111,AO111),YnTr(1,AM111,AJ111,AN111,AO111,J111)))","v":""},{"$f":"IF(AD111=\"\",\"\",IF(AE111=1,Teta1(BB111,AK111),\"-\"))","v":""},{"$f":"IF(AD111=\"\",\"\",IF(AE111=1,AreaCi(AK111,BB111),AreaTr(AJ111,AN111,BB111)))","v":""},{"$f":"IF(AD111=\"\",\"\",IF(AE111=1,FrCi(BF111,9.806,BC111,AK111),FrTr(BF111,9.806,AJ111,AN111,BB111)))","v":""},"",{"$f":"IF(AD111=\"\",\"\",IF(AE111=1,LOOKUP(AI111,'Vmáx(material) - Tab.4.3'!$L$2:$L$11,'Vmáx(material) - Tab.4.3'!$M$2:$M$11),LOOKUP(AI111,'Vmáx(material) - Tab.4.3'!$L$15,'Vmáx(material) - Tab.4.3'!$M$15)))","v":""},{"$f":"IF(AD111=\"\",\"\",VLOOKUP($AH111,'Vmáx(material) - Tab.4.3'!$R$35:$X$41,2))","v":""},{"$f":"IF(AD111=\"\",\"\",VLOOKUP($AH111,'Vmáx(material) - Tab.4.3'!$R$35:$X$41,3))","v":""},{"$f":"IF(AD111=\"\",\"\",VLOOKUP($AH111,'Vmáx(material) - Tab.4.3'!$R$35:$X$41,4))","v":""},{"$f":"IF(AD111=\"\",\"\",VLOOKUP($AH111,'Vmáx(material) - Tab.4.3'!$R$35:$X$41,5))","v":""},{"$f":"IF(AD111=\"\",\"\",VLOOKUP($AH111,'Vmáx(material) - Tab.4.3'!$R$35:$X$41,6))","v":""},{"$f":"IF(AD111=\"\",\"\",IF(AD111=\"\",\"\",VLOOKUP($AH111,'Vmáx(material) - Tab.4.3'!$R$35:$X$41,7)))","v":""},{"$f":"IF(AD111=\"\",\"\",IF(AE111=1,FCi(J111,AK111),FTr(J111,AJ111,AK111)))","v":""},"",{"$f":"IF(AD111=\"\",\"\",Hw(BH111,BI111,BJ111,BK111,BL111,BM111,Z,BN111,AO111,AK111))","v":""},"","","","",{"$f":"IF(AD111=\"\",\"\",ho(BT111,AK111,AX111))","v":""},{"$f":"IF(AD111=\"\",\"\",IF(AE111=1,PeriCi(AK111,BB111),PeriTr(AJ111,AN111,BB111)))","v":""},{"$f":"IF(AD111=\"\",\"\",IF(AE111=1,AreaCi(AK111,BB111),AreaTr(AJ111,AN111,BB111)))","v":""},{"$f":"IF(AD111=\"\",\"\",RhCi(BW111,BV111))","v":""},"",{"$f":"IF(AD111=\"\",\"\",hf(AL111,J111,AM111,BW111,BX111))","v":""},{"$f":"IF(AD111=\"\",\"\",LOOKUP(AP111,Tab.4.5!$J$6:$J$27,Tab.4.5!$L$6:$L$27))","v":""},{"$f":"IF(AD111=\"\",\"\",He(CA111,BY111))","v":""},{"$f":"IF(AD111=\"\",\"\",Hs(BY111))","v":""},{"$f":"IF(AD111=\"\",\"\",Hm(BU111,BZ111,CB111,CC111,AL111,AO111))","v":""},"","","","","","",null,null,null,null,null,null,null,null,null,null,null,null,null,null,null,0,0,0,0,0,{"$f":"IF(CK111=\"\",\"\",IF(CL111=1,YcCi(CR111,J111),YcTr(J111,CQ111,CU111)))","v":""},{"$f":"IF(CK111=\"\",\"\",IF(CL111=1,Teta1(DE111,CR111),\"-\"))","v":""},"","",{"$f":"IF(CK111=\"\",\"\",IF(CL111=1,Ynci(CR111,J111,CT111,CV111),YnTr(1,CT111,CQ111,CU111,CV111,J111)))","v":""},{"$f":"IF(CK111=\"\",\"\",IF(CL111=1,Teta1(DI111,CR111),\"-\"))","v":""},{"$f":"IF(CK111=\"\",\"\",IF(CL111=1,AreaCi(CR111,J111),AreaTr(CQ111,CU111,DI111)))","v":""},{"$f":"IF(CK111=\"\",\"\",IF(CL111=1,FrCi(DM111,9.806,DJ111,CR111),FrTr(DM111,9.806,CQ111,CU111,DI111)))","v":""},"",{"$f":"IF(CK111=\"\",\"\",IF(CL111=1,LOOKUP(CP111,'Vmáx(material) - Tab.4.3'!$L$2:$L$11,'Vmáx(material) - Tab.4.3'!$M$2:$M$11),LOOKUP(CP111,'Vmáx(material) - Tab.4.3'!$L$15,'Vmáx(material) - Tab.4.3'!$M$15)))","v":""},{"$f":"IF(CK111=\"\",\"\",VLOOKUP($CO111,'Vmáx(material) - Tab.4.3'!$R$35:$X$41,2))","v":""},{"$f":"IF(CK111=\"\",\"\",VLOOKUP($CO111,'Vmáx(material) - Tab.4.3'!$R$35:$X$41,3))","v":""},{"$f":"IF(CK111=\"\",\"\",VLOOKUP($CO111,'Vmáx(material) - Tab.4.3'!$R$35:$X$41,4))","v":""},{"$f":"IF(CK111=\"\",\"\",VLOOKUP($CO111,'Vmáx(material) - Tab.4.3'!$R$35:$X$41,5))","v":""},{"$f":"IF(CK111=\"\",\"\",VLOOKUP($CO111,'Vmáx(material) - Tab.4.3'!$R$35:$X$41,6))","v":""},{"$f":"IF(CK111=\"\",\"\",IF(CK111=\"\",\"\",VLOOKUP(CO111,'Vmáx(material) - Tab.4.3'!$R$35:$X$41,7)))","v":""},{"$f":"IF(CK111=\"\",\"\",IF(CL111=1,FCi(J111,CR111),FTr(J111,CQ111,CR111)))","v":""},"",{"$f":"IF(CK111=\"\",\"\",Hw(DO111,DP111,DQ111,DR111,DS111,DT111,Z,DU111,CV111,CR111))","v":""},"","","","","",{"$f":"IF(CK111=\"\",\"\",IF(CL111=1,PeriCi(CR111,DI111),PeriTr(CQ111,CU111,DI111)))","v":""},{"$f":"IF(CK111=\"\",\"\",IF(CL111=1,AreaCi(CR111,DI111),AreaTr(CQ111,CU111,DI111)))","v":""},{"$f":"IF(CK111=\"\",\"\",RhCi(DK111,EC111))","v":""},"",{"$f":"IF(CK111=\"\",\"\",hf(CS111,J111,CT111,DK111,EE111))","v":""},{"$f":"IF(CK111=\"\",\"\",LOOKUP(CW111,Tab.4.5!$J$6:$J$27,Tab.4.5!$L$6:$L$27))","v":""},{"$f":"IF(CK111=\"\",\"\",He(EH111,DM111))","v":""},{"$f":"IF(CK111=\"\",\"\",Hs(DM111))","v":""},{"$f":"IF(CK111=\"\",\"\",Hm(EB111,EG111,EI111,EJ111,CS111,CV111))","v":""},"","","","","","","K45+-45000 () ",{"$f":"IF(B111=\"Existe.\",IF(AE111=1,CONCATENATE(#REF!,AK111,\" m.\"),CONCATENATE(#REF!,AJ111,\" m x \",AK111,\" m.\")),IF(CL111=1,CONCATENATE(#REF!,CR111,\" m.\"),CONCATENATE(#REF!,CQ111,\" m x \",CR111,\" m.\")))","v":{"$error":"#REF!"}},"Concreto, L =  m, S = 0 %.","Cota clave eje= 0 msnm.",null,null,null,"","","","","",{"$f":"IF(EV111=\"\",\"\",VLOOKUP(EY111,'Estructura escalonada'!$D$3:$H$953,2))","v":""},"","","","","",""]
[null,null,null,null,null,null,null,null,null,null,null,0,null,0,null,null,null,null,null,null,{"$f":"IF(K112=\"No\",\"\",IF(O112=\"\",YcCi(P112,N112),YcTr(N112,O112,S112)))","v":{"$error":"#VALUE!"}},{"$f":"IF(K112=\"No\",\"\",IF(O112=\"\",Teta1(U112,P112),\"-\"))","v":{"$error":"#VALUE!"}},{"$error":"#VALUE!"},{"$error":"#VALUE!"},{"$f":"IF(K112=\"No\",\"\",IF(O112=\"\",Ynci(P112,N112,R112,T112),YnTr(1,R112,O112,S112,T112,N112)))","v":{"$error":"#VALUE!"}},{"$f":"IF(K112=\"No\",\"\",IF(O112=\"\",Teta1(Y112,P112),\"-\"))","v":{"$error":"#VALUE!"}},{"$f":"IF(K112=\"No\",\"\",IF(O112=\"\",AreaCi(P112,Y112),AreaTr(O112,S112,Y112)))","v":{"$error":"#VALUE!"}},{"$f":"IF(K112=\"No\",\"\",IF(O112=\"\",FrCi(AC112,9.806,Z112,P112),FrTr(AC112,9.806,O112,S112,Y112)))","v":{"$error":"#VALUE!"}},{"$error":"#VALUE!"},null,null,null,null,null,null,null,null,null,null,null,null,null,null,null,0,0,"","","",{"$f":"IF(AD112=\"\",\"\",IF(AE112=1,YcCi(AK112,J112),YcTr(J112,AJ112,AN112)))","v":""},{"$f":"IF(AD112=\"\",\"\",IF(AE112=1,Teta1(AX112,AK112),\"-\"))","v":""},{"$f":"IF(AD112=\"\",\"\",IF(AE112=1,AreaCi(AK112,AX112),AreaTr(AJ112,AN112,AX112)))","v":""},"",{"$f":"IF(AD112=\"\",\"\",IF(AE112=1,Ynci(AK112,J112,AM112,AO112),YnTr(1,AM112,AJ112,AN112,AO112,J112)))","v":""},{"$f":"IF(AD112=\"\",\"\",IF(AE112=1,Teta1(BB112,AK112),\"-\"))","v":""},{"$f":"IF(AD112=\"\",\"\",IF(AE112=1,AreaCi(AK112,BB112),AreaTr(AJ112,AN112,BB112)))","v":""},{"$f":"IF(AD112=\"\",\"\",IF(AE112=1,FrCi(BF112,9.806,BC112,AK112),FrTr(BF112,9.806,AJ112,AN112,BB112)))","v":""},"",{"$f":"IF(AD112=\"\",\"\",IF(AE112=1,LOOKUP(AI112,'Vmáx(material) - Tab.4.3'!$L$2:$L$11,'Vmáx(material) - Tab.4.3'!$M$2:$M$11),LOOKUP(AI112,'Vmáx(material) - Tab.4.3'!$L$15,'Vmáx(material) - Tab.4.3'!$M$15)))","v":""},{"$f":"IF(AD112=\"\",\"\",VLOOKUP($AH112,'Vmáx(material) - Tab.4.3'!$R$35:$X$41,2))","v":""},{"$f":"IF(AD112=\"\",\"\",VLOOKUP($AH112,'Vmáx(material) - Tab.4.3'!$R$35:$X$41,3))","v":""},{"$f":"IF(AD112=\"\",\"\",VLOOKUP($AH112,'Vmáx(material) - Tab.4.3'!$R$35:$X$41,4))","v":""},{"$f":"IF(AD112=\"\",\"\",VLOOKUP($AH112,'Vmáx(material) - Tab.4.3'!$R$35:$X$41,5))","v":""},{"$f":"IF(AD112=\"\",\"\",VLOOKUP($AH112,'Vmáx(material) - Tab.4.3'!$R$35:$X$41,6))","v":""},{"$f":"IF(AD112=\"\",\"\",IF(AD112=\"\",\"\",VLOOKUP($AH112,'Vmáx(material) - Tab.4.3'!$R$35:$X$41,7)))","v":""},{"$f":"IF(AD112=\"\",\"\",IF(AE112=1,FCi(J112,AK112),FTr(J112,AJ112,AK112)))","v":""},"",{"$f":"IF(AD112=\"\",\"\",Hw(BH112,BI112,BJ112,BK112,BL112,BM112,Z,BN112,AO112,AK112))","v":""},"","","","",{"$f":"IF(AD112=\"\",\"\",ho(BT112,AK112,AX112))","v":""},{"$f":"IF(AD112=\"\",\"\",IF(AE112=1,PeriCi(AK112,BB112),PeriTr(AJ112,AN112,BB112)))","v":""},{"$f":"IF(AD112=\"\",\"\",IF(AE112=1,AreaCi(AK112,BB112),AreaTr(AJ112,AN112,BB112)))","v":""},{"$f":"IF(AD112=\"\",\"\",RhCi(BW112,BV112))","v":""},"",{"$f":"IF(AD112=\"\",\"\",hf(AL112,J112,AM112,BW112,BX112))","v":""},{"$f":"IF(AD112=\"\",\"\",LOOKUP(AP112,Tab.4.5!$J$6:$J$27,Tab.4.5!$L$6:$L$27))","v":""},{"$f":"IF(AD112=\"\",\"\",He(CA112,BY112))","v":""},{"$f":"IF(AD112=\"\",\"\",Hs(BY112))","v":""},{"$f":"IF(AD112=\"\",\"\",Hm(BU112,BZ112,CB112,CC112,AL112,AO112))","v":""},"","","","","","",null,null,null,null,null,null,null,null,null,null,null,null,null,null,null,0,0,0,0,0,{"$f":"IF(CK112=\"\",\"\",IF(CL112=1,YcCi(CR112,J112),YcTr(J112,CQ112,CU112)))","v":""},{"$f":"IF(CK112=\"\",\"\",IF(CL112=1,Teta1(DE112,CR112),\"-\"))","v":""},"","",{"$f":"IF(CK112=\"\",\"\",IF(CL112=1,Ynci(CR112,J112,CT112,CV112),YnTr(1,CT112,CQ112,CU112,CV112,J112)))","v":""},{"$f":"IF(CK112=\"\",\"\",IF(CL112=1,Teta1(DI112,CR112),\"-\"))","v":""},{"$f":"IF(CK112=\"\",\"\",IF(CL112=1,AreaCi(CR112,J112),AreaTr(CQ112,CU112,DI112)))","v":""},{"$f":"IF(CK112=\"\",\"\",IF(CL112=1,FrCi(DM112,9.806,DJ112,CR112),FrTr(DM112,9.806,CQ112,CU112,DI112)))","v":""},"",{"$f":"IF(CK112=\"\",\"\",IF(CL112=1,LOOKUP(CP112,'Vmáx(material) - Tab.4.3'!$L$2:$L$11,'Vmáx(material) - Tab.4.3'!$M$2:$M$11),LOOKUP(CP112,'Vmáx(material) - Tab.4.3'!$L$15,'Vmáx(material) - Tab.4.3'!$M$15)))","v":""},{"$f":"IF(CK112=\"\",\"\",VLOOKUP($CO112,'Vmáx(material) - Tab.4.3'!$R$35:$X$41,2))","v":""},{"$f":"IF(CK112=\"\",\"\",VLOOKUP($CO112,'Vmáx(material) - Tab.4.3'!$R$35:$X$41,3))","v":""},{"$f":"IF(CK112=\"\",\"\",VLOOKUP($CO112,'Vmáx(material) - Tab.4.3'!$R$35:$X$41,4))","v":""},{"$f":"IF(CK112=\"\",\"\",VLOOKUP($CO112,'Vmáx(material) - Tab.4.3'!$R$35:$X$41,5))","v":""},{"$f":"IF(CK112=\"\",\"\",VLOOKUP($CO112,'Vmáx(material) - Tab.4.3'!$R$35:$X$41,6))","v":""},{"$f":"IF(CK112=\"\",\"\",IF(CK112=\"\",\"\",VLOOKUP(CO112,'Vmáx(material) - Tab.4.3'!$R$35:$X$41,7)))","v":""},{"$f":"IF(CK112=\"\",\"\",IF(CL112=1,FCi(J112,CR112),FTr(J112,CQ112,CR112)))","v":""},"",{"$f":"IF(CK112=\"\",\"\",Hw(DO112,DP112,DQ112,DR112,DS112,DT112,Z,DU112,CV112,CR112))","v":""},"","","","","",{"$f":"IF(CK112=\"\",\"\",IF(CL112=1,PeriCi(CR112,DI112),PeriTr(CQ112,CU112,DI112)))","v":""},{"$f":"IF(CK112=\"\",\"\",IF(CL112=1,AreaCi(CR112,DI112),AreaTr(CQ112,CU112,DI112)))","v":""},{"$f":"IF(CK112=\"\",\"\",RhCi(DK112,EC112))","v":""},"",{"$f":"IF(CK112=\"\",\"\",hf(CS112,J112,CT112,DK112,EE112))","v":""},{"$f":"IF(CK112=\"\",\"\",LOOKUP(CW112,Tab.4.5!$J$6:$J$27,Tab.4.5!$L$6:$L$27))","v":""},{"$f":"IF(CK112=\"\",\"\",He(EH112,DM112))","v":""},{"$f":"IF(CK112=\"\",\"\",Hs(DM112))","v":""},{"$f":"IF(CK112=\"\",\"\",Hm(EB112,EG112,EI112,EJ112,CS112,CV112))","v":""},"","","","","","","K45+-45000 () ",{"$f":"IF(B112=\"Existe.\",IF(AE112=1,CONCATENATE(#REF!,AK112,\" m.\"),CONCATENATE(#REF!,AJ112,\" m x \",AK112,\" m.\")),IF(CL112=1,CONCATENATE(#REF!,CR112,\" m.\"),CONCATENATE(#REF!,CQ112,\" m x \",CR112,\" m.\")))","v":{"$error":"#REF!"}},"Concreto, L =  m, S = 0 %.","Cota clave eje= 0 msnm.",null,null,null,"","","","","",{"$f":"IF(EV112=\"\",\"\",VLOOKUP(EY112,'Estructura escalonada'!$D$3:$H$953,2))","v":""},"","","","","",""]
[null,null,null,null,null,null,null,null,null,null,null,0,null,0,null,null,null,null,null,null,{"$f":"IF(K113=\"No\",\"\",IF(O113=\"\",YcCi(P113,N113),YcTr(N113,O113,S113)))","v":{"$error":"#VALUE!"}},{"$f":"IF(K113=\"No\",\"\",IF(O113=\"\",Teta1(U113,P113),\"-\"))","v":{"$error":"#VALUE!"}},{"$error":"#VALUE!"},{"$error":"#VALUE!"},{"$f":"IF(K113=\"No\",\"\",IF(O113=\"\",Ynci(P113,N113,R113,T113),YnTr(1,R113,O113,S113,T113,N113)))","v":{"$error":"#VALUE!"}},{"$f":"IF(K113=\"No\",\"\",IF(O113=\"\",Teta1(Y113,P113),\"-\"))","v":{"$error":"#VALUE!"}},{"$f":"IF(K113=\"No\",\"\",IF(O113=\"\",AreaCi(P113,Y113),AreaTr(O113,S113,Y113)))","v":{"$error":"#VALUE!"}},{"$f":"IF(K113=\"No\",\"\",IF(O113=\"\",FrCi(AC113,9.806,Z113,P113),FrTr(AC113,9.806,O113,S113,Y113)))","v":{"$error":"#VALUE!"}},{"$error":"#VALUE!"},null,null,null,null,null,null,null,null,null,null,null,null,null,null,null,0,0,"","","",{"$f":"IF(AD113=\"\",\"\",IF(AE113=1,YcCi(AK113,J113),YcTr(J113,AJ113,AN113)))","v":""},{"$f":"IF(AD113=\"\",\"\",IF(AE113=1,Teta1(AX113,AK113),\"-\"))","v":""},{"$f":"IF(AD113=\"\",\"\",IF(AE113=1,AreaCi(AK113,AX113),AreaTr(AJ113,AN113,AX113)))","v":""},"",{"$f":"IF(AD113=\"\",\"\",IF(AE113=1,Ynci(AK113,J113,AM113,AO113),YnTr(1,AM113,AJ113,AN113,AO113,J113)))","v":""},{"$f":"IF(AD113=\"\",\"\",IF(AE113=1,Teta1(BB113,AK113),\"-\"))","v":""},{"$f":"IF(AD113=\"\",\"\",IF(AE113=1,AreaCi(AK113,BB113),AreaTr(AJ113,AN113,BB113)))","v":""},{"$f":"IF(AD113=\"\",\"\",IF(AE113=1,FrCi(BF113,9.806,BC113,AK113),FrTr(BF113,9.806,AJ113,AN113,BB113)))","v":""},"",{"$f":"IF(AD113=\"\",\"\",IF(AE113=1,LOOKUP(AI113,'Vmáx(material) - Tab.4.3'!$L$2:$L$11,'Vmáx(material) - Tab.4.3'!$M$2:$M$11),LOOKUP(AI113,'Vmáx(material) - Tab.4.3'!$L$15,'Vmáx(material) - Tab.4.3'!$M$15)))","v":""},{"$f":"IF(AD113=\"\",\"\",VLOOKUP($AH113,'Vmáx(material) - Tab.4.3'!$R$35:$X$41,2))","v":""},{"$f":"IF(AD113=\"\",\"\",VLOOKUP($AH113,'Vmáx(material) - Tab.4.3'!$R$35:$X$41,3))","v":""},{"$f":"IF(AD113=\"\",\"\",VLOOKUP($AH113,'Vmáx(material) - Tab.4.3'!$R$35:$X$41,4))","v":""},{"$f":"IF(AD113=\"\",\"\",VLOOKUP($AH113,'Vmáx(material) - Tab.4.3'!$R$35:$X$41,5))","v":""},{"$f":"IF(AD113=\"\",\"\",VLOOKUP($AH113,'Vmáx(material) - Tab.4.3'!$R$35:$X$41,6))","v":""},{"$f":"IF(AD113=\"\",\"\",IF(AD113=\"\",\"\",VLOOKUP($AH113,'Vmáx(material) - Tab.4.3'!$R$35:$X$41,7)))","v":""},{"$f":"IF(AD113=\"\",\"\",IF(AE113=1,FCi(J113,AK113),FTr(J113,AJ113,AK113)))","v":""},"",{"$f":"IF(AD113=\"\",\"\",Hw(BH113,BI113,BJ113,BK113,BL113,BM113,Z,BN113,AO113,AK113))","v":""},"","","","",{"$f":"IF(AD113=\"\",\"\",ho(BT113,AK113,AX113))","v":""},{"$f":"IF(AD113=\"\",\"\",IF(AE113=1,PeriCi(AK113,BB113),PeriTr(AJ113,AN113,BB113)))","v":""},{"$f":"IF(AD113=\"\",\"\",IF(AE113=1,AreaCi(AK113,BB113),AreaTr(AJ113,AN113,BB113)))","v":""},{"$f":"IF(AD113=\"\",\"\",RhCi(BW113,BV113))","v":""},"",{"$f":"IF(AD113=\"\",\"\",hf(AL113,J113,AM113,BW113,BX113))","v":""},{"$f":"IF(AD113=\"\",\"\",LOOKUP(AP113,Tab.4.5!$J$6:$J$27,Tab.4.5!$L$6:$L$27))","v":""},{"$f":"IF(AD113=\"\",\"\",He(CA113,BY113))","v":""},{"$f":"IF(AD113=\"\",\"\",Hs(BY113))","v":""},{"$f":"IF(AD113=\"\",\"\",Hm(BU113,BZ113,CB113,CC113,AL113,AO113))","v":""},"","","","","","",null,null,null,null,null,null,null,null,null,null,null,null,null,null,null,0,0,0,0,0,{"$f":"IF(CK113=\"\",\"\",IF(CL113=1,YcCi(CR113,J113),YcTr(J113,CQ113,CU113)))","v":""},{"$f":"IF(CK113=\"\",\"\",IF(CL113=1,Teta1(DE113,CR113),\"-\"))","v":""},"","",{"$f":"IF(CK113=\"\",\"\",IF(CL113=1,Ynci(CR113,J113,CT113,CV113),YnTr(1,CT113,CQ113,CU113,CV113,J113)))","v":""},{"$f":"IF(CK113=\"\",\"\",IF(CL113=1,Teta1(DI113,CR113),\"-\"))","v":""},{"$f":"IF(CK113=\"\",\"\",IF(CL113=1,AreaCi(CR113,J113),AreaTr(CQ113,CU113,DI113)))","v":""},{"$f":"IF(CK113=\"\",\"\",IF(CL113=1,FrCi(DM113,9.806,DJ113,CR113),FrTr(DM113,9.806,CQ113,CU113,DI113)))","v":""},"",{"$f":"IF(CK113=\"\",\"\",IF(CL113=1,LOOKUP(CP113,'Vmáx(material) - Tab.4.3'!$L$2:$L$11,'Vmáx(material) - Tab.4.3'!$M$2:$M$11),LOOKUP(CP113,'Vmáx(material) - Tab.4.3'!$L$15,'Vmáx(material) - Tab.4.3'!$M$15)))","v":""},{"$f":"IF(CK113=\"\",\"\",VLOOKUP($CO113,'Vmáx(material) - Tab.4.3'!$R$35:$X$41,2))","v":""},{"$f":"IF(CK113=\"\",\"\",VLOOKUP($CO113,'Vmáx(material) - Tab.4.3'!$R$35:$X$41,3))","v":""},{"$f":"IF(CK113=\"\",\"\",VLOOKUP($CO113,'Vmáx(material) - Tab.4.3'!$R$35:$X$41,4))","v":""},{"$f":"IF(CK113=\"\",\"\",VLOOKUP($CO113,'Vmáx(material) - Tab.4.3'!$R$35:$X$41,5))","v":""},{"$f":"IF(CK113=\"\",\"\",VLOOKUP($CO113,'Vmáx(material) - Tab.4.3'!$R$35:$X$41,6))","v":""},{"$f":"IF(CK113=\"\",\"\",IF(CK113=\"\",\"\",VLOOKUP(CO113,'Vmáx(material) - Tab.4.3'!$R$35:$X$41,7)))","v":""},{"$f":"IF(CK113=\"\",\"\",IF(CL113=1,FCi(J113,CR113),FTr(J113,CQ113,CR113)))","v":""},"",{"$f":"IF(CK113=\"\",\"\",Hw(DO113,DP113,DQ113,DR113,DS113,DT113,Z,DU113,CV113,CR113))","v":""},"","","","","",{"$f":"IF(CK113=\"\",\"\",IF(CL113=1,PeriCi(CR113,DI113),PeriTr(CQ113,CU113,DI113)))","v":""},{"$f":"IF(CK113=\"\",\"\",IF(CL113=1,AreaCi(CR113,DI113),AreaTr(CQ113,CU113,DI113)))","v":""},{"$f":"IF(CK113=\"\",\"\",RhCi(DK113,EC113))","v":""},"",{"$f":"IF(CK113=\"\",\"\",hf(CS113,J113,CT113,DK113,EE113))","v":""},{"$f":"IF(CK113=\"\",\"\",LOOKUP(CW113,Tab.4.5!$J$6:$J$27,Tab.4.5!$L$6:$L$27))","v":""},{"$f":"IF(CK113=\"\",\"\",He(EH113,DM113))","v":""},{"$f":"IF(CK113=\"\",\"\",Hs(DM113))","v":""},{"$f":"IF(CK113=\"\",\"\",Hm(EB113,EG113,EI113,EJ113,CS113,CV113))","v":""},"","","","","","","K45+-45000 () ",{"$f":"IF(B113=\"Existe.\",IF(AE113=1,CONCATENATE(#REF!,AK113,\" m.\"),CONCATENATE(#REF!,AJ113,\" m x \",AK113,\" m.\")),IF(CL113=1,CONCATENATE(#REF!,CR113,\" m.\"),CONCATENATE(#REF!,CQ113,\" m x \",CR113,\" m.\")))","v":{"$error":"#REF!"}},"Concreto, L =  m, S = 0 %.","Cota clave eje= 0 msnm.",null,null,null,"","","","","",{"$f":"IF(EV113=\"\",\"\",VLOOKUP(EY113,'Estructura escalonada'!$D$3:$H$953,2))","v":""},"","","","","",""]
[null,null,null,null,null,null,null,null,null,null,null,0,null,0,null,null,null,null,null,null,{"$f":"IF(K114=\"No\",\"\",IF(O114=\"\",YcCi(P114,N114),YcTr(N114,O114,S114)))","v":{"$error":"#VALUE!"}},{"$f":"IF(K114=\"No\",\"\",IF(O114=\"\",Teta1(U114,P114),\"-\"))","v":{"$error":"#VALUE!"}},{"$error":"#VALUE!"},{"$error":"#VALUE!"},{"$f":"IF(K114=\"No\",\"\",IF(O114=\"\",Ynci(P114,N114,R114,T114),YnTr(1,R114,O114,S114,T114,N114)))","v":{"$error":"#VALUE!"}},{"$f":"IF(K114=\"No\",\"\",IF(O114=\"\",Teta1(Y114,P114),\"-\"))","v":{"$error":"#VALUE!"}},{"$f":"IF(K114=\"No\",\"\",IF(O114=\"\",AreaCi(P114,Y114),AreaTr(O114,S114,Y114)))","v":{"$error":"#VALUE!"}},{"$f":"IF(K114=\"No\",\"\",IF(O114=\"\",FrCi(AC114,9.806,Z114,P114),FrTr(AC114,9.806,O114,S114,Y114)))","v":{"$error":"#VALUE!"}},{"$error":"#VALUE!"},null,null,null,null,null,null,null,null,null,null,null,null,null,null,null,0,0,"","","",{"$f":"IF(AD114=\"\",\"\",IF(AE114=1,YcCi(AK114,J114),YcTr(J114,AJ114,AN114)))","v":""},{"$f":"IF(AD114=\"\",\"\",IF(AE114=1,Teta1(AX114,AK114),\"-\"))","v":""},{"$f":"IF(AD114=\"\",\"\",IF(AE114=1,AreaCi(AK114,AX114),AreaTr(AJ114,AN114,AX114)))","v":""},"",{"$f":"IF(AD114=\"\",\"\",IF(AE114=1,Ynci(AK114,J114,AM114,AO114),YnTr(1,AM114,AJ114,AN114,AO114,J114)))","v":""},{"$f":"IF(AD114=\"\",\"\",IF(AE114=1,Teta1(BB114,AK114),\"-\"))","v":""},{"$f":"IF(AD114=\"\",\"\",IF(AE114=1,AreaCi(AK114,BB114),AreaTr(AJ114,AN114,BB114)))","v":""},{"$f":"IF(AD114=\"\",\"\",IF(AE114=1,FrCi(BF114,9.806,BC114,AK114),FrTr(BF114,9.806,AJ114,AN114,BB114)))","v":""},"",{"$f":"IF(AD114=\"\",\"\",IF(AE114=1,LOOKUP(AI114,'Vmáx(material) - Tab.4.3'!$L$2:$L$11,'Vmáx(material) - Tab.4.3'!$M$2:$M$11),LOOKUP(AI114,'Vmáx(material) - Tab.4.3'!$L$15,'Vmáx(material) - Tab.4.3'!$M$15)))","v":""},{"$f":"IF(AD114=\"\",\"\",VLOOKUP($AH114,'Vmáx(material) - Tab.4.3'!$R$35:$X$41,2))","v":""},{"$f":"IF(AD114=\"\",\"\",VLOOKUP($AH114,'Vmáx(material) - Tab.4.3'!$R$35:$X$41,3))","v":""},{"$f":"IF(AD114=\"\",\"\",VLOOKUP($AH114,'Vmáx(material) - Tab.4.3'!$R$35:$X$41,4))","v":""},{"$f":"IF(AD114=\"\",\"\",VLOOKUP($AH114,'Vmáx(material) - Tab.4.3'!$R$35:$X$41,5))","v":""},{"$f":"IF(AD114=\"\",\"\",VLOOKUP($AH114,'Vmáx(material) - Tab.4.3'!$R$35:$X$41,6))","v":""},{"$f":"IF(AD114=\"\",\"\",IF(AD114=\"\",\"\",VLOOKUP($AH114,'Vmáx(material) - Tab.4.3'!$R$35:$X$41,7)))","v":""},{"$f":"IF(AD114=\"\",\"\",IF(AE114=1,FCi(J114,AK114),FTr(J114,AJ114,AK114)))","v":""},"",{"$f":"IF(AD114=\"\",\"\",Hw(BH114,BI114,BJ114,BK114,BL114,BM114,Z,BN114,AO114,AK114))","v":""},"","","","",{"$f":"IF(AD114=\"\",\"\",ho(BT114,AK114,AX114))","v":""},{"$f":"IF(AD114=\"\",\"\",IF(AE114=1,PeriCi(AK114,BB114),PeriTr(AJ114,AN114,BB114)))","v":""},{"$f":"IF(AD114=\"\",\"\",IF(AE114=1,AreaCi(AK114,BB114),AreaTr(AJ114,AN114,BB114)))","v":""},{"$f":"IF(AD114=\"\",\"\",RhCi(BW114,BV114))","v":""},"",{"$f":"IF(AD114=\"\",\"\",hf(AL114,J114,AM114,BW114,BX114))","v":""},{"$f":"IF(AD114=\"\",\"\",LOOKUP(AP114,Tab.4.5!$J$6:$J$27,Tab.4.5!$L$6:$L$27))","v":""},{"$f":"IF(AD114=\"\",\"\",He(CA114,BY114))","v":""},{"$f":"IF(AD114=\"\",\"\",Hs(BY114))","v":""},{"$f":"IF(AD114=\"\",\"\",Hm(BU114,BZ114,CB114,CC114,AL114,AO114))","v":""},"","","","","","",null,null,null,null,null,null,null,null,null,null,null,null,null,null,null,0,0,0,0,0,{"$f":"IF(CK114=\"\",\"\",IF(CL114=1,YcCi(CR114,J114),YcTr(J114,CQ114,CU114)))","v":""},{"$f":"IF(CK114=\"\",\"\",IF(CL114=1,Teta1(DE114,CR114),\"-\"))","v":""},"","",{"$f":"IF(CK114=\"\",\"\",IF(CL114=1,Ynci(CR114,J114,CT114,CV114),YnTr(1,CT114,CQ114,CU114,CV114,J114)))","v":""},{"$f":"IF(CK114=\"\",\"\",IF(CL114=1,Teta1(DI114,CR114),\"-\"))","v":""},{"$f":"IF(CK114=\"\",\"\",IF(CL114=1,AreaCi(CR114,J114),AreaTr(CQ114,CU114,DI114)))","v":""},{"$f":"IF(CK114=\"\",\"\",IF(CL114=1,FrCi(DM114,9.806,DJ114,CR114),FrTr(DM114,9.806,CQ114,CU114,DI114)))","v":""},"",{"$f":"IF(CK114=\"\",\"\",IF(CL114=1,LOOKUP(CP114,'Vmáx(material) - Tab.4.3'!$L$2:$L$11,'Vmáx(material) - Tab.4.3'!$M$2:$M$11),LOOKUP(CP114,'Vmáx(material) - Tab.4.3'!$L$15,'Vmáx(material) - Tab.4.3'!$M$15)))","v":""},{"$f":"IF(CK114=\"\",\"\",VLOOKUP($CO114,'Vmáx(material) - Tab.4.3'!$R$35:$X$41,2))","v":""},{"$f":"IF(CK114=\"\",\"\",VLOOKUP($CO114,'Vmáx(material) - Tab.4.3'!$R$35:$X$41,3))","v":""},{"$f":"IF(CK114=\"\",\"\",VLOOKUP($CO114,'Vmáx(material) - Tab.4.3'!$R$35:$X$41,4))","v":""},{"$f":"IF(CK114=\"\",\"\",VLOOKUP($CO114,'Vmáx(material) - Tab.4.3'!$R$35:$X$41,5))","v":""},{"$f":"IF(CK114=\"\",\"\",VLOOKUP($CO114,'Vmáx(material) - Tab.4.3'!$R$35:$X$41,6))","v":""},{"$f":"IF(CK114=\"\",\"\",IF(CK114=\"\",\"\",VLOOKUP(CO114,'Vmáx(material) - Tab.4.3'!$R$35:$X$41,7)))","v":""},{"$f":"IF(CK114=\"\",\"\",IF(CL114=1,FCi(J114,CR114),FTr(J114,CQ114,CR114)))","v":""},"",{"$f":"IF(CK114=\"\",\"\",Hw(DO114,DP114,DQ114,DR114,DS114,DT114,Z,DU114,CV114,CR114))","v":""},"","","","","",{"$f":"IF(CK114=\"\",\"\",IF(CL114=1,PeriCi(CR114,DI114),PeriTr(CQ114,CU114,DI114)))","v":""},{"$f":"IF(CK114=\"\",\"\",IF(CL114=1,AreaCi(CR114,DI114),AreaTr(CQ114,CU114,DI114)))","v":""},{"$f":"IF(CK114=\"\",\"\",RhCi(DK114,EC114))","v":""},"",{"$f":"IF(CK114=\"\",\"\",hf(CS114,J114,CT114,DK114,EE114))","v":""},{"$f":"IF(CK114=\"\",\"\",LOOKUP(CW114,Tab.4.5!$J$6:$J$27,Tab.4.5!$L$6:$L$27))","v":""},{"$f":"IF(CK114=\"\",\"\",He(EH114,DM114))","v":""},{"$f":"IF(CK114=\"\",\"\",Hs(DM114))","v":""},{"$f":"IF(CK114=\"\",\"\",Hm(EB114,EG114,EI114,EJ114,CS114,CV114))","v":""},"","","","","","","K45+-45000 () ",{"$f":"IF(B114=\"Existe.\",IF(AE114=1,CONCATENATE(#REF!,AK114,\" m.\"),CONCATENATE(#REF!,AJ114,\" m x \",AK114,\" m.\")),IF(CL114=1,CONCATENATE(#REF!,CR114,\" m.\"),CONCATENATE(#REF!,CQ114,\" m x \",CR114,\" m.\")))","v":{"$error":"#REF!"}},"Concreto, L =  m, S = 0 %.","Cota clave eje= 0 msnm.",null,null,null,"","","","","",{"$f":"IF(EV114=\"\",\"\",VLOOKUP(EY114,'Estructura escalonada'!$D$3:$H$953,2))","v":""},"","","","","",""]
[null,null,null,null,null,null,null,null,null,null,null,0,null,0,null,null,null,null,null,null,{"$f":"IF(K115=\"No\",\"\",IF(O115=\"\",YcCi(P115,N115),YcTr(N115,O115,S115)))","v":{"$error":"#VALUE!"}},{"$f":"IF(K115=\"No\",\"\",IF(O115=\"\",Teta1(U115,P115),\"-\"))","v":{"$error":"#VALUE!"}},{"$error":"#VALUE!"},{"$error":"#VALUE!"},{"$f":"IF(K115=\"No\",\"\",IF(O115=\"\",Ynci(P115,N115,R115,T115),YnTr(1,R115,O115,S115,T115,N115)))","v":{"$error":"#VALUE!"}},{"$f":"IF(K115=\"No\",\"\",IF(O115=\"\",Teta1(Y115,P115),\"-\"))","v":{"$error":"#VALUE!"}},{"$f":"IF(K115=\"No\",\"\",IF(O115=\"\",AreaCi(P115,Y115),AreaTr(O115,S115,Y115)))","v":{"$error":"#VALUE!"}},{"$f":"IF(K115=\"No\",\"\",IF(O115=\"\",FrCi(AC115,9.806,Z115,P115),FrTr(AC115,9.806,O115,S115,Y115)))","v":{"$error":"#VALUE!"}},{"$error":"#VALUE!"},null,null,null,null,null,null,null,null,null,null,null,null,null,null,null,0,0,"","","",{"$f":"IF(AD115=\"\",\"\",IF(AE115=1,YcCi(AK115,J115),YcTr(J115,AJ115,AN115)))","v":""},{"$f":"IF(AD115=\"\",\"\",IF(AE115=1,Teta1(AX115,AK115),\"-\"))","v":""},{"$f":"IF(AD115=\"\",\"\",IF(AE115=1,AreaCi(AK115,AX115),AreaTr(AJ115,AN115,AX115)))","v":""},"",{"$f":"IF(AD115=\"\",\"\",IF(AE115=1,Ynci(AK115,J115,AM115,AO115),YnTr(1,AM115,AJ115,AN115,AO115,J115)))","v":""},{"$f":"IF(AD115=\"\",\"\",IF(AE115=1,Teta1(BB115,AK115),\"-\"))","v":""},{"$f":"IF(AD115=\"\",\"\",IF(AE115=1,AreaCi(AK115,BB115),AreaTr(AJ115,AN115,BB115)))","v":""},{"$f":"IF(AD115=\"\",\"\",IF(AE115=1,FrCi(BF115,9.806,BC115,AK115),FrTr(BF115,9.806,AJ115,AN115,BB115)))","v":""},"",{"$f":"IF(AD115=\"\",\"\",IF(AE115=1,LOOKUP(AI115,'Vmáx(material) - Tab.4.3'!$L$2:$L$11,'Vmáx(material) - Tab.4.3'!$M$2:$M$11),LOOKUP(AI115,'Vmáx(material) - Tab.4.3'!$L$15,'Vmáx(material) - Tab.4.3'!$M$15)))","v":""},{"$f":"IF(AD115=\"\",\"\",VLOOKUP($AH115,'Vmáx(material) - Tab.4.3'!$R$35:$X$41,2))","v":""},{"$f":"IF(AD115=\"\",\"\",VLOOKUP($AH115,'Vmáx(material) - Tab.4.3'!$R$35:$X$41,3))","v":""},{"$f":"IF(AD115=\"\",\"\",VLOOKUP($AH115,'Vmáx(material) - Tab.4.3'!$R$35:$X$41,4))","v":""},{"$f":"IF(AD115=\"\",\"\",VLOOKUP($AH115,'Vmáx(material) - Tab.4.3'!$R$35:$X$41,5))","v":""},{"$f":"IF(AD115=\"\",\"\",VLOOKUP($AH115,'Vmáx(material) - Tab.4.3'!$R$35:$X$41,6))","v":""},{"$f":"IF(AD115=\"\",\"\",IF(AD115=\"\",\"\",VLOOKUP($AH115,'Vmáx(material) - Tab.4.3'!$R$35:$X$41,7)))","v":""},{"$f":"IF(AD115=\"\",\"\",IF(AE115=1,FCi(J115,AK115),FTr(J115,AJ115,AK115)))","v":""},"",{"$f":"IF(AD115=\"\",\"\",Hw(BH115,BI115,BJ115,BK115,BL115,BM115,Z,BN115,AO115,AK115))","v":""},"","","","",{"$f":"IF(AD115=\"\",\"\",ho(BT115,AK115,AX115))","v":""},{"$f":"IF(AD115=\"\",\"\",IF(AE115=1,PeriCi(AK115,BB115),PeriTr(AJ115,AN115,BB115)))","v":""},{"$f":"IF(AD115=\"\",\"\",IF(AE115=1,AreaCi(AK115,BB115),AreaTr(AJ115,AN115,BB115)))","v":""},{"$f":"IF(AD115=\"\",\"\",RhCi(BW115,BV115))","v":""},"",{"$f":"IF(AD115=\"\",\"\",hf(AL115,J115,AM115,BW115,BX115))","v":""},{"$f":"IF(AD115=\"\",\"\",LOOKUP(AP115,Tab.4.5!$J$6:$J$27,Tab.4.5!$L$6:$L$27))","v":""},{"$f":"IF(AD115=\"\",\"\",He(CA115,BY115))","v":""},{"$f":"IF(AD115=\"\",\"\",Hs(BY115))","v":""},{"$f":"IF(AD115=\"\",\"\",Hm(BU115,BZ115,CB115,CC115,AL115,AO115))","v":""},"","","","","","",null,null,null,null,null,null,null,null,null,null,null,null,null,null,null,0,0,0,0,0,{"$f":"IF(CK115=\"\",\"\",IF(CL115=1,YcCi(CR115,J115),YcTr(J115,CQ115,CU115)))","v":""},{"$f":"IF(CK115=\"\",\"\",IF(CL115=1,Teta1(DE115,CR115),\"-\"))","v":""},"","",{"$f":"IF(CK115=\"\",\"\",IF(CL115=1,Ynci(CR115,J115,CT115,CV115),YnTr(1,CT115,CQ115,CU115,CV115,J115)))","v":""},{"$f":"IF(CK115=\"\",\"\",IF(CL115=1,Teta1(DI115,CR115),\"-\"))","v":""},{"$f":"IF(CK115=\"\",\"\",IF(CL115=1,AreaCi(CR115,J115),AreaTr(CQ115,CU115,DI115)))","v":""},{"$f":"IF(CK115=\"\",\"\",IF(CL115=1,FrCi(DM115,9.806,DJ115,CR115),FrTr(DM115,9.806,CQ115,CU115,DI115)))","v":""},"",{"$f":"IF(CK115=\"\",\"\",IF(CL115=1,LOOKUP(CP115,'Vmáx(material) - Tab.4.3'!$L$2:$L$11,'Vmáx(material) - Tab.4.3'!$M$2:$M$11),LOOKUP(CP115,'Vmáx(material) - Tab.4.3'!$L$15,'Vmáx(material) - Tab.4.3'!$M$15)))","v":""},{"$f":"IF(CK115=\"\",\"\",VLOOKUP($CO115,'Vmáx(material) - Tab.4.3'!$R$35:$X$41,2))","v":""},{"$f":"IF(CK115=\"\",\"\",VLOOKUP($CO115,'Vmáx(material) - Tab.4.3'!$R$35:$X$41,3))","v":""},{"$f":"IF(CK115=\"\",\"\",VLOOKUP($CO115,'Vmáx(material) - Tab.4.3'!$R$35:$X$41,4))","v":""},{"$f":"IF(CK115=\"\",\"\",VLOOKUP($CO115,'Vmáx(material) - Tab.4.3'!$R$35:$X$41,5))","v":""},{"$f":"IF(CK115=\"\",\"\",VLOOKUP($CO115,'Vmáx(material) - Tab.4.3'!$R$35:$X$41,6))","v":""},{"$f":"IF(CK115=\"\",\"\",IF(CK115=\"\",\"\",VLOOKUP(CO115,'Vmáx(material) - Tab.4.3'!$R$35:$X$41,7)))","v":""},{"$f":"IF(CK115=\"\",\"\",IF(CL115=1,FCi(J115,CR115),FTr(J115,CQ115,CR115)))","v":""},"",{"$f":"IF(CK115=\"\",\"\",Hw(DO115,DP115,DQ115,DR115,DS115,DT115,Z,DU115,CV115,CR115))","v":""},"","","","","",{"$f":"IF(CK115=\"\",\"\",IF(CL115=1,PeriCi(CR115,DI115),PeriTr(CQ115,CU115,DI115)))","v":""},{"$f":"IF(CK115=\"\",\"\",IF(CL115=1,AreaCi(CR115,DI115),AreaTr(CQ115,CU115,DI115)))","v":""},{"$f":"IF(CK115=\"\",\"\",RhCi(DK115,EC115))","v":""},"",{"$f":"IF(CK115=\"\",\"\",hf(CS115,J115,CT115,DK115,EE115))","v":""},{"$f":"IF(CK115=\"\",\"\",LOOKUP(CW115,Tab.4.5!$J$6:$J$27,Tab.4.5!$L$6:$L$27))","v":""},{"$f":"IF(CK115=\"\",\"\",He(EH115,DM115))","v":""},{"$f":"IF(CK115=\"\",\"\",Hs(DM115))","v":""},{"$f":"IF(CK115=\"\",\"\",Hm(EB115,EG115,EI115,EJ115,CS115,CV115))","v":""},"","","","","","","K45+-45000 () ",{"$f":"IF(B115=\"Existe.\",IF(AE115=1,CONCATENATE(#REF!,AK115,\" m.\"),CONCATENATE(#REF!,AJ115,\" m x \",AK115,\" m.\")),IF(CL115=1,CONCATENATE(#REF!,CR115,\" m.\"),CONCATENATE(#REF!,CQ115,\" m x \",CR115,\" m.\")))","v":{"$error":"#REF!"}},"Concreto, L =  m, S = 0 %.","Cota clave eje= 0 msnm.",null,null,null,"","","","","",{"$f":"IF(EV115=\"\",\"\",VLOOKUP(EY115,'Estructura escalonada'!$D$3:$H$953,2))","v":""},"","","","","",""]
[null,null,null,null,null,null,null,null,null,null,null,0,null,0,null,null,null,null,null,null,{"$f":"IF(K116=\"No\",\"\",IF(O116=\"\",YcCi(P116,N116),YcTr(N116,O116,S116)))","v":{"$error":"#VALUE!"}},{"$f":"IF(K116=\"No\",\"\",IF(O116=\"\",Teta1(U116,P116),\"-\"))","v":{"$error":"#VALUE!"}},{"$error":"#VALUE!"},{"$error":"#VALUE!"},{"$f":"IF(K116=\"No\",\"\",IF(O116=\"\",Ynci(P116,N116,R116,T116),YnTr(1,R116,O116,S116,T116,N116)))","v":{"$error":"#VALUE!"}},{"$f":"IF(K116=\"No\",\"\",IF(O116=\"\",Teta1(Y116,P116),\"-\"))","v":{"$error":"#VALUE!"}},{"$f":"IF(K116=\"No\",\"\",IF(O116=\"\",AreaCi(P116,Y116),AreaTr(O116,S116,Y116)))","v":{"$error":"#VALUE!"}},{"$f":"IF(K116=\"No\",\"\",IF(O116=\"\",FrCi(AC116,9.806,Z116,P116),FrTr(AC116,9.806,O116,S116,Y116)))","v":{"$error":"#VALUE!"}},{"$error":"#VALUE!"},null,null,null,null,null,null,null,null,null,null,null,null,null,null,null,0,0,"","","",{"$f":"IF(AD116=\"\",\"\",IF(AE116=1,YcCi(AK116,J116),YcTr(J116,AJ116,AN116)))","v":""},{"$f":"IF(AD116=\"\",\"\",IF(AE116=1,Teta1(AX116,AK116),\"-\"))","v":""},{"$f":"IF(AD116=\"\",\"\",IF(AE116=1,AreaCi(AK116,AX116),AreaTr(AJ116,AN116,AX116)))","v":""},"",{"$f":"IF(AD116=\"\",\"\",IF(AE116=1,Ynci(AK116,J116,AM116,AO116),YnTr(1,AM116,AJ116,AN116,AO116,J116)))","v":""},{"$f":"IF(AD116=\"\",\"\",IF(AE116=1,Teta1(BB116,AK116),\"-\"))","v":""},{"$f":"IF(AD116=\"\",\"\",IF(AE116=1,AreaCi(AK116,BB116),AreaTr(AJ116,AN116,BB116)))","v":""},{"$f":"IF(AD116=\"\",\"\",IF(AE116=1,FrCi(BF116,9.806,BC116,AK116),FrTr(BF116,9.806,AJ116,AN116,BB116)))","v":""},"",{"$f":"IF(AD116=\"\",\"\",IF(AE116=1,LOOKUP(AI116,'Vmáx(material) - Tab.4.3'!$L$2:$L$11,'Vmáx(material) - Tab.4.3'!$M$2:$M$11),LOOKUP(AI116,'Vmáx(material) - Tab.4.3'!$L$15,'Vmáx(material) - Tab.4.3'!$M$15)))","v":""},{"$f":"IF(AD116=\"\",\"\",VLOOKUP($AH116,'Vmáx(material) - Tab.4.3'!$R$35:$X$41,2))","v":""},{"$f":"IF(AD116=\"\",\"\",VLOOKUP($AH116,'Vmáx(material) - Tab.4.3'!$R$35:$X$41,3))","v":""},{"$f":"IF(AD116=\"\",\"\",VLOOKUP($AH116,'Vmáx(material) - Tab.4.3'!$R$35:$X$41,4))","v":""},{"$f":"IF(AD116=\"\",\"\",VLOOKUP($AH116,'Vmáx(material) - Tab.4.3'!$R$35:$X$41,5))","v":""},{"$f":"IF(AD116=\"\",\"\",VLOOKUP($AH116,'Vmáx(material) - Tab.4.3'!$R$35:$X$41,6))","v":""},{"$f":"IF(AD116=\"\",\"\",IF(AD116=\"\",\"\",VLOOKUP($AH116,'Vmáx(material) - Tab.4.3'!$R$35:$X$41,7)))","v":""},{"$f":"IF(AD116=\"\",\"\",IF(AE116=1,FCi(J116,AK116),FTr(J116,AJ116,AK116)))","v":""},"",{"$f":"IF(AD116=\"\",\"\",Hw(BH116,BI116,BJ116,BK116,BL116,BM116,Z,BN116,AO116,AK116))","v":""},"","","","",{"$f":"IF(AD116=\"\",\"\",ho(BT116,AK116,AX116))","v":""},{"$f":"IF(AD116=\"\",\"\",IF(AE116=1,PeriCi(AK116,BB116),PeriTr(AJ116,AN116,BB116)))","v":""},{"$f":"IF(AD116=\"\",\"\",IF(AE116=1,AreaCi(AK116,BB116),AreaTr(AJ116,AN116,BB116)))","v":""},{"$f":"IF(AD116=\"\",\"\",RhCi(BW116,BV116))","v":""},"",{"$f":"IF(AD116=\"\",\"\",hf(AL116,J116,AM116,BW116,BX116))","v":""},{"$f":"IF(AD116=\"\",\"\",LOOKUP(AP116,Tab.4.5!$J$6:$J$27,Tab.4.5!$L$6:$L$27))","v":""},{"$f":"IF(AD116=\"\",\"\",He(CA116,BY116))","v":""},{"$f":"IF(AD116=\"\",\"\",Hs(BY116))","v":""},{"$f":"IF(AD116=\"\",\"\",Hm(BU116,BZ116,CB116,CC116,AL116,AO116))","v":""},"","","","","","",null,null,null,null,null,null,null,null,null,null,null,null,null,null,null,0,0,0,0,0,{"$f":"IF(CK116=\"\",\"\",IF(CL116=1,YcCi(CR116,J116),YcTr(J116,CQ116,CU116)))","v":""},{"$f":"IF(CK116=\"\",\"\",IF(CL116=1,Teta1(DE116,CR116),\"-\"))","v":""},"","",{"$f":"IF(CK116=\"\",\"\",IF(CL116=1,Ynci(CR116,J116,CT116,CV116),YnTr(1,CT116,CQ116,CU116,CV116,J116)))","v":""},{"$f":"IF(CK116=\"\",\"\",IF(CL116=1,Teta1(DI116,CR116),\"-\"))","v":""},{"$f":"IF(CK116=\"\",\"\",IF(CL116=1,AreaCi(CR116,J116),AreaTr(CQ116,CU116,DI116)))","v":""},{"$f":"IF(CK116=\"\",\"\",IF(CL116=1,FrCi(DM116,9.806,DJ116,CR116),FrTr(DM116,9.806,CQ116,CU116,DI116)))","v":""},"",{"$f":"IF(CK116=\"\",\"\",IF(CL116=1,LOOKUP(CP116,'Vmáx(material) - Tab.4.3'!$L$2:$L$11,'Vmáx(material) - Tab.4.3'!$M$2:$M$11),LOOKUP(CP116,'Vmáx(material) - Tab.4.3'!$L$15,'Vmáx(material) - Tab.4.3'!$M$15)))","v":""},{"$f":"IF(CK116=\"\",\"\",VLOOKUP($CO116,'Vmáx(material) - Tab.4.3'!$R$35:$X$41,2))","v":""},{"$f":"IF(CK116=\"\",\"\",VLOOKUP($CO116,'Vmáx(material) - Tab.4.3'!$R$35:$X$41,3))","v":""},{"$f":"IF(CK116=\"\",\"\",VLOOKUP($CO116,'Vmáx(material) - Tab.4.3'!$R$35:$X$41,4))","v":""},{"$f":"IF(CK116=\"\",\"\",VLOOKUP($CO116,'Vmáx(material) - Tab.4.3'!$R$35:$X$41,5))","v":""},{"$f":"IF(CK116=\"\",\"\",VLOOKUP($CO116,'Vmáx(material) - Tab.4.3'!$R$35:$X$41,6))","v":""},{"$f":"IF(CK116=\"\",\"\",IF(CK116=\"\",\"\",VLOOKUP(CO116,'Vmáx(material) - Tab.4.3'!$R$35:$X$41,7)))","v":""},{"$f":"IF(CK116=\"\",\"\",IF(CL116=1,FCi(J116,CR116),FTr(J116,CQ116,CR116)))","v":""},"",{"$f":"IF(CK116=\"\",\"\",Hw(DO116,DP116,DQ116,DR116,DS116,DT116,Z,DU116,CV116,CR116))","v":""},"","","","","",{"$f":"IF(CK116=\"\",\"\",IF(CL116=1,PeriCi(CR116,DI116),PeriTr(CQ116,CU116,DI116)))","v":""},{"$f":"IF(CK116=\"\",\"\",IF(CL116=1,AreaCi(CR116,DI116),AreaTr(CQ116,CU116,DI116)))","v":""},{"$f":"IF(CK116=\"\",\"\",RhCi(DK116,EC116))","v":""},"",{"$f":"IF(CK116=\"\",\"\",hf(CS116,J116,CT116,DK116,EE116))","v":""},{"$f":"IF(CK116=\"\",\"\",LOOKUP(CW116,Tab.4.5!$J$6:$J$27,Tab.4.5!$L$6:$L$27))","v":""},{"$f":"IF(CK116=\"\",\"\",He(EH116,DM116))","v":""},{"$f":"IF(CK116=\"\",\"\",Hs(DM116))","v":""},{"$f":"IF(CK116=\"\",\"\",Hm(EB116,EG116,EI116,EJ116,CS116,CV116))","v":""},"","","","","","","K45+-45000 () ",{"$f":"IF(B116=\"Existe.\",IF(AE116=1,CONCATENATE(#REF!,AK116,\" m.\"),CONCATENATE(#REF!,AJ116,\" m x \",AK116,\" m.\")),IF(CL116=1,CONCATENATE(#REF!,CR116,\" m.\"),CONCATENATE(#REF!,CQ116,\" m x \",CR116,\" m.\")))","v":{"$error":"#REF!"}},"Concreto, L =  m, S = 0 %.","Cota clave eje= 0 msnm.",null,null,null,"","","","","",{"$f":"IF(EV116=\"\",\"\",VLOOKUP(EY116,'Estructura escalonada'!$D$3:$H$953,2))","v":""},"","","","","",""]
[null,null,null,null,null,null,null,null,null,null,null,0,null,0,null,null,null,null,null,null,{"$f":"IF(K117=\"No\",\"\",IF(O117=\"\",YcCi(P117,N117),YcTr(N117,O117,S117)))","v":{"$error":"#VALUE!"}},{"$f":"IF(K117=\"No\",\"\",IF(O117=\"\",Teta1(U117,P117),\"-\"))","v":{"$error":"#VALUE!"}},{"$error":"#VALUE!"},{"$error":"#VALUE!"},{"$f":"IF(K117=\"No\",\"\",IF(O117=\"\",Ynci(P117,N117,R117,T117),YnTr(1,R117,O117,S117,T117,N117)))","v":{"$error":"#VALUE!"}},{"$f":"IF(K117=\"No\",\"\",IF(O117=\"\",Teta1(Y117,P117),\"-\"))","v":{"$error":"#VALUE!"}},{"$f":"IF(K117=\"No\",\"\",IF(O117=\"\",AreaCi(P117,Y117),AreaTr(O117,S117,Y117)))","v":{"$error":"#VALUE!"}},{"$f":"IF(K117=\"No\",\"\",IF(O117=\"\",FrCi(AC117,9.806,Z117,P117),FrTr(AC117,9.806,O117,S117,Y117)))","v":{"$error":"#VALUE!"}},{"$error":"#VALUE!"},null,null,null,null,null,null,null,null,null,null,null,null,null,null,null,0,0,"","","",{"$f":"IF(AD117=\"\",\"\",IF(AE117=1,YcCi(AK117,J117),YcTr(J117,AJ117,AN117)))","v":""},{"$f":"IF(AD117=\"\",\"\",IF(AE117=1,Teta1(AX117,AK117),\"-\"))","v":""},{"$f":"IF(AD117=\"\",\"\",IF(AE117=1,AreaCi(AK117,AX117),AreaTr(AJ117,AN117,AX117)))","v":""},"",{"$f":"IF(AD117=\"\",\"\",IF(AE117=1,Ynci(AK117,J117,AM117,AO117),YnTr(1,AM117,AJ117,AN117,AO117,J117)))","v":""},{"$f":"IF(AD117=\"\",\"\",IF(AE117=1,Teta1(BB117,AK117),\"-\"))","v":""},{"$f":"IF(AD117=\"\",\"\",IF(AE117=1,AreaCi(AK117,BB117),AreaTr(AJ117,AN117,BB117)))","v":""},{"$f":"IF(AD117=\"\",\"\",IF(AE117=1,FrCi(BF117,9.806,BC117,AK117),FrTr(BF117,9.806,AJ117,AN117,BB117)))","v":""},"",{"$f":"IF(AD117=\"\",\"\",IF(AE117=1,LOOKUP(AI117,'Vmáx(material) - Tab.4.3'!$L$2:$L$11,'Vmáx(material) - Tab.4.3'!$M$2:$M$11),LOOKUP(AI117,'Vmáx(material) - Tab.4.3'!$L$15,'Vmáx(material) - Tab.4.3'!$M$15)))","v":""},{"$f":"IF(AD117=\"\",\"\",VLOOKUP($AH117,'Vmáx(material) - Tab.4.3'!$R$35:$X$41,2))","v":""},{"$f":"IF(AD117=\"\",\"\",VLOOKUP($AH117,'Vmáx(material) - Tab.4.3'!$R$35:$X$41,3))","v":""},{"$f":"IF(AD117=\"\",\"\",VLOOKUP($AH117,'Vmáx(material) - Tab.4.3'!$R$35:$X$41,4))","v":""},{"$f":"IF(AD117=\"\",\"\",VLOOKUP($AH117,'Vmáx(material) - Tab.4.3'!$R$35:$X$41,5))","v":""},{"$f":"IF(AD117=\"\",\"\",VLOOKUP($AH117,'Vmáx(material) - Tab.4.3'!$R$35:$X$41,6))","v":""},{"$f":"IF(AD117=\"\",\"\",IF(AD117=\"\",\"\",VLOOKUP($AH117,'Vmáx(material) - Tab.4.3'!$R$35:$X$41,7)))","v":""},{"$f":"IF(AD117=\"\",\"\",IF(AE117=1,FCi(J117,AK117),FTr(J117,AJ117,AK117)))","v":""},"",{"$f":"IF(AD117=\"\",\"\",Hw(BH117,BI117,BJ117,BK117,BL117,BM117,Z,BN117,AO117,AK117))","v":""},"","","","",{"$f":"IF(AD117=\"\",\"\",ho(BT117,AK117,AX117))","v":""},{"$f":"IF(AD117=\"\",\"\",IF(AE117=1,PeriCi(AK117,BB117),PeriTr(AJ117,AN117,BB117)))","v":""},{"$f":"IF(AD117=\"\",\"\",IF(AE117=1,AreaCi(AK117,BB117),AreaTr(AJ117,AN117,BB117)))","v":""},{"$f":"IF(AD117=\"\",\"\",RhCi(BW117,BV117))","v":""},"",{"$f":"IF(AD117=\"\",\"\",hf(AL117,J117,AM117,BW117,BX117))","v":""},{"$f":"IF(AD117=\"\",\"\",LOOKUP(AP117,Tab.4.5!$J$6:$J$27,Tab.4.5!$L$6:$L$27))","v":""},{"$f":"IF(AD117=\"\",\"\",He(CA117,BY117))","v":""},{"$f":"IF(AD117=\"\",\"\",Hs(BY117))","v":""},{"$f":"IF(AD117=\"\",\"\",Hm(BU117,BZ117,CB117,CC117,AL117,AO117))","v":""},"","","","","","",null,null,null,null,null,null,null,null,null,null,null,null,null,null,null,0,0,0,0,0,{"$f":"IF(CK117=\"\",\"\",IF(CL117=1,YcCi(CR117,J117),YcTr(J117,CQ117,CU117)))","v":""},{"$f":"IF(CK117=\"\",\"\",IF(CL117=1,Teta1(DE117,CR117),\"-\"))","v":""},"","",{"$f":"IF(CK117=\"\",\"\",IF(CL117=1,Ynci(CR117,J117,CT117,CV117),YnTr(1,CT117,CQ117,CU117,CV117,J117)))","v":""},{"$f":"IF(CK117=\"\",\"\",IF(CL117=1,Teta1(DI117,CR117),\"-\"))","v":""},{"$f":"IF(CK117=\"\",\"\",IF(CL117=1,AreaCi(CR117,J117),AreaTr(CQ117,CU117,DI117)))","v":""},{"$f":"IF(CK117=\"\",\"\",IF(CL117=1,FrCi(DM117,9.806,DJ117,CR117),FrTr(DM117,9.806,CQ117,CU117,DI117)))","v":""},"",{"$f":"IF(CK117=\"\",\"\",IF(CL117=1,LOOKUP(CP117,'Vmáx(material) - Tab.4.3'!$L$2:$L$11,'Vmáx(material) - Tab.4.3'!$M$2:$M$11),LOOKUP(CP117,'Vmáx(material) - Tab.4.3'!$L$15,'Vmáx(material) - Tab.4.3'!$M$15)))","v":""},{"$f":"IF(CK117=\"\",\"\",VLOOKUP($CO117,'Vmáx(material) - Tab.4.3'!$R$35:$X$41,2))","v":""},{"$f":"IF(CK117=\"\",\"\",VLOOKUP($CO117,'Vmáx(material) - Tab.4.3'!$R$35:$X$41,3))","v":""},{"$f":"IF(CK117=\"\",\"\",VLOOKUP($CO117,'Vmáx(material) - Tab.4.3'!$R$35:$X$41,4))","v":""},{"$f":"IF(CK117=\"\",\"\",VLOOKUP($CO117,'Vmáx(material) - Tab.4.3'!$R$35:$X$41,5))","v":""},{"$f":"IF(CK117=\"\",\"\",VLOOKUP($CO117,'Vmáx(material) - Tab.4.3'!$R$35:$X$41,6))","v":""},{"$f":"IF(CK117=\"\",\"\",IF(CK117=\"\",\"\",VLOOKUP(CO117,'Vmáx(material) - Tab.4.3'!$R$35:$X$41,7)))","v":""},{"$f":"IF(CK117=\"\",\"\",IF(CL117=1,FCi(J117,CR117),FTr(J117,CQ117,CR117)))","v":""},"",{"$f":"IF(CK117=\"\",\"\",Hw(DO117,DP117,DQ117,DR117,DS117,DT117,Z,DU117,CV117,CR117))","v":""},"","","","","",{"$f":"IF(CK117=\"\",\"\",IF(CL117=1,PeriCi(CR117,DI117),PeriTr(CQ117,CU117,DI117)))","v":""},{"$f":"IF(CK117=\"\",\"\",IF(CL117=1,AreaCi(CR117,DI117),AreaTr(CQ117,CU117,DI117)))","v":""},{"$f":"IF(CK117=\"\",\"\",RhCi(DK117,EC117))","v":""},"",{"$f":"IF(CK117=\"\",\"\",hf(CS117,J117,CT117,DK117,EE117))","v":""},{"$f":"IF(CK117=\"\",\"\",LOOKUP(CW117,Tab.4.5!$J$6:$J$27,Tab.4.5!$L$6:$L$27))","v":""},{"$f":"IF(CK117=\"\",\"\",He(EH117,DM117))","v":""},{"$f":"IF(CK117=\"\",\"\",Hs(DM117))","v":""},{"$f":"IF(CK117=\"\",\"\",Hm(EB117,EG117,EI117,EJ117,CS117,CV117))","v":""},"","","","","","","K45+-45000 () ",{"$f":"IF(B117=\"Existe.\",IF(AE117=1,CONCATENATE(#REF!,AK117,\" m.\"),CONCATENATE(#REF!,AJ117,\" m x \",AK117,\" m.\")),IF(CL117=1,CONCATENATE(#REF!,CR117,\" m.\"),CONCATENATE(#REF!,CQ117,\" m x \",CR117,\" m.\")))","v":{"$error":"#REF!"}},"Concreto, L =  m, S = 0 %.","Cota clave eje= 0 msnm.",null,null,null,"","","","","",{"$f":"IF(EV117=\"\",\"\",VLOOKUP(EY117,'Estructura escalonada'!$D$3:$H$953,2))","v":""},"","","","","",""]
[null,null,null,null,null,null,null,null,null,null,null,0,null,0,null,null,null,null,null,null,{"$f":"IF(K118=\"No\",\"\",IF(O118=\"\",YcCi(P118,N118),YcTr(N118,O118,S118)))","v":{"$error":"#VALUE!"}},{"$f":"IF(K118=\"No\",\"\",IF(O118=\"\",Teta1(U118,P118),\"-\"))","v":{"$error":"#VALUE!"}},{"$error":"#VALUE!"},{"$error":"#VALUE!"},{"$f":"IF(K118=\"No\",\"\",IF(O118=\"\",Ynci(P118,N118,R118,T118),YnTr(1,R118,O118,S118,T118,N118)))","v":{"$error":"#VALUE!"}},{"$f":"IF(K118=\"No\",\"\",IF(O118=\"\",Teta1(Y118,P118),\"-\"))","v":{"$error":"#VALUE!"}},{"$f":"IF(K118=\"No\",\"\",IF(O118=\"\",AreaCi(P118,Y118),AreaTr(O118,S118,Y118)))","v":{"$error":"#VALUE!"}},{"$f":"IF(K118=\"No\",\"\",IF(O118=\"\",FrCi(AC118,9.806,Z118,P118),FrTr(AC118,9.806,O118,S118,Y118)))","v":{"$error":"#VALUE!"}},{"$error":"#VALUE!"},null,null,null,null,null,null,null,null,null,null,null,null,null,null,null,0,0,"","","",{"$f":"IF(AD118=\"\",\"\",IF(AE118=1,YcCi(AK118,J118),YcTr(J118,AJ118,AN118)))","v":""},{"$f":"IF(AD118=\"\",\"\",IF(AE118=1,Teta1(AX118,AK118),\"-\"))","v":""},{"$f":"IF(AD118=\"\",\"\",IF(AE118=1,AreaCi(AK118,AX118),AreaTr(AJ118,AN118,AX118)))","v":""},"",{"$f":"IF(AD118=\"\",\"\",IF(AE118=1,Ynci(AK118,J118,AM118,AO118),YnTr(1,AM118,AJ118,AN118,AO118,J118)))","v":""},{"$f":"IF(AD118=\"\",\"\",IF(AE118=1,Teta1(BB118,AK118),\"-\"))","v":""},{"$f":"IF(AD118=\"\",\"\",IF(AE118=1,AreaCi(AK118,BB118),AreaTr(AJ118,AN118,BB118)))","v":""},{"$f":"IF(AD118=\"\",\"\",IF(AE118=1,FrCi(BF118,9.806,BC118,AK118),FrTr(BF118,9.806,AJ118,AN118,BB118)))","v":""},"",{"$f":"IF(AD118=\"\",\"\",IF(AE118=1,LOOKUP(AI118,'Vmáx(material) - Tab.4.3'!$L$2:$L$11,'Vmáx(material) - Tab.4.3'!$M$2:$M$11),LOOKUP(AI118,'Vmáx(material) - Tab.4.3'!$L$15,'Vmáx(material) - Tab.4.3'!$M$15)))","v":""},{"$f":"IF(AD118=\"\",\"\",VLOOKUP($AH118,'Vmáx(material) - Tab.4.3'!$R$35:$X$41,2))","v":""},{"$f":"IF(AD118=\"\",\"\",VLOOKUP($AH118,'Vmáx(material) - Tab.4.3'!$R$35:$X$41,3))","v":""},{"$f":"IF(AD118=\"\",\"\",VLOOKUP($AH118,'Vmáx(material) - Tab.4.3'!$R$35:$X$41,4))","v":""},{"$f":"IF(AD118=\"\",\"\",VLOOKUP($AH118,'Vmáx(material) - Tab.4.3'!$R$35:$X$41,5))","v":""},{"$f":"IF(AD118=\"\",\"\",VLOOKUP($AH118,'Vmáx(material) - Tab.4.3'!$R$35:$X$41,6))","v":""},{"$f":"IF(AD118=\"\",\"\",IF(AD118=\"\",\"\",VLOOKUP($AH118,'Vmáx(material) - Tab.4.3'!$R$35:$X$41,7)))","v":""},{"$f":"IF(AD118=\"\",\"\",IF(AE118=1,FCi(J118,AK118),FTr(J118,AJ118,AK118)))","v":""},"",{"$f":"IF(AD118=\"\",\"\",Hw(BH118,BI118,BJ118,BK118,BL118,BM118,Z,BN118,AO118,AK118))","v":""},"","","","",{"$f":"IF(AD118=\"\",\"\",ho(BT118,AK118,AX118))","v":""},{"$f":"IF(AD118=\"\",\"\",IF(AE118=1,PeriCi(AK118,BB118),PeriTr(AJ118,AN118,BB118)))","v":""},{"$f":"IF(AD118=\"\",\"\",IF(AE118=1,AreaCi(AK118,BB118),AreaTr(AJ118,AN118,BB118)))","v":""},{"$f":"IF(AD118=\"\",\"\",RhCi(BW118,BV118))","v":""},"",{"$f":"IF(AD118=\"\",\"\",hf(AL118,J118,AM118,BW118,BX118))","v":""},{"$f":"IF(AD118=\"\",\"\",LOOKUP(AP118,Tab.4.5!$J$6:$J$27,Tab.4.5!$L$6:$L$27))","v":""},{"$f":"IF(AD118=\"\",\"\",He(CA118,BY118))","v":""},{"$f":"IF(AD118=\"\",\"\",Hs(BY118))","v":""},{"$f":"IF(AD118=\"\",\"\",Hm(BU118,BZ118,CB118,CC118,AL118,AO118))","v":""},"","","","","","",null,null,null,null,null,null,null,null,null,null,null,null,null,null,null,0,0,0,0,0,{"$f":"IF(CK118=\"\",\"\",IF(CL118=1,YcCi(CR118,J118),YcTr(J118,CQ118,CU118)))","v":""},{"$f":"IF(CK118=\"\",\"\",IF(CL118=1,Teta1(DE118,CR118),\"-\"))","v":""},"","",{"$f":"IF(CK118=\"\",\"\",IF(CL118=1,Ynci(CR118,J118,CT118,CV118),YnTr(1,CT118,CQ118,CU118,CV118,J118)))","v":""},{"$f":"IF(CK118=\"\",\"\",IF(CL118=1,Teta1(DI118,CR118),\"-\"))","v":""},{"$f":"IF(CK118=\"\",\"\",IF(CL118=1,AreaCi(CR118,J118),AreaTr(CQ118,CU118,DI118)))","v":""},{"$f":"IF(CK118=\"\",\"\",IF(CL118=1,FrCi(DM118,9.806,DJ118,CR118),FrTr(DM118,9.806,CQ118,CU118,DI118)))","v":""},"",{"$f":"IF(CK118=\"\",\"\",IF(CL118=1,LOOKUP(CP118,'Vmáx(material) - Tab.4.3'!$L$2:$L$11,'Vmáx(material) - Tab.4.3'!$M$2:$M$11),LOOKUP(CP118,'Vmáx(material) - Tab.4.3'!$L$15,'Vmáx(material) - Tab.4.3'!$M$15)))","v":""},{"$f":"IF(CK118=\"\",\"\",VLOOKUP($CO118,'Vmáx(material) - Tab.4.3'!$R$35:$X$41,2))","v":""},{"$f":"IF(CK118=\"\",\"\",VLOOKUP($CO118,'Vmáx(material) - Tab.4.3'!$R$35:$X$41,3))","v":""},{"$f":"IF(CK118=\"\",\"\",VLOOKUP($CO118,'Vmáx(material) - Tab.4.3'!$R$35:$X$41,4))","v":""},{"$f":"IF(CK118=\"\",\"\",VLOOKUP($CO118,'Vmáx(material) - Tab.4.3'!$R$35:$X$41,5))","v":""},{"$f":"IF(CK118=\"\",\"\",VLOOKUP($CO118,'Vmáx(material) - Tab.4.3'!$R$35:$X$41,6))","v":""},{"$f":"IF(CK118=\"\",\"\",IF(CK118=\"\",\"\",VLOOKUP(CO118,'Vmáx(material) - Tab.4.3'!$R$35:$X$41,7)))","v":""},{"$f":"IF(CK118=\"\",\"\",IF(CL118=1,FCi(J118,CR118),FTr(J118,CQ118,CR118)))","v":""},"",{"$f":"IF(CK118=\"\",\"\",Hw(DO118,DP118,DQ118,DR118,DS118,DT118,Z,DU118,CV118,CR118))","v":""},"","","","","",{"$f":"IF(CK118=\"\",\"\",IF(CL118=1,PeriCi(CR118,DI118),PeriTr(CQ118,CU118,DI118)))","v":""},{"$f":"IF(CK118=\"\",\"\",IF(CL118=1,AreaCi(CR118,DI118),AreaTr(CQ118,CU118,DI118)))","v":""},{"$f":"IF(CK118=\"\",\"\",RhCi(DK118,EC118))","v":""},"",{"$f":"IF(CK118=\"\",\"\",hf(CS118,J118,CT118,DK118,EE118))","v":""},{"$f":"IF(CK118=\"\",\"\",LOOKUP(CW118,Tab.4.5!$J$6:$J$27,Tab.4.5!$L$6:$L$27))","v":""},{"$f":"IF(CK118=\"\",\"\",He(EH118,DM118))","v":""},{"$f":"IF(CK118=\"\",\"\",Hs(DM118))","v":""},{"$f":"IF(CK118=\"\",\"\",Hm(EB118,EG118,EI118,EJ118,CS118,CV118))","v":""},"","","","","","","K45+-45000 () ",{"$f":"IF(B118=\"Existe.\",IF(AE118=1,CONCATENATE(#REF!,AK118,\" m.\"),CONCATENATE(#REF!,AJ118,\" m x \",AK118,\" m.\")),IF(CL118=1,CONCATENATE(#REF!,CR118,\" m.\"),CONCATENATE(#REF!,CQ118,\" m x \",CR118,\" m.\")))","v":{"$error":"#REF!"}},"Concreto, L =  m, S = 0 %.","Cota clave eje= 0 msnm.",null,null,null,"","","","","",{"$f":"IF(EV118=\"\",\"\",VLOOKUP(EY118,'Estructura escalonada'!$D$3:$H$953,2))","v":""},"","","","","",""]
[null,null,null,null,null,null,null,null,null,null,null,0,null,0,null,null,null,null,null,null,{"$f":"IF(K119=\"No\",\"\",IF(O119=\"\",YcCi(P119,N119),YcTr(N119,O119,S119)))","v":{"$error":"#VALUE!"}},{"$f":"IF(K119=\"No\",\"\",IF(O119=\"\",Teta1(U119,P119),\"-\"))","v":{"$error":"#VALUE!"}},{"$error":"#VALUE!"},{"$error":"#VALUE!"},{"$f":"IF(K119=\"No\",\"\",IF(O119=\"\",Ynci(P119,N119,R119,T119),YnTr(1,R119,O119,S119,T119,N119)))","v":{"$error":"#VALUE!"}},{"$f":"IF(K119=\"No\",\"\",IF(O119=\"\",Teta1(Y119,P119),\"-\"))","v":{"$error":"#VALUE!"}},{"$f":"IF(K119=\"No\",\"\",IF(O119=\"\",AreaCi(P119,Y119),AreaTr(O119,S119,Y119)))","v":{"$error":"#VALUE!"}},{"$f":"IF(K119=\"No\",\"\",IF(O119=\"\",FrCi(AC119,9.806,Z119,P119),FrTr(AC119,9.806,O119,S119,Y119)))","v":{"$error":"#VALUE!"}},{"$error":"#VALUE!"},null,null,null,null,null,null,null,null,null,null,null,null,null,null,null,0,0,"","","",{"$f":"IF(AD119=\"\",\"\",IF(AE119=1,YcCi(AK119,J119),YcTr(J119,AJ119,AN119)))","v":""},{"$f":"IF(AD119=\"\",\"\",IF(AE119=1,Teta1(AX119,AK119),\"-\"))","v":""},{"$f":"IF(AD119=\"\",\"\",IF(AE119=1,AreaCi(AK119,AX119),AreaTr(AJ119,AN119,AX119)))","v":""},"",{"$f":"IF(AD119=\"\",\"\",IF(AE119=1,Ynci(AK119,J119,AM119,AO119),YnTr(1,AM119,AJ119,AN119,AO119,J119)))","v":""},{"$f":"IF(AD119=\"\",\"\",IF(AE119=1,Teta1(BB119,AK119),\"-\"))","v":""},{"$f":"IF(AD119=\"\",\"\",IF(AE119=1,AreaCi(AK119,BB119),AreaTr(AJ119,AN119,BB119)))","v":""},{"$f":"IF(AD119=\"\",\"\",IF(AE119=1,FrCi(BF119,9.806,BC119,AK119),FrTr(BF119,9.806,AJ119,AN119,BB119)))","v":""},"",{"$f":"IF(AD119=\"\",\"\",IF(AE119=1,LOOKUP(AI119,'Vmáx(material) - Tab.4.3'!$L$2:$L$11,'Vmáx(material) - Tab.4.3'!$M$2:$M$11),LOOKUP(AI119,'Vmáx(material) - Tab.4.3'!$L$15,'Vmáx(material) - Tab.4.3'!$M$15)))","v":""},{"$f":"IF(AD119=\"\",\"\",VLOOKUP($AH119,'Vmáx(material) - Tab.4.3'!$R$35:$X$41,2))","v":""},{"$f":"IF(AD119=\"\",\"\",VLOOKUP($AH119,'Vmáx(material) - Tab.4.3'!$R$35:$X$41,3))","v":""},{"$f":"IF(AD119=\"\",\"\",VLOOKUP($AH119,'Vmáx(material) - Tab.4.3'!$R$35:$X$41,4))","v":""},{"$f":"IF(AD119=\"\",\"\",VLOOKUP($AH119,'Vmáx(material) - Tab.4.3'!$R$35:$X$41,5))","v":""},{"$f":"IF(AD119=\"\",\"\",VLOOKUP($AH119,'Vmáx(material) - Tab.4.3'!$R$35:$X$41,6))","v":""},{"$f":"IF(AD119=\"\",\"\",IF(AD119=\"\",\"\",VLOOKUP($AH119,'Vmáx(material) - Tab.4.3'!$R$35:$X$41,7)))","v":""},{"$f":"IF(AD119=\"\",\"\",IF(AE119=1,FCi(J119,AK119),FTr(J119,AJ119,AK119)))","v":""},"",{"$f":"IF(AD119=\"\",\"\",Hw(BH119,BI119,BJ119,BK119,BL119,BM119,Z,BN119,AO119,AK119))","v":""},"","","","",{"$f":"IF(AD119=\"\",\"\",ho(BT119,AK119,AX119))","v":""},{"$f":"IF(AD119=\"\",\"\",IF(AE119=1,PeriCi(AK119,BB119),PeriTr(AJ119,AN119,BB119)))","v":""},{"$f":"IF(AD119=\"\",\"\",IF(AE119=1,AreaCi(AK119,BB119),AreaTr(AJ119,AN119,BB119)))","v":""},{"$f":"IF(AD119=\"\",\"\",RhCi(BW119,BV119))","v":""},"",{"$f":"IF(AD119=\"\",\"\",hf(AL119,J119,AM119,BW119,BX119))","v":""},{"$f":"IF(AD119=\"\",\"\",LOOKUP(AP119,Tab.4.5!$J$6:$J$27,Tab.4.5!$L$6:$L$27))","v":""},{"$f":"IF(AD119=\"\",\"\",He(CA119,BY119))","v":""},{"$f":"IF(AD119=\"\",\"\",Hs(BY119))","v":""},{"$f":"IF(AD119=\"\",\"\",Hm(BU119,BZ119,CB119,CC119,AL119,AO119))","v":""},"","","","","","",null,null,null,null,null,null,null,null,null,null,null,null,null,null,null,0,0,0,0,0,{"$f":"IF(CK119=\"\",\"\",IF(CL119=1,YcCi(CR119,J119),YcTr(J119,CQ119,CU119)))","v":""},{"$f":"IF(CK119=\"\",\"\",IF(CL119=1,Teta1(DE119,CR119),\"-\"))","v":""},"","",{"$f":"IF(CK119=\"\",\"\",IF(CL119=1,Ynci(CR119,J119,CT119,CV119),YnTr(1,CT119,CQ119,CU119,CV119,J119)))","v":""},{"$f":"IF(CK119=\"\",\"\",IF(CL119=1,Teta1(DI119,CR119),\"-\"))","v":""},{"$f":"IF(CK119=\"\",\"\",IF(CL119=1,AreaCi(CR119,J119),AreaTr(CQ119,CU119,DI119)))","v":""},{"$f":"IF(CK119=\"\",\"\",IF(CL119=1,FrCi(DM119,9.806,DJ119,CR119),FrTr(DM119,9.806,CQ119,CU119,DI119)))","v":""},"",{"$f":"IF(CK119=\"\",\"\",IF(CL119=1,LOOKUP(CP119,'Vmáx(material) - Tab.4.3'!$L$2:$L$11,'Vmáx(material) - Tab.4.3'!$M$2:$M$11),LOOKUP(CP119,'Vmáx(material) - Tab.4.3'!$L$15,'Vmáx(material) - Tab.4.3'!$M$15)))","v":""},{"$f":"IF(CK119=\"\",\"\",VLOOKUP($CO119,'Vmáx(material) - Tab.4.3'!$R$35:$X$41,2))","v":""},{"$f":"IF(CK119=\"\",\"\",VLOOKUP($CO119,'Vmáx(material) - Tab.4.3'!$R$35:$X$41,3))","v":""},{"$f":"IF(CK119=\"\",\"\",VLOOKUP($CO119,'Vmáx(material) - Tab.4.3'!$R$35:$X$41,4))","v":""},{"$f":"IF(CK119=\"\",\"\",VLOOKUP($CO119,'Vmáx(material) - Tab.4.3'!$R$35:$X$41,5))","v":""},{"$f":"IF(CK119=\"\",\"\",VLOOKUP($CO119,'Vmáx(material) - Tab.4.3'!$R$35:$X$41,6))","v":""},{"$f":"IF(CK119=\"\",\"\",IF(CK119=\"\",\"\",VLOOKUP(CO119,'Vmáx(material) - Tab.4.3'!$R$35:$X$41,7)))","v":""},{"$f":"IF(CK119=\"\",\"\",IF(CL119=1,FCi(J119,CR119),FTr(J119,CQ119,CR119)))","v":""},"",{"$f":"IF(CK119=\"\",\"\",Hw(DO119,DP119,DQ119,DR119,DS119,DT119,Z,DU119,CV119,CR119))","v":""},"","","","","",{"$f":"IF(CK119=\"\",\"\",IF(CL119=1,PeriCi(CR119,DI119),PeriTr(CQ119,CU119,DI119)))","v":""},{"$f":"IF(CK119=\"\",\"\",IF(CL119=1,AreaCi(CR119,DI119),AreaTr(CQ119,CU119,DI119)))","v":""},{"$f":"IF(CK119=\"\",\"\",RhCi(DK119,EC119))","v":""},"",{"$f":"IF(CK119=\"\",\"\",hf(CS119,J119,CT119,DK119,EE119))","v":""},{"$f":"IF(CK119=\"\",\"\",LOOKUP(CW119,Tab.4.5!$J$6:$J$27,Tab.4.5!$L$6:$L$27))","v":""},{"$f":"IF(CK119=\"\",\"\",He(EH119,DM119))","v":""},{"$f":"IF(CK119=\"\",\"\",Hs(DM119))","v":""},{"$f":"IF(CK119=\"\",\"\",Hm(EB119,EG119,EI119,EJ119,CS119,CV119))","v":""},"","","","","","","K45+-45000 () ",{"$f":"IF(B119=\"Existe.\",IF(AE119=1,CONCATENATE(#REF!,AK119,\" m.\"),CONCATENATE(#REF!,AJ119,\" m x \",AK119,\" m.\")),IF(CL119=1,CONCATENATE(#REF!,CR119,\" m.\"),CONCATENATE(#REF!,CQ119,\" m x \",CR119,\" m.\")))","v":{"$error":"#REF!"}},"Concreto, L =  m, S = 0 %.","Cota clave eje= 0 msnm.",null,null,null,"","","","","",{"$f":"IF(EV119=\"\",\"\",VLOOKUP(EY119,'Estructura escalonada'!$D$3:$H$953,2))","v":""},"","","","","",""]
[null,null,null,null,null,null,null,null,null,null,null,0,null,0,null,null,null,null,null,null,{"$f":"IF(K120=\"No\",\"\",IF(O120=\"\",YcCi(P120,N120),YcTr(N120,O120,S120)))","v":{"$error":"#VALUE!"}},{"$f":"IF(K120=\"No\",\"\",IF(O120=\"\",Teta1(U120,P120),\"-\"))","v":{"$error":"#VALUE!"}},{"$error":"#VALUE!"},{"$error":"#VALUE!"},{"$f":"IF(K120=\"No\",\"\",IF(O120=\"\",Ynci(P120,N120,R120,T120),YnTr(1,R120,O120,S120,T120,N120)))","v":{"$error":"#VALUE!"}},{"$f":"IF(K120=\"No\",\"\",IF(O120=\"\",Teta1(Y120,P120),\"-\"))","v":{"$error":"#VALUE!"}},{"$f":"IF(K120=\"No\",\"\",IF(O120=\"\",AreaCi(P120,Y120),AreaTr(O120,S120,Y120)))","v":{"$error":"#VALUE!"}},{"$f":"IF(K120=\"No\",\"\",IF(O120=\"\",FrCi(AC120,9.806,Z120,P120),FrTr(AC120,9.806,O120,S120,Y120)))","v":{"$error":"#VALUE!"}},{"$error":"#VALUE!"},null,null,null,null,null,null,null,null,null,null,null,null,null,null,null,0,0,"","","",{"$f":"IF(AD120=\"\",\"\",IF(AE120=1,YcCi(AK120,J120),YcTr(J120,AJ120,AN120)))","v":""},{"$f":"IF(AD120=\"\",\"\",IF(AE120=1,Teta1(AX120,AK120),\"-\"))","v":""},{"$f":"IF(AD120=\"\",\"\",IF(AE120=1,AreaCi(AK120,AX120),AreaTr(AJ120,AN120,AX120)))","v":""},"",{"$f":"IF(AD120=\"\",\"\",IF(AE120=1,Ynci(AK120,J120,AM120,AO120),YnTr(1,AM120,AJ120,AN120,AO120,J120)))","v":""},{"$f":"IF(AD120=\"\",\"\",IF(AE120=1,Teta1(BB120,AK120),\"-\"))","v":""},{"$f":"IF(AD120=\"\",\"\",IF(AE120=1,AreaCi(AK120,BB120),AreaTr(AJ120,AN120,BB120)))","v":""},{"$f":"IF(AD120=\"\",\"\",IF(AE120=1,FrCi(BF120,9.806,BC120,AK120),FrTr(BF120,9.806,AJ120,AN120,BB120)))","v":""},"",{"$f":"IF(AD120=\"\",\"\",IF(AE120=1,LOOKUP(AI120,'Vmáx(material) - Tab.4.3'!$L$2:$L$11,'Vmáx(material) - Tab.4.3'!$M$2:$M$11),LOOKUP(AI120,'Vmáx(material) - Tab.4.3'!$L$15,'Vmáx(material) - Tab.4.3'!$M$15)))","v":""},{"$f":"IF(AD120=\"\",\"\",VLOOKUP($AH120,'Vmáx(material) - Tab.4.3'!$R$35:$X$41,2))","v":""},{"$f":"IF(AD120=\"\",\"\",VLOOKUP($AH120,'Vmáx(material) - Tab.4.3'!$R$35:$X$41,3))","v":""},{"$f":"IF(AD120=\"\",\"\",VLOOKUP($AH120,'Vmáx(material) - Tab.4.3'!$R$35:$X$41,4))","v":""},{"$f":"IF(AD120=\"\",\"\",VLOOKUP($AH120,'Vmáx(material) - Tab.4.3'!$R$35:$X$41,5))","v":""},{"$f":"IF(AD120=\"\",\"\",VLOOKUP($AH120,'Vmáx(material) - Tab.4.3'!$R$35:$X$41,6))","v":""},{"$f":"IF(AD120=\"\",\"\",IF(AD120=\"\",\"\",VLOOKUP($AH120,'Vmáx(material) - Tab.4.3'!$R$35:$X$41,7)))","v":""},{"$f":"IF(AD120=\"\",\"\",IF(AE120=1,FCi(J120,AK120),FTr(J120,AJ120,AK120)))","v":""},"",{"$f":"IF(AD120=\"\",\"\",Hw(BH120,BI120,BJ120,BK120,BL120,BM120,Z,BN120,AO120,AK120))","v":""},"","","","",{"$f":"IF(AD120=\"\",\"\",ho(BT120,AK120,AX120))","v":""},{"$f":"IF(AD120=\"\",\"\",IF(AE120=1,PeriCi(AK120,BB120),PeriTr(AJ120,AN120,BB120)))","v":""},{"$f":"IF(AD120=\"\",\"\",IF(AE120=1,AreaCi(AK120,BB120),AreaTr(AJ120,AN120,BB120)))","v":""},{"$f":"IF(AD120=\"\",\"\",RhCi(BW120,BV120))","v":""},"",{"$f":"IF(AD120=\"\",\"\",hf(AL120,J120,AM120,BW120,BX120))","v":""},{"$f":"IF(AD120=\"\",\"\",LOOKUP(AP120,Tab.4.5!$J$6:$J$27,Tab.4.5!$L$6:$L$27))","v":""},{"$f":"IF(AD120=\"\",\"\",He(CA120,BY120))","v":""},{"$f":"IF(AD120=\"\",\"\",Hs(BY120))","v":""},{"$f":"IF(AD120=\"\",\"\",Hm(BU120,BZ120,CB120,CC120,AL120,AO120))","v":""},"","","","","","",null,null,null,null,null,null,null,null,null,null,null,null,null,null,null,0,0,0,0,0,{"$f":"IF(CK120=\"\",\"\",IF(CL120=1,YcCi(CR120,J120),YcTr(J120,CQ120,CU120)))","v":""},{"$f":"IF(CK120=\"\",\"\",IF(CL120=1,Teta1(DE120,CR120),\"-\"))","v":""},"","",{"$f":"IF(CK120=\"\",\"\",IF(CL120=1,Ynci(CR120,J120,CT120,CV120),YnTr(1,CT120,CQ120,CU120,CV120,J120)))","v":""},{"$f":"IF(CK120=\"\",\"\",IF(CL120=1,Teta1(DI120,CR120),\"-\"))","v":""},{"$f":"IF(CK120=\"\",\"\",IF(CL120=1,AreaCi(CR120,J120),AreaTr(CQ120,CU120,DI120)))","v":""},{"$f":"IF(CK120=\"\",\"\",IF(CL120=1,FrCi(DM120,9.806,DJ120,CR120),FrTr(DM120,9.806,CQ120,CU120,DI120)))","v":""},"",{"$f":"IF(CK120=\"\",\"\",IF(CL120=1,LOOKUP(CP120,'Vmáx(material) - Tab.4.3'!$L$2:$L$11,'Vmáx(material) - Tab.4.3'!$M$2:$M$11),LOOKUP(CP120,'Vmáx(material) - Tab.4.3'!$L$15,'Vmáx(material) - Tab.4.3'!$M$15)))","v":""},{"$f":"IF(CK120=\"\",\"\",VLOOKUP($CO120,'Vmáx(material) - Tab.4.3'!$R$35:$X$41,2))","v":""},{"$f":"IF(CK120=\"\",\"\",VLOOKUP($CO120,'Vmáx(material) - Tab.4.3'!$R$35:$X$41,3))","v":""},{"$f":"IF(CK120=\"\",\"\",VLOOKUP($CO120,'Vmáx(material) - Tab.4.3'!$R$35:$X$41,4))","v":""},{"$f":"IF(CK120=\"\",\"\",VLOOKUP($CO120,'Vmáx(material) - Tab.4.3'!$R$35:$X$41,5))","v":""},{"$f":"IF(CK120=\"\",\"\",VLOOKUP($CO120,'Vmáx(material) - Tab.4.3'!$R$35:$X$41,6))","v":""},{"$f":"IF(CK120=\"\",\"\",IF(CK120=\"\",\"\",VLOOKUP(CO120,'Vmáx(material) - Tab.4.3'!$R$35:$X$41,7)))","v":""},{"$f":"IF(CK120=\"\",\"\",IF(CL120=1,FCi(J120,CR120),FTr(J120,CQ120,CR120)))","v":""},"",{"$f":"IF(CK120=\"\",\"\",Hw(DO120,DP120,DQ120,DR120,DS120,DT120,Z,DU120,CV120,CR120))","v":""},"","","","","",{"$f":"IF(CK120=\"\",\"\",IF(CL120=1,PeriCi(CR120,DI120),PeriTr(CQ120,CU120,DI120)))","v":""},{"$f":"IF(CK120=\"\",\"\",IF(CL120=1,AreaCi(CR120,DI120),AreaTr(CQ120,CU120,DI120)))","v":""},{"$f":"IF(CK120=\"\",\"\",RhCi(DK120,EC120))","v":""},"",{"$f":"IF(CK120=\"\",\"\",hf(CS120,J120,CT120,DK120,EE120))","v":""},{"$f":"IF(CK120=\"\",\"\",LOOKUP(CW120,Tab.4.5!$J$6:$J$27,Tab.4.5!$L$6:$L$27))","v":""},{"$f":"IF(CK120=\"\",\"\",He(EH120,DM120))","v":""},{"$f":"IF(CK120=\"\",\"\",Hs(DM120))","v":""},{"$f":"IF(CK120=\"\",\"\",Hm(EB120,EG120,EI120,EJ120,CS120,CV120))","v":""},"","","","","","","K45+-45000 () ",{"$f":"IF(B120=\"Existe.\",IF(AE120=1,CONCATENATE(#REF!,AK120,\" m.\"),CONCATENATE(#REF!,AJ120,\" m x \",AK120,\" m.\")),IF(CL120=1,CONCATENATE(#REF!,CR120,\" m.\"),CONCATENATE(#REF!,CQ120,\" m x \",CR120,\" m.\")))","v":{"$error":"#REF!"}},"Concreto, L =  m, S = 0 %.","Cota clave eje= 0 msnm.",null,null,null,"","","","","",{"$f":"IF(EV120=\"\",\"\",VLOOKUP(EY120,'Estructura escalonada'!$D$3:$H$953,2))","v":""},"","","","","",""]
[null,null,null,null,null,null,null,null,null,null,null,0,null,0,null,null,null,null,null,null,{"$f":"IF(K121=\"No\",\"\",IF(O121=\"\",YcCi(P121,N121),YcTr(N121,O121,S121)))","v":{"$error":"#VALUE!"}},{"$f":"IF(K121=\"No\",\"\",IF(O121=\"\",Teta1(U121,P121),\"-\"))","v":{"$error":"#VALUE!"}},{"$error":"#VALUE!"},{"$error":"#VALUE!"},{"$f":"IF(K121=\"No\",\"\",IF(O121=\"\",Ynci(P121,N121,R121,T121),YnTr(1,R121,O121,S121,T121,N121)))","v":{"$error":"#VALUE!"}},{"$f":"IF(K121=\"No\",\"\",IF(O121=\"\",Teta1(Y121,P121),\"-\"))","v":{"$error":"#VALUE!"}},{"$f":"IF(K121=\"No\",\"\",IF(O121=\"\",AreaCi(P121,Y121),AreaTr(O121,S121,Y121)))","v":{"$error":"#VALUE!"}},{"$f":"IF(K121=\"No\",\"\",IF(O121=\"\",FrCi(AC121,9.806,Z121,P121),FrTr(AC121,9.806,O121,S121,Y121)))","v":{"$error":"#VALUE!"}},{"$error":"#VALUE!"},null,null,null,null,null,null,null,null,null,null,null,null,null,null,null,0,0,"","","",{"$f":"IF(AD121=\"\",\"\",IF(AE121=1,YcCi(AK121,J121),YcTr(J121,AJ121,AN121)))","v":""},{"$f":"IF(AD121=\"\",\"\",IF(AE121=1,Teta1(AX121,AK121),\"-\"))","v":""},{"$f":"IF(AD121=\"\",\"\",IF(AE121=1,AreaCi(AK121,AX121),AreaTr(AJ121,AN121,AX121)))","v":""},"",{"$f":"IF(AD121=\"\",\"\",IF(AE121=1,Ynci(AK121,J121,AM121,AO121),YnTr(1,AM121,AJ121,AN121,AO121,J121)))","v":""},{"$f":"IF(AD121=\"\",\"\",IF(AE121=1,Teta1(BB121,AK121),\"-\"))","v":""},{"$f":"IF(AD121=\"\",\"\",IF(AE121=1,AreaCi(AK121,BB121),AreaTr(AJ121,AN121,BB121)))","v":""},{"$f":"IF(AD121=\"\",\"\",IF(AE121=1,FrCi(BF121,9.806,BC121,AK121),FrTr(BF121,9.806,AJ121,AN121,BB121)))","v":""},"",{"$f":"IF(AD121=\"\",\"\",IF(AE121=1,LOOKUP(AI121,'Vmáx(material) - Tab.4.3'!$L$2:$L$11,'Vmáx(material) - Tab.4.3'!$M$2:$M$11),LOOKUP(AI121,'Vmáx(material) - Tab.4.3'!$L$15,'Vmáx(material) - Tab.4.3'!$M$15)))","v":""},{"$f":"IF(AD121=\"\",\"\",VLOOKUP($AH121,'Vmáx(material) - Tab.4.3'!$R$35:$X$41,2))","v":""},{"$f":"IF(AD121=\"\",\"\",VLOOKUP($AH121,'Vmáx(material) - Tab.4.3'!$R$35:$X$41,3))","v":""},{"$f":"IF(AD121=\"\",\"\",VLOOKUP($AH121,'Vmáx(material) - Tab.4.3'!$R$35:$X$41,4))","v":""},{"$f":"IF(AD121=\"\",\"\",VLOOKUP($AH121,'Vmáx(material) - Tab.4.3'!$R$35:$X$41,5))","v":""},{"$f":"IF(AD121=\"\",\"\",VLOOKUP($AH121,'Vmáx(material) - Tab.4.3'!$R$35:$X$41,6))","v":""},{"$f":"IF(AD121=\"\",\"\",IF(AD121=\"\",\"\",VLOOKUP($AH121,'Vmáx(material) - Tab.4.3'!$R$35:$X$41,7)))","v":""},{"$f":"IF(AD121=\"\",\"\",IF(AE121=1,FCi(J121,AK121),FTr(J121,AJ121,AK121)))","v":""},"",{"$f":"IF(AD121=\"\",\"\",Hw(BH121,BI121,BJ121,BK121,BL121,BM121,Z,BN121,AO121,AK121))","v":""},"","","","",{"$f":"IF(AD121=\"\",\"\",ho(BT121,AK121,AX121))","v":""},{"$f":"IF(AD121=\"\",\"\",IF(AE121=1,PeriCi(AK121,BB121),PeriTr(AJ121,AN121,BB121)))","v":""},{"$f":"IF(AD121=\"\",\"\",IF(AE121=1,AreaCi(AK121,BB121),AreaTr(AJ121,AN121,BB121)))","v":""},{"$f":"IF(AD121=\"\",\"\",RhCi(BW121,BV121))","v":""},"",{"$f":"IF(AD121=\"\",\"\",hf(AL121,J121,AM121,BW121,BX121))","v":""},{"$f":"IF(AD121=\"\",\"\",LOOKUP(AP121,Tab.4.5!$J$6:$J$27,Tab.4.5!$L$6:$L$27))","v":""},{"$f":"IF(AD121=\"\",\"\",He(CA121,BY121))","v":""},{"$f":"IF(AD121=\"\",\"\",Hs(BY121))","v":""},{"$f":"IF(AD121=\"\",\"\",Hm(BU121,BZ121,CB121,CC121,AL121,AO121))","v":""},"","","","","","",null,null,null,null,null,null,null,null,null,null,null,null,null,null,null,0,0,0,0,0,{"$f":"IF(CK121=\"\",\"\",IF(CL121=1,YcCi(CR121,J121),YcTr(J121,CQ121,CU121)))","v":""},{"$f":"IF(CK121=\"\",\"\",IF(CL121=1,Teta1(DE121,CR121),\"-\"))","v":""},"","",{"$f":"IF(CK121=\"\",\"\",IF(CL121=1,Ynci(CR121,J121,CT121,CV121),YnTr(1,CT121,CQ121,CU121,CV121,J121)))","v":""},{"$f":"IF(CK121=\"\",\"\",IF(CL121=1,Teta1(DI121,CR121),\"-\"))","v":""},{"$f":"IF(CK121=\"\",\"\",IF(CL121=1,AreaCi(CR121,J121),AreaTr(CQ121,CU121,DI121)))","v":""},{"$f":"IF(CK121=\"\",\"\",IF(CL121=1,FrCi(DM121,9.806,DJ121,CR121),FrTr(DM121,9.806,CQ121,CU121,DI121)))","v":""},"",{"$f":"IF(CK121=\"\",\"\",IF(CL121=1,LOOKUP(CP121,'Vmáx(material) - Tab.4.3'!$L$2:$L$11,'Vmáx(material) - Tab.4.3'!$M$2:$M$11),LOOKUP(CP121,'Vmáx(material) - Tab.4.3'!$L$15,'Vmáx(material) - Tab.4.3'!$M$15)))","v":""},{"$f":"IF(CK121=\"\",\"\",VLOOKUP($CO121,'Vmáx(material) - Tab.4.3'!$R$35:$X$41,2))","v":""},{"$f":"IF(CK121=\"\",\"\",VLOOKUP($CO121,'Vmáx(material) - Tab.4.3'!$R$35:$X$41,3))","v":""},{"$f":"IF(CK121=\"\",\"\",VLOOKUP($CO121,'Vmáx(material) - Tab.4.3'!$R$35:$X$41,4))","v":""},{"$f":"IF(CK121=\"\",\"\",VLOOKUP($CO121,'Vmáx(material) - Tab.4.3'!$R$35:$X$41,5))","v":""},{"$f":"IF(CK121=\"\",\"\",VLOOKUP($CO121,'Vmáx(material) - Tab.4.3'!$R$35:$X$41,6))","v":""},{"$f":"IF(CK121=\"\",\"\",IF(CK121=\"\",\"\",VLOOKUP(CO121,'Vmáx(material) - Tab.4.3'!$R$35:$X$41,7)))","v":""},{"$f":"IF(CK121=\"\",\"\",IF(CL121=1,FCi(J121,CR121),FTr(J121,CQ121,CR121)))","v":""},"",{"$f":"IF(CK121=\"\",\"\",Hw(DO121,DP121,DQ121,DR121,DS121,DT121,Z,DU121,CV121,CR121))","v":""},"","","","","",{"$f":"IF(CK121=\"\",\"\",IF(CL121=1,PeriCi(CR121,DI121),PeriTr(CQ121,CU121,DI121)))","v":""},{"$f":"IF(CK121=\"\",\"\",IF(CL121=1,AreaCi(CR121,DI121),AreaTr(CQ121,CU121,DI121)))","v":""},{"$f":"IF(CK121=\"\",\"\",RhCi(DK121,EC121))","v":""},"",{"$f":"IF(CK121=\"\",\"\",hf(CS121,J121,CT121,DK121,EE121))","v":""},{"$f":"IF(CK121=\"\",\"\",LOOKUP(CW121,Tab.4.5!$J$6:$J$27,Tab.4.5!$L$6:$L$27))","v":""},{"$f":"IF(CK121=\"\",\"\",He(EH121,DM121))","v":""},{"$f":"IF(CK121=\"\",\"\",Hs(DM121))","v":""},{"$f":"IF(CK121=\"\",\"\",Hm(EB121,EG121,EI121,EJ121,CS121,CV121))","v":""},"","","","","","","K45+-45000 () ",{"$f":"IF(B121=\"Existe.\",IF(AE121=1,CONCATENATE(#REF!,AK121,\" m.\"),CONCATENATE(#REF!,AJ121,\" m x \",AK121,\" m.\")),IF(CL121=1,CONCATENATE(#REF!,CR121,\" m.\"),CONCATENATE(#REF!,CQ121,\" m x \",CR121,\" m.\")))","v":{"$error":"#REF!"}},"Concreto, L =  m, S = 0 %.","Cota clave eje= 0 msnm.",null,null,null,"","","","","",{"$f":"IF(EV121=\"\",\"\",VLOOKUP(EY121,'Estructura escalonada'!$D$3:$H$953,2))","v":""},"","","","","",""]
[null,null,null,null,null,null,null,null,null,null,null,0,null,0,null,null,null,null,null,null,{"$f":"IF(K122=\"No\",\"\",IF(O122=\"\",YcCi(P122,N122),YcTr(N122,O122,S122)))","v":{"$error":"#VALUE!"}},{"$f":"IF(K122=\"No\",\"\",IF(O122=\"\",Teta1(U122,P122),\"-\"))","v":{"$error":"#VALUE!"}},{"$error":"#VALUE!"},{"$error":"#VALUE!"},{"$f":"IF(K122=\"No\",\"\",IF(O122=\"\",Ynci(P122,N122,R122,T122),YnTr(1,R122,O122,S122,T122,N122)))","v":{"$error":"#VALUE!"}},{"$f":"IF(K122=\"No\",\"\",IF(O122=\"\",Teta1(Y122,P122),\"-\"))","v":{"$error":"#VALUE!"}},{"$f":"IF(K122=\"No\",\"\",IF(O122=\"\",AreaCi(P122,Y122),AreaTr(O122,S122,Y122)))","v":{"$error":"#VALUE!"}},{"$f":"IF(K122=\"No\",\"\",IF(O122=\"\",FrCi(AC122,9.806,Z122,P122),FrTr(AC122,9.806,O122,S122,Y122)))","v":{"$error":"#VALUE!"}},{"$error":"#VALUE!"},null,null,null,null,null,null,null,null,null,null,null,null,null,null,null,0,0,"","","",{"$f":"IF(AD122=\"\",\"\",IF(AE122=1,YcCi(AK122,J122),YcTr(J122,AJ122,AN122)))","v":""},{"$f":"IF(AD122=\"\",\"\",IF(AE122=1,Teta1(AX122,AK122),\"-\"))","v":""},{"$f":"IF(AD122=\"\",\"\",IF(AE122=1,AreaCi(AK122,AX122),AreaTr(AJ122,AN122,AX122)))","v":""},"",{"$f":"IF(AD122=\"\",\"\",IF(AE122=1,Ynci(AK122,J122,AM122,AO122),YnTr(1,AM122,AJ122,AN122,AO122,J122)))","v":""},{"$f":"IF(AD122=\"\",\"\",IF(AE122=1,Teta1(BB122,AK122),\"-\"))","v":""},{"$f":"IF(AD122=\"\",\"\",IF(AE122=1,AreaCi(AK122,BB122),AreaTr(AJ122,AN122,BB122)))","v":""},{"$f":"IF(AD122=\"\",\"\",IF(AE122=1,FrCi(BF122,9.806,BC122,AK122),FrTr(BF122,9.806,AJ122,AN122,BB122)))","v":""},"",{"$f":"IF(AD122=\"\",\"\",IF(AE122=1,LOOKUP(AI122,'Vmáx(material) - Tab.4.3'!$L$2:$L$11,'Vmáx(material) - Tab.4.3'!$M$2:$M$11),LOOKUP(AI122,'Vmáx(material) - Tab.4.3'!$L$15,'Vmáx(material) - Tab.4.3'!$M$15)))","v":""},{"$f":"IF(AD122=\"\",\"\",VLOOKUP($AH122,'Vmáx(material) - Tab.4.3'!$R$35:$X$41,2))","v":""},{"$f":"IF(AD122=\"\",\"\",VLOOKUP($AH122,'Vmáx(material) - Tab.4.3'!$R$35:$X$41,3))","v":""},{"$f":"IF(AD122=\"\",\"\",VLOOKUP($AH122,'Vmáx(material) - Tab.4.3'!$R$35:$X$41,4))","v":""},{"$f":"IF(AD122=\"\",\"\",VLOOKUP($AH122,'Vmáx(material) - Tab.4.3'!$R$35:$X$41,5))","v":""},{"$f":"IF(AD122=\"\",\"\",VLOOKUP($AH122,'Vmáx(material) - Tab.4.3'!$R$35:$X$41,6))","v":""},{"$f":"IF(AD122=\"\",\"\",IF(AD122=\"\",\"\",VLOOKUP($AH122,'Vmáx(material) - Tab.4.3'!$R$35:$X$41,7)))","v":""},{"$f":"IF(AD122=\"\",\"\",IF(AE122=1,FCi(J122,AK122),FTr(J122,AJ122,AK122)))","v":""},"",{"$f":"IF(AD122=\"\",\"\",Hw(BH122,BI122,BJ122,BK122,BL122,BM122,Z,BN122,AO122,AK122))","v":""},"","","","",{"$f":"IF(AD122=\"\",\"\",ho(BT122,AK122,AX122))","v":""},{"$f":"IF(AD122=\"\",\"\",IF(AE122=1,PeriCi(AK122,BB122),PeriTr(AJ122,AN122,BB122)))","v":""},{"$f":"IF(AD122=\"\",\"\",IF(AE122=1,AreaCi(AK122,BB122),AreaTr(AJ122,AN122,BB122)))","v":""},{"$f":"IF(AD122=\"\",\"\",RhCi(BW122,BV122))","v":""},"",{"$f":"IF(AD122=\"\",\"\",hf(AL122,J122,AM122,BW122,BX122))","v":""},{"$f":"IF(AD122=\"\",\"\",LOOKUP(AP122,Tab.4.5!$J$6:$J$27,Tab.4.5!$L$6:$L$27))","v":""},{"$f":"IF(AD122=\"\",\"\",He(CA122,BY122))","v":""},{"$f":"IF(AD122=\"\",\"\",Hs(BY122))","v":""},{"$f":"IF(AD122=\"\",\"\",Hm(BU122,BZ122,CB122,CC122,AL122,AO122))","v":""},"","","","","","",null,null,null,null,null,null,null,null,null,null,null,null,null,null,null,0,0,0,0,0,{"$f":"IF(CK122=\"\",\"\",IF(CL122=1,YcCi(CR122,J122),YcTr(J122,CQ122,CU122)))","v":""},{"$f":"IF(CK122=\"\",\"\",IF(CL122=1,Teta1(DE122,CR122),\"-\"))","v":""},"","",{"$f":"IF(CK122=\"\",\"\",IF(CL122=1,Ynci(CR122,J122,CT122,CV122),YnTr(1,CT122,CQ122,CU122,CV122,J122)))","v":""},{"$f":"IF(CK122=\"\",\"\",IF(CL122=1,Teta1(DI122,CR122),\"-\"))","v":""},{"$f":"IF(CK122=\"\",\"\",IF(CL122=1,AreaCi(CR122,J122),AreaTr(CQ122,CU122,DI122)))","v":""},{"$f":"IF(CK122=\"\",\"\",IF(CL122=1,FrCi(DM122,9.806,DJ122,CR122),FrTr(DM122,9.806,CQ122,CU122,DI122)))","v":""},"",{"$f":"IF(CK122=\"\",\"\",IF(CL122=1,LOOKUP(CP122,'Vmáx(material) - Tab.4.3'!$L$2:$L$11,'Vmáx(material) - Tab.4.3'!$M$2:$M$11),LOOKUP(CP122,'Vmáx(material) - Tab.4.3'!$L$15,'Vmáx(material) - Tab.4.3'!$M$15)))","v":""},{"$f":"IF(CK122=\"\",\"\",VLOOKUP($CO122,'Vmáx(material) - Tab.4.3'!$R$35:$X$41,2))","v":""},{"$f":"IF(CK122=\"\",\"\",VLOOKUP($CO122,'Vmáx(material) - Tab.4.3'!$R$35:$X$41,3))","v":""},{"$f":"IF(CK122=\"\",\"\",VLOOKUP($CO122,'Vmáx(material) - Tab.4.3'!$R$35:$X$41,4))","v":""},{"$f":"IF(CK122=\"\",\"\",VLOOKUP($CO122,'Vmáx(material) - Tab.4.3'!$R$35:$X$41,5))","v":""},{"$f":"IF(CK122=\"\",\"\",VLOOKUP($CO122,'Vmáx(material) - Tab.4.3'!$R$35:$X$41,6))","v":""},{"$f":"IF(CK122=\"\",\"\",IF(CK122=\"\",\"\",VLOOKUP(CO122,'Vmáx(material) - Tab.4.3'!$R$35:$X$41,7)))","v":""},{"$f":"IF(CK122=\"\",\"\",IF(CL122=1,FCi(J122,CR122),FTr(J122,CQ122,CR122)))","v":""},"",{"$f":"IF(CK122=\"\",\"\",Hw(DO122,DP122,DQ122,DR122,DS122,DT122,Z,DU122,CV122,CR122))","v":""},"","","","","",{"$f":"IF(CK122=\"\",\"\",IF(CL122=1,PeriCi(CR122,DI122),PeriTr(CQ122,CU122,DI122)))","v":""},{"$f":"IF(CK122=\"\",\"\",IF(CL122=1,AreaCi(CR122,DI122),AreaTr(CQ122,CU122,DI122)))","v":""},{"$f":"IF(CK122=\"\",\"\",RhCi(DK122,EC122))","v":""},"",{"$f":"IF(CK122=\"\",\"\",hf(CS122,J122,CT122,DK122,EE122))","v":""},{"$f":"IF(CK122=\"\",\"\",LOOKUP(CW122,Tab.4.5!$J$6:$J$27,Tab.4.5!$L$6:$L$27))","v":""},{"$f":"IF(CK122=\"\",\"\",He(EH122,DM122))","v":""},{"$f":"IF(CK122=\"\",\"\",Hs(DM122))","v":""},{"$f":"IF(CK122=\"\",\"\",Hm(EB122,EG122,EI122,EJ122,CS122,CV122))","v":""},"","","","","","","K45+-45000 () ",{"$f":"IF(B122=\"Existe.\",IF(AE122=1,CONCATENATE(#REF!,AK122,\" m.\"),CONCATENATE(#REF!,AJ122,\" m x \",AK122,\" m.\")),IF(CL122=1,CONCATENATE(#REF!,CR122,\" m.\"),CONCATENATE(#REF!,CQ122,\" m x \",CR122,\" m.\")))","v":{"$error":"#REF!"}},"Concreto, L =  m, S = 0 %.","Cota clave eje= 0 msnm.",null,null,null,"","","","","",{"$f":"IF(EV122=\"\",\"\",VLOOKUP(EY122,'Estructura escalonada'!$D$3:$H$953,2))","v":""},"","","","","",""]
[null,null,null,null,null,null,null,null,null,null,null,0,null,0,null,null,null,null,null,null,{"$f":"IF(K123=\"No\",\"\",IF(O123=\"\",YcCi(P123,N123),YcTr(N123,O123,S123)))","v":{"$error":"#VALUE!"}},{"$f":"IF(K123=\"No\",\"\",IF(O123=\"\",Teta1(U123,P123),\"-\"))","v":{"$error":"#VALUE!"}},{"$error":"#VALUE!"},{"$error":"#VALUE!"},{"$f":"IF(K123=\"No\",\"\",IF(O123=\"\",Ynci(P123,N123,R123,T123),YnTr(1,R123,O123,S123,T123,N123)))","v":{"$error":"#VALUE!"}},{"$f":"IF(K123=\"No\",\"\",IF(O123=\"\",Teta1(Y123,P123),\"-\"))","v":{"$error":"#VALUE!"}},{"$f":"IF(K123=\"No\",\"\",IF(O123=\"\",AreaCi(P123,Y123),AreaTr(O123,S123,Y123)))","v":{"$error":"#VALUE!"}},{"$f":"IF(K123=\"No\",\"\",IF(O123=\"\",FrCi(AC123,9.806,Z123,P123),FrTr(AC123,9.806,O123,S123,Y123)))","v":{"$error":"#VALUE!"}},{"$error":"#VALUE!"},null,null,null,null,null,null,null,null,null,null,null,null,null,null,null,0,0,"","","",{"$f":"IF(AD123=\"\",\"\",IF(AE123=1,YcCi(AK123,J123),YcTr(J123,AJ123,AN123)))","v":""},{"$f":"IF(AD123=\"\",\"\",IF(AE123=1,Teta1(AX123,AK123),\"-\"))","v":""},{"$f":"IF(AD123=\"\",\"\",IF(AE123=1,AreaCi(AK123,AX123),AreaTr(AJ123,AN123,AX123)))","v":""},"",{"$f":"IF(AD123=\"\",\"\",IF(AE123=1,Ynci(AK123,J123,AM123,AO123),YnTr(1,AM123,AJ123,AN123,AO123,J123)))","v":""},{"$f":"IF(AD123=\"\",\"\",IF(AE123=1,Teta1(BB123,AK123),\"-\"))","v":""},{"$f":"IF(AD123=\"\",\"\",IF(AE123=1,AreaCi(AK123,BB123),AreaTr(AJ123,AN123,BB123)))","v":""},{"$f":"IF(AD123=\"\",\"\",IF(AE123=1,FrCi(BF123,9.806,BC123,AK123),FrTr(BF123,9.806,AJ123,AN123,BB123)))","v":""},"",{"$f":"IF(AD123=\"\",\"\",IF(AE123=1,LOOKUP(AI123,'Vmáx(material) - Tab.4.3'!$L$2:$L$11,'Vmáx(material) - Tab.4.3'!$M$2:$M$11),LOOKUP(AI123,'Vmáx(material) - Tab.4.3'!$L$15,'Vmáx(material) - Tab.4.3'!$M$15)))","v":""},{"$f":"IF(AD123=\"\",\"\",VLOOKUP($AH123,'Vmáx(material) - Tab.4.3'!$R$35:$X$41,2))","v":""},{"$f":"IF(AD123=\"\",\"\",VLOOKUP($AH123,'Vmáx(material) - Tab.4.3'!$R$35:$X$41,3))","v":""},{"$f":"IF(AD123=\"\",\"\",VLOOKUP($AH123,'Vmáx(material) - Tab.4.3'!$R$35:$X$41,4))","v":""},{"$f":"IF(AD123=\"\",\"\",VLOOKUP($AH123,'Vmáx(material) - Tab.4.3'!$R$35:$X$41,5))","v":""},{"$f":"IF(AD123=\"\",\"\",VLOOKUP($AH123,'Vmáx(material) - Tab.4.3'!$R$35:$X$41,6))","v":""},{"$f":"IF(AD123=\"\",\"\",IF(AD123=\"\",\"\",VLOOKUP($AH123,'Vmáx(material) - Tab.4.3'!$R$35:$X$41,7)))","v":""},{"$f":"IF(AD123=\"\",\"\",IF(AE123=1,FCi(J123,AK123),FTr(J123,AJ123,AK123)))","v":""},"",{"$f":"IF(AD123=\"\",\"\",Hw(BH123,BI123,BJ123,BK123,BL123,BM123,Z,BN123,AO123,AK123))","v":""},"","","","",{"$f":"IF(AD123=\"\",\"\",ho(BT123,AK123,AX123))","v":""},{"$f":"IF(AD123=\"\",\"\",IF(AE123=1,PeriCi(AK123,BB123),PeriTr(AJ123,AN123,BB123)))","v":""},{"$f":"IF(AD123=\"\",\"\",IF(AE123=1,AreaCi(AK123,BB123),AreaTr(AJ123,AN123,BB123)))","v":""},{"$f":"IF(AD123=\"\",\"\",RhCi(BW123,BV123))","v":""},"",{"$f":"IF(AD123=\"\",\"\",hf(AL123,J123,AM123,BW123,BX123))","v":""},{"$f":"IF(AD123=\"\",\"\",LOOKUP(AP123,Tab.4.5!$J$6:$J$27,Tab.4.5!$L$6:$L$27))","v":""},{"$f":"IF(AD123=\"\",\"\",He(CA123,BY123))","v":""},{"$f":"IF(AD123=\"\",\"\",Hs(BY123))","v":""},{"$f":"IF(AD123=\"\",\"\",Hm(BU123,BZ123,CB123,CC123,AL123,AO123))","v":""},"","","","","","",null,null,null,null,null,null,null,null,null,null,null,null,null,null,null,0,0,0,0,0,{"$f":"IF(CK123=\"\",\"\",IF(CL123=1,YcCi(CR123,J123),YcTr(J123,CQ123,CU123)))","v":""},{"$f":"IF(CK123=\"\",\"\",IF(CL123=1,Teta1(DE123,CR123),\"-\"))","v":""},"","",{"$f":"IF(CK123=\"\",\"\",IF(CL123=1,Ynci(CR123,J123,CT123,CV123),YnTr(1,CT123,CQ123,CU123,CV123,J123)))","v":""},{"$f":"IF(CK123=\"\",\"\",IF(CL123=1,Teta1(DI123,CR123),\"-\"))","v":""},{"$f":"IF(CK123=\"\",\"\",IF(CL123=1,AreaCi(CR123,J123),AreaTr(CQ123,CU123,DI123)))","v":""},{"$f":"IF(CK123=\"\",\"\",IF(CL123=1,FrCi(DM123,9.806,DJ123,CR123),FrTr(DM123,9.806,CQ123,CU123,DI123)))","v":""},"",{"$f":"IF(CK123=\"\",\"\",IF(CL123=1,LOOKUP(CP123,'Vmáx(material) - Tab.4.3'!$L$2:$L$11,'Vmáx(material) - Tab.4.3'!$M$2:$M$11),LOOKUP(CP123,'Vmáx(material) - Tab.4.3'!$L$15,'Vmáx(material) - Tab.4.3'!$M$15)))","v":""},{"$f":"IF(CK123=\"\",\"\",VLOOKUP($CO123,'Vmáx(material) - Tab.4.3'!$R$35:$X$41,2))","v":""},{"$f":"IF(CK123=\"\",\"\",VLOOKUP($CO123,'Vmáx(material) - Tab.4.3'!$R$35:$X$41,3))","v":""},{"$f":"IF(CK123=\"\",\"\",VLOOKUP($CO123,'Vmáx(material) - Tab.4.3'!$R$35:$X$41,4))","v":""},{"$f":"IF(CK123=\"\",\"\",VLOOKUP($CO123,'Vmáx(material) - Tab.4.3'!$R$35:$X$41,5))","v":""},{"$f":"IF(CK123=\"\",\"\",VLOOKUP($CO123,'Vmáx(material) - Tab.4.3'!$R$35:$X$41,6))","v":""},{"$f":"IF(CK123=\"\",\"\",IF(CK123=\"\",\"\",VLOOKUP(CO123,'Vmáx(material) - Tab.4.3'!$R$35:$X$41,7)))","v":""},{"$f":"IF(CK123=\"\",\"\",IF(CL123=1,FCi(J123,CR123),FTr(J123,CQ123,CR123)))","v":""},"",{"$f":"IF(CK123=\"\",\"\",Hw(DO123,DP123,DQ123,DR123,DS123,DT123,Z,DU123,CV123,CR123))","v":""},"","","","","",{"$f":"IF(CK123=\"\",\"\",IF(CL123=1,PeriCi(CR123,DI123),PeriTr(CQ123,CU123,DI123)))","v":""},{"$f":"IF(CK123=\"\",\"\",IF(CL123=1,AreaCi(CR123,DI123),AreaTr(CQ123,CU123,DI123)))","v":""},{"$f":"IF(CK123=\"\",\"\",RhCi(DK123,EC123))","v":""},"",{"$f":"IF(CK123=\"\",\"\",hf(CS123,J123,CT123,DK123,EE123))","v":""},{"$f":"IF(CK123=\"\",\"\",LOOKUP(CW123,Tab.4.5!$J$6:$J$27,Tab.4.5!$L$6:$L$27))","v":""},{"$f":"IF(CK123=\"\",\"\",He(EH123,DM123))","v":""},{"$f":"IF(CK123=\"\",\"\",Hs(DM123))","v":""},{"$f":"IF(CK123=\"\",\"\",Hm(EB123,EG123,EI123,EJ123,CS123,CV123))","v":""},"","","","","","","K45+-45000 () ",{"$f":"IF(B123=\"Existe.\",IF(AE123=1,CONCATENATE(#REF!,AK123,\" m.\"),CONCATENATE(#REF!,AJ123,\" m x \",AK123,\" m.\")),IF(CL123=1,CONCATENATE(#REF!,CR123,\" m.\"),CONCATENATE(#REF!,CQ123,\" m x \",CR123,\" m.\")))","v":{"$error":"#REF!"}},"Concreto, L =  m, S = 0 %.","Cota clave eje= 0 msnm.",null,null,null,"","","","","",{"$f":"IF(EV123=\"\",\"\",VLOOKUP(EY123,'Estructura escalonada'!$D$3:$H$953,2))","v":""},"","","","","",""]
[null,null,null,null,null,null,null,null,null,null,null,0,null,0,null,null,null,null,null,null,{"$f":"IF(K124=\"No\",\"\",IF(O124=\"\",YcCi(P124,N124),YcTr(N124,O124,S124)))","v":{"$error":"#VALUE!"}},{"$f":"IF(K124=\"No\",\"\",IF(O124=\"\",Teta1(U124,P124),\"-\"))","v":{"$error":"#VALUE!"}},{"$error":"#VALUE!"},{"$error":"#VALUE!"},{"$f":"IF(K124=\"No\",\"\",IF(O124=\"\",Ynci(P124,N124,R124,T124),YnTr(1,R124,O124,S124,T124,N124)))","v":{"$error":"#VALUE!"}},{"$f":"IF(K124=\"No\",\"\",IF(O124=\"\",Teta1(Y124,P124),\"-\"))","v":{"$error":"#VALUE!"}},{"$f":"IF(K124=\"No\",\"\",IF(O124=\"\",AreaCi(P124,Y124),AreaTr(O124,S124,Y124)))","v":{"$error":"#VALUE!"}},{"$f":"IF(K124=\"No\",\"\",IF(O124=\"\",FrCi(AC124,9.806,Z124,P124),FrTr(AC124,9.806,O124,S124,Y124)))","v":{"$error":"#VALUE!"}},{"$error":"#VALUE!"},null,null,null,null,null,null,null,null,null,null,null,null,null,null,null,0,0,"","","",{"$f":"IF(AD124=\"\",\"\",IF(AE124=1,YcCi(AK124,J124),YcTr(J124,AJ124,AN124)))","v":""},{"$f":"IF(AD124=\"\",\"\",IF(AE124=1,Teta1(AX124,AK124),\"-\"))","v":""},{"$f":"IF(AD124=\"\",\"\",IF(AE124=1,AreaCi(AK124,AX124),AreaTr(AJ124,AN124,AX124)))","v":""},"",{"$f":"IF(AD124=\"\",\"\",IF(AE124=1,Ynci(AK124,J124,AM124,AO124),YnTr(1,AM124,AJ124,AN124,AO124,J124)))","v":""},{"$f":"IF(AD124=\"\",\"\",IF(AE124=1,Teta1(BB124,AK124),\"-\"))","v":""},{"$f":"IF(AD124=\"\",\"\",IF(AE124=1,AreaCi(AK124,BB124),AreaTr(AJ124,AN124,BB124)))","v":""},{"$f":"IF(AD124=\"\",\"\",IF(AE124=1,FrCi(BF124,9.806,BC124,AK124),FrTr(BF124,9.806,AJ124,AN124,BB124)))","v":""},"",{"$f":"IF(AD124=\"\",\"\",IF(AE124=1,LOOKUP(AI124,'Vmáx(material) - Tab.4.3'!$L$2:$L$11,'Vmáx(material) - Tab.4.3'!$M$2:$M$11),LOOKUP(AI124,'Vmáx(material) - Tab.4.3'!$L$15,'Vmáx(material) - Tab.4.3'!$M$15)))","v":""},{"$f":"IF(AD124=\"\",\"\",VLOOKUP($AH124,'Vmáx(material) - Tab.4.3'!$R$35:$X$41,2))","v":""},{"$f":"IF(AD124=\"\",\"\",VLOOKUP($AH124,'Vmáx(material) - Tab.4.3'!$R$35:$X$41,3))","v":""},{"$f":"IF(AD124=\"\",\"\",VLOOKUP($AH124,'Vmáx(material) - Tab.4.3'!$R$35:$X$41,4))","v":""},{"$f":"IF(AD124=\"\",\"\",VLOOKUP($AH124,'Vmáx(material) - Tab.4.3'!$R$35:$X$41,5))","v":""},{"$f":"IF(AD124=\"\",\"\",VLOOKUP($AH124,'Vmáx(material) - Tab.4.3'!$R$35:$X$41,6))","v":""},{"$f":"IF(AD124=\"\",\"\",IF(AD124=\"\",\"\",VLOOKUP($AH124,'Vmáx(material) - Tab.4.3'!$R$35:$X$41,7)))","v":""},{"$f":"IF(AD124=\"\",\"\",IF(AE124=1,FCi(J124,AK124),FTr(J124,AJ124,AK124)))","v":""},"",{"$f":"IF(AD124=\"\",\"\",Hw(BH124,BI124,BJ124,BK124,BL124,BM124,Z,BN124,AO124,AK124))","v":""},"","","","",{"$f":"IF(AD124=\"\",\"\",ho(BT124,AK124,AX124))","v":""},{"$f":"IF(AD124=\"\",\"\",IF(AE124=1,PeriCi(AK124,BB124),PeriTr(AJ124,AN124,BB124)))","v":""},{"$f":"IF(AD124=\"\",\"\",IF(AE124=1,AreaCi(AK124,BB124),AreaTr(AJ124,AN124,BB124)))","v":""},{"$f":"IF(AD124=\"\",\"\",RhCi(BW124,BV124))","v":""},"",{"$f":"IF(AD124=\"\",\"\",hf(AL124,J124,AM124,BW124,BX124))","v":""},{"$f":"IF(AD124=\"\",\"\",LOOKUP(AP124,Tab.4.5!$J$6:$J$27,Tab.4.5!$L$6:$L$27))","v":""},{"$f":"IF(AD124=\"\",\"\",He(CA124,BY124))","v":""},{"$f":"IF(AD124=\"\",\"\",Hs(BY124))","v":""},{"$f":"IF(AD124=\"\",\"\",Hm(BU124,BZ124,CB124,CC124,AL124,AO124))","v":""},"","","","","","",null,null,null,null,null,null,null,null,null,null,null,null,null,null,null,0,0,0,0,0,{"$f":"IF(CK124=\"\",\"\",IF(CL124=1,YcCi(CR124,J124),YcTr(J124,CQ124,CU124)))","v":""},{"$f":"IF(CK124=\"\",\"\",IF(CL124=1,Teta1(DE124,CR124),\"-\"))","v":""},"","",{"$f":"IF(CK124=\"\",\"\",IF(CL124=1,Ynci(CR124,J124,CT124,CV124),YnTr(1,CT124,CQ124,CU124,CV124,J124)))","v":""},{"$f":"IF(CK124=\"\",\"\",IF(CL124=1,Teta1(DI124,CR124),\"-\"))","v":""},{"$f":"IF(CK124=\"\",\"\",IF(CL124=1,AreaCi(CR124,J124),AreaTr(CQ124,CU124,DI124)))","v":""},{"$f":"IF(CK124=\"\",\"\",IF(CL124=1,FrCi(DM124,9.806,DJ124,CR124),FrTr(DM124,9.806,CQ124,CU124,DI124)))","v":""},"",{"$f":"IF(CK124=\"\",\"\",IF(CL124=1,LOOKUP(CP124,'Vmáx(material) - Tab.4.3'!$L$2:$L$11,'Vmáx(material) - Tab.4.3'!$M$2:$M$11),LOOKUP(CP124,'Vmáx(material) - Tab.4.3'!$L$15,'Vmáx(material) - Tab.4.3'!$M$15)))","v":""},{"$f":"IF(CK124=\"\",\"\",VLOOKUP($CO124,'Vmáx(material) - Tab.4.3'!$R$35:$X$41,2))","v":""},{"$f":"IF(CK124=\"\",\"\",VLOOKUP($CO124,'Vmáx(material) - Tab.4.3'!$R$35:$X$41,3))","v":""},{"$f":"IF(CK124=\"\",\"\",VLOOKUP($CO124,'Vmáx(material) - Tab.4.3'!$R$35:$X$41,4))","v":""},{"$f":"IF(CK124=\"\",\"\",VLOOKUP($CO124,'Vmáx(material) - Tab.4.3'!$R$35:$X$41,5))","v":""},{"$f":"IF(CK124=\"\",\"\",VLOOKUP($CO124,'Vmáx(material) - Tab.4.3'!$R$35:$X$41,6))","v":""},{"$f":"IF(CK124=\"\",\"\",IF(CK124=\"\",\"\",VLOOKUP(CO124,'Vmáx(material) - Tab.4.3'!$R$35:$X$41,7)))","v":""},{"$f":"IF(CK124=\"\",\"\",IF(CL124=1,FCi(J124,CR124),FTr(J124,CQ124,CR124)))","v":""},"",{"$f":"IF(CK124=\"\",\"\",Hw(DO124,DP124,DQ124,DR124,DS124,DT124,Z,DU124,CV124,CR124))","v":""},"","","","","",{"$f":"IF(CK124=\"\",\"\",IF(CL124=1,PeriCi(CR124,DI124),PeriTr(CQ124,CU124,DI124)))","v":""},{"$f":"IF(CK124=\"\",\"\",IF(CL124=1,AreaCi(CR124,DI124),AreaTr(CQ124,CU124,DI124)))","v":""},{"$f":"IF(CK124=\"\",\"\",RhCi(DK124,EC124))","v":""},"",{"$f":"IF(CK124=\"\",\"\",hf(CS124,J124,CT124,DK124,EE124))","v":""},{"$f":"IF(CK124=\"\",\"\",LOOKUP(CW124,Tab.4.5!$J$6:$J$27,Tab.4.5!$L$6:$L$27))","v":""},{"$f":"IF(CK124=\"\",\"\",He(EH124,DM124))","v":""},{"$f":"IF(CK124=\"\",\"\",Hs(DM124))","v":""},{"$f":"IF(CK124=\"\",\"\",Hm(EB124,EG124,EI124,EJ124,CS124,CV124))","v":""},"","","","","","","K45+-45000 () ",{"$f":"IF(B124=\"Existe.\",IF(AE124=1,CONCATENATE(#REF!,AK124,\" m.\"),CONCATENATE(#REF!,AJ124,\" m x \",AK124,\" m.\")),IF(CL124=1,CONCATENATE(#REF!,CR124,\" m.\"),CONCATENATE(#REF!,CQ124,\" m x \",CR124,\" m.\")))","v":{"$error":"#REF!"}},"Concreto, L =  m, S = 0 %.","Cota clave eje= 0 msnm.",null,null,null,"","","","","",{"$f":"IF(EV124=\"\",\"\",VLOOKUP(EY124,'Estructura escalonada'!$D$3:$H$953,2))","v":""},"","","","","",""]
[null,null,null,null,null,null,null,null,null,null,null,0,null,0,null,null,null,null,null,null,{"$f":"IF(K125=\"No\",\"\",IF(O125=\"\",YcCi(P125,N125),YcTr(N125,O125,S125)))","v":{"$error":"#VALUE!"}},{"$f":"IF(K125=\"No\",\"\",IF(O125=\"\",Teta1(U125,P125),\"-\"))","v":{"$error":"#VALUE!"}},{"$error":"#VALUE!"},{"$error":"#VALUE!"},{"$f":"IF(K125=\"No\",\"\",IF(O125=\"\",Ynci(P125,N125,R125,T125),YnTr(1,R125,O125,S125,T125,N125)))","v":{"$error":"#VALUE!"}},{"$f":"IF(K125=\"No\",\"\",IF(O125=\"\",Teta1(Y125,P125),\"-\"))","v":{"$error":"#VALUE!"}},{"$f":"IF(K125=\"No\",\"\",IF(O125=\"\",AreaCi(P125,Y125),AreaTr(O125,S125,Y125)))","v":{"$error":"#VALUE!"}},{"$f":"IF(K125=\"No\",\"\",IF(O125=\"\",FrCi(AC125,9.806,Z125,P125),FrTr(AC125,9.806,O125,S125,Y125)))","v":{"$error":"#VALUE!"}},{"$error":"#VALUE!"},null,null,null,null,null,null,null,null,null,null,null,null,null,null,null,0,0,"","","",{"$f":"IF(AD125=\"\",\"\",IF(AE125=1,YcCi(AK125,J125),YcTr(J125,AJ125,AN125)))","v":""},{"$f":"IF(AD125=\"\",\"\",IF(AE125=1,Teta1(AX125,AK125),\"-\"))","v":""},{"$f":"IF(AD125=\"\",\"\",IF(AE125=1,AreaCi(AK125,AX125),AreaTr(AJ125,AN125,AX125)))","v":""},"",{"$f":"IF(AD125=\"\",\"\",IF(AE125=1,Ynci(AK125,J125,AM125,AO125),YnTr(1,AM125,AJ125,AN125,AO125,J125)))","v":""},{"$f":"IF(AD125=\"\",\"\",IF(AE125=1,Teta1(BB125,AK125),\"-\"))","v":""},{"$f":"IF(AD125=\"\",\"\",IF(AE125=1,AreaCi(AK125,BB125),AreaTr(AJ125,AN125,BB125)))","v":""},{"$f":"IF(AD125=\"\",\"\",IF(AE125=1,FrCi(BF125,9.806,BC125,AK125),FrTr(BF125,9.806,AJ125,AN125,BB125)))","v":""},"",{"$f":"IF(AD125=\"\",\"\",IF(AE125=1,LOOKUP(AI125,'Vmáx(material) - Tab.4.3'!$L$2:$L$11,'Vmáx(material) - Tab.4.3'!$M$2:$M$11),LOOKUP(AI125,'Vmáx(material) - Tab.4.3'!$L$15,'Vmáx(material) - Tab.4.3'!$M$15)))","v":""},{"$f":"IF(AD125=\"\",\"\",VLOOKUP($AH125,'Vmáx(material) - Tab.4.3'!$R$35:$X$41,2))","v":""},{"$f":"IF(AD125=\"\",\"\",VLOOKUP($AH125,'Vmáx(material) - Tab.4.3'!$R$35:$X$41,3))","v":""},{"$f":"IF(AD125=\"\",\"\",VLOOKUP($AH125,'Vmáx(material) - Tab.4.3'!$R$35:$X$41,4))","v":""},{"$f":"IF(AD125=\"\",\"\",VLOOKUP($AH125,'Vmáx(material) - Tab.4.3'!$R$35:$X$41,5))","v":""},{"$f":"IF(AD125=\"\",\"\",VLOOKUP($AH125,'Vmáx(material) - Tab.4.3'!$R$35:$X$41,6))","v":""},{"$f":"IF(AD125=\"\",\"\",IF(AD125=\"\",\"\",VLOOKUP($AH125,'Vmáx(material) - Tab.4.3'!$R$35:$X$41,7)))","v":""},{"$f":"IF(AD125=\"\",\"\",IF(AE125=1,FCi(J125,AK125),FTr(J125,AJ125,AK125)))","v":""},"",{"$f":"IF(AD125=\"\",\"\",Hw(BH125,BI125,BJ125,BK125,BL125,BM125,Z,BN125,AO125,AK125))","v":""},"","","","",{"$f":"IF(AD125=\"\",\"\",ho(BT125,AK125,AX125))","v":""},{"$f":"IF(AD125=\"\",\"\",IF(AE125=1,PeriCi(AK125,BB125),PeriTr(AJ125,AN125,BB125)))","v":""},{"$f":"IF(AD125=\"\",\"\",IF(AE125=1,AreaCi(AK125,BB125),AreaTr(AJ125,AN125,BB125)))","v":""},{"$f":"IF(AD125=\"\",\"\",RhCi(BW125,BV125))","v":""},"",{"$f":"IF(AD125=\"\",\"\",hf(AL125,J125,AM125,BW125,BX125))","v":""},{"$f":"IF(AD125=\"\",\"\",LOOKUP(AP125,Tab.4.5!$J$6:$J$27,Tab.4.5!$L$6:$L$27))","v":""},{"$f":"IF(AD125=\"\",\"\",He(CA125,BY125))","v":""},{"$f":"IF(AD125=\"\",\"\",Hs(BY125))","v":""},{"$f":"IF(AD125=\"\",\"\",Hm(BU125,BZ125,CB125,CC125,AL125,AO125))","v":""},"","","","","","",null,null,null,null,null,null,null,null,null,null,null,null,null,null,null,0,0,0,0,0,{"$f":"IF(CK125=\"\",\"\",IF(CL125=1,YcCi(CR125,J125),YcTr(J125,CQ125,CU125)))","v":""},{"$f":"IF(CK125=\"\",\"\",IF(CL125=1,Teta1(DE125,CR125),\"-\"))","v":""},"","",{"$f":"IF(CK125=\"\",\"\",IF(CL125=1,Ynci(CR125,J125,CT125,CV125),YnTr(1,CT125,CQ125,CU125,CV125,J125)))","v":""},{"$f":"IF(CK125=\"\",\"\",IF(CL125=1,Teta1(DI125,CR125),\"-\"))","v":""},{"$f":"IF(CK125=\"\",\"\",IF(CL125=1,AreaCi(CR125,J125),AreaTr(CQ125,CU125,DI125)))","v":""},{"$f":"IF(CK125=\"\",\"\",IF(CL125=1,FrCi(DM125,9.806,DJ125,CR125),FrTr(DM125,9.806,CQ125,CU125,DI125)))","v":""},"",{"$f":"IF(CK125=\"\",\"\",IF(CL125=1,LOOKUP(CP125,'Vmáx(material) - Tab.4.3'!$L$2:$L$11,'Vmáx(material) - Tab.4.3'!$M$2:$M$11),LOOKUP(CP125,'Vmáx(material) - Tab.4.3'!$L$15,'Vmáx(material) - Tab.4.3'!$M$15)))","v":""},{"$f":"IF(CK125=\"\",\"\",VLOOKUP($CO125,'Vmáx(material) - Tab.4.3'!$R$35:$X$41,2))","v":""},{"$f":"IF(CK125=\"\",\"\",VLOOKUP($CO125,'Vmáx(material) - Tab.4.3'!$R$35:$X$41,3))","v":""},{"$f":"IF(CK125=\"\",\"\",VLOOKUP($CO125,'Vmáx(material) - Tab.4.3'!$R$35:$X$41,4))","v":""},{"$f":"IF(CK125=\"\",\"\",VLOOKUP($CO125,'Vmáx(material) - Tab.4.3'!$R$35:$X$41,5))","v":""},{"$f":"IF(CK125=\"\",\"\",VLOOKUP($CO125,'Vmáx(material) - Tab.4.3'!$R$35:$X$41,6))","v":""},{"$f":"IF(CK125=\"\",\"\",IF(CK125=\"\",\"\",VLOOKUP(CO125,'Vmáx(material) - Tab.4.3'!$R$35:$X$41,7)))","v":""},{"$f":"IF(CK125=\"\",\"\",IF(CL125=1,FCi(J125,CR125),FTr(J125,CQ125,CR125)))","v":""},"",{"$f":"IF(CK125=\"\",\"\",Hw(DO125,DP125,DQ125,DR125,DS125,DT125,Z,DU125,CV125,CR125))","v":""},"","","","","",{"$f":"IF(CK125=\"\",\"\",IF(CL125=1,PeriCi(CR125,DI125),PeriTr(CQ125,CU125,DI125)))","v":""},{"$f":"IF(CK125=\"\",\"\",IF(CL125=1,AreaCi(CR125,DI125),AreaTr(CQ125,CU125,DI125)))","v":""},{"$f":"IF(CK125=\"\",\"\",RhCi(DK125,EC125))","v":""},"",{"$f":"IF(CK125=\"\",\"\",hf(CS125,J125,CT125,DK125,EE125))","v":""},{"$f":"IF(CK125=\"\",\"\",LOOKUP(CW125,Tab.4.5!$J$6:$J$27,Tab.4.5!$L$6:$L$27))","v":""},{"$f":"IF(CK125=\"\",\"\",He(EH125,DM125))","v":""},{"$f":"IF(CK125=\"\",\"\",Hs(DM125))","v":""},{"$f":"IF(CK125=\"\",\"\",Hm(EB125,EG125,EI125,EJ125,CS125,CV125))","v":""},"","","","","","","K45+-45000 () ",{"$f":"IF(B125=\"Existe.\",IF(AE125=1,CONCATENATE(#REF!,AK125,\" m.\"),CONCATENATE(#REF!,AJ125,\" m x \",AK125,\" m.\")),IF(CL125=1,CONCATENATE(#REF!,CR125,\" m.\"),CONCATENATE(#REF!,CQ125,\" m x \",CR125,\" m.\")))","v":{"$error":"#REF!"}},"Concreto, L =  m, S = 0 %.","Cota clave eje= 0 msnm.",null,null,null,"","","","","",{"$f":"IF(EV125=\"\",\"\",VLOOKUP(EY125,'Estructura escalonada'!$D$3:$H$953,2))","v":""},"","","","","",""]
[null,null,null,null,null,null,null,null,null,null,null,0,null,0,null,null,null,null,null,null,{"$f":"IF(K126=\"No\",\"\",IF(O126=\"\",YcCi(P126,N126),YcTr(N126,O126,S126)))","v":{"$error":"#VALUE!"}},{"$f":"IF(K126=\"No\",\"\",IF(O126=\"\",Teta1(U126,P126),\"-\"))","v":{"$error":"#VALUE!"}},{"$error":"#VALUE!"},{"$error":"#VALUE!"},{"$f":"IF(K126=\"No\",\"\",IF(O126=\"\",Ynci(P126,N126,R126,T126),YnTr(1,R126,O126,S126,T126,N126)))","v":{"$error":"#VALUE!"}},{"$f":"IF(K126=\"No\",\"\",IF(O126=\"\",Teta1(Y126,P126),\"-\"))","v":{"$error":"#VALUE!"}},{"$f":"IF(K126=\"No\",\"\",IF(O126=\"\",AreaCi(P126,Y126),AreaTr(O126,S126,Y126)))","v":{"$error":"#VALUE!"}},{"$f":"IF(K126=\"No\",\"\",IF(O126=\"\",FrCi(AC126,9.806,Z126,P126),FrTr(AC126,9.806,O126,S126,Y126)))","v":{"$error":"#VALUE!"}},{"$error":"#VALUE!"},null,null,null,null,null,null,null,null,null,null,null,null,null,null,null,0,0,"","","",{"$f":"IF(AD126=\"\",\"\",IF(AE126=1,YcCi(AK126,J126),YcTr(J126,AJ126,AN126)))","v":""},{"$f":"IF(AD126=\"\",\"\",IF(AE126=1,Teta1(AX126,AK126),\"-\"))","v":""},{"$f":"IF(AD126=\"\",\"\",IF(AE126=1,AreaCi(AK126,AX126),AreaTr(AJ126,AN126,AX126)))","v":""},"",{"$f":"IF(AD126=\"\",\"\",IF(AE126=1,Ynci(AK126,J126,AM126,AO126),YnTr(1,AM126,AJ126,AN126,AO126,J126)))","v":""},{"$f":"IF(AD126=\"\",\"\",IF(AE126=1,Teta1(BB126,AK126),\"-\"))","v":""},{"$f":"IF(AD126=\"\",\"\",IF(AE126=1,AreaCi(AK126,BB126),AreaTr(AJ126,AN126,BB126)))","v":""},{"$f":"IF(AD126=\"\",\"\",IF(AE126=1,FrCi(BF126,9.806,BC126,AK126),FrTr(BF126,9.806,AJ126,AN126,BB126)))","v":""},"",{"$f":"IF(AD126=\"\",\"\",IF(AE126=1,LOOKUP(AI126,'Vmáx(material) - Tab.4.3'!$L$2:$L$11,'Vmáx(material) - Tab.4.3'!$M$2:$M$11),LOOKUP(AI126,'Vmáx(material) - Tab.4.3'!$L$15,'Vmáx(material) - Tab.4.3'!$M$15)))","v":""},{"$f":"IF(AD126=\"\",\"\",VLOOKUP($AH126,'Vmáx(material) - Tab.4.3'!$R$35:$X$41,2))","v":""},{"$f":"IF(AD126=\"\",\"\",VLOOKUP($AH126,'Vmáx(material) - Tab.4.3'!$R$35:$X$41,3))","v":""},{"$f":"IF(AD126=\"\",\"\",VLOOKUP($AH126,'Vmáx(material) - Tab.4.3'!$R$35:$X$41,4))","v":""},{"$f":"IF(AD126=\"\",\"\",VLOOKUP($AH126,'Vmáx(material) - Tab.4.3'!$R$35:$X$41,5))","v":""},{"$f":"IF(AD126=\"\",\"\",VLOOKUP($AH126,'Vmáx(material) - Tab.4.3'!$R$35:$X$41,6))","v":""},{"$f":"IF(AD126=\"\",\"\",IF(AD126=\"\",\"\",VLOOKUP($AH126,'Vmáx(material) - Tab.4.3'!$R$35:$X$41,7)))","v":""},{"$f":"IF(AD126=\"\",\"\",IF(AE126=1,FCi(J126,AK126),FTr(J126,AJ126,AK126)))","v":""},"",{"$f":"IF(AD126=\"\",\"\",Hw(BH126,BI126,BJ126,BK126,BL126,BM126,Z,BN126,AO126,AK126))","v":""},"","","","",{"$f":"IF(AD126=\"\",\"\",ho(BT126,AK126,AX126))","v":""},{"$f":"IF(AD126=\"\",\"\",IF(AE126=1,PeriCi(AK126,BB126),PeriTr(AJ126,AN126,BB126)))","v":""},{"$f":"IF(AD126=\"\",\"\",IF(AE126=1,AreaCi(AK126,BB126),AreaTr(AJ126,AN126,BB126)))","v":""},{"$f":"IF(AD126=\"\",\"\",RhCi(BW126,BV126))","v":""},"",{"$f":"IF(AD126=\"\",\"\",hf(AL126,J126,AM126,BW126,BX126))","v":""},{"$f":"IF(AD126=\"\",\"\",LOOKUP(AP126,Tab.4.5!$J$6:$J$27,Tab.4.5!$L$6:$L$27))","v":""},{"$f":"IF(AD126=\"\",\"\",He(CA126,BY126))","v":""},{"$f":"IF(AD126=\"\",\"\",Hs(BY126))","v":""},{"$f":"IF(AD126=\"\",\"\",Hm(BU126,BZ126,CB126,CC126,AL126,AO126))","v":""},"","","","","","",null,null,null,null,null,null,null,null,null,null,null,null,null,null,null,0,0,0,0,0,{"$f":"IF(CK126=\"\",\"\",IF(CL126=1,YcCi(CR126,J126),YcTr(J126,CQ126,CU126)))","v":""},{"$f":"IF(CK126=\"\",\"\",IF(CL126=1,Teta1(DE126,CR126),\"-\"))","v":""},"","",{"$f":"IF(CK126=\"\",\"\",IF(CL126=1,Ynci(CR126,J126,CT126,CV126),YnTr(1,CT126,CQ126,CU126,CV126,J126)))","v":""},{"$f":"IF(CK126=\"\",\"\",IF(CL126=1,Teta1(DI126,CR126),\"-\"))","v":""},{"$f":"IF(CK126=\"\",\"\",IF(CL126=1,AreaCi(CR126,J126),AreaTr(CQ126,CU126,DI126)))","v":""},{"$f":"IF(CK126=\"\",\"\",IF(CL126=1,FrCi(DM126,9.806,DJ126,CR126),FrTr(DM126,9.806,CQ126,CU126,DI126)))","v":""},"",{"$f":"IF(CK126=\"\",\"\",IF(CL126=1,LOOKUP(CP126,'Vmáx(material) - Tab.4.3'!$L$2:$L$11,'Vmáx(material) - Tab.4.3'!$M$2:$M$11),LOOKUP(CP126,'Vmáx(material) - Tab.4.3'!$L$15,'Vmáx(material) - Tab.4.3'!$M$15)))","v":""},{"$f":"IF(CK126=\"\",\"\",VLOOKUP($CO126,'Vmáx(material) - Tab.4.3'!$R$35:$X$41,2))","v":""},{"$f":"IF(CK126=\"\",\"\",VLOOKUP($CO126,'Vmáx(material) - Tab.4.3'!$R$35:$X$41,3))","v":""},{"$f":"IF(CK126=\"\",\"\",VLOOKUP($CO126,'Vmáx(material) - Tab.4.3'!$R$35:$X$41,4))","v":""},{"$f":"IF(CK126=\"\",\"\",VLOOKUP($CO126,'Vmáx(material) - Tab.4.3'!$R$35:$X$41,5))","v":""},{"$f":"IF(CK126=\"\",\"\",VLOOKUP($CO126,'Vmáx(material) - Tab.4.3'!$R$35:$X$41,6))","v":""},{"$f":"IF(CK126=\"\",\"\",IF(CK126=\"\",\"\",VLOOKUP(CO126,'Vmáx(material) - Tab.4.3'!$R$35:$X$41,7)))","v":""},{"$f":"IF(CK126=\"\",\"\",IF(CL126=1,FCi(J126,CR126),FTr(J126,CQ126,CR126)))","v":""},"",{"$f":"IF(CK126=\"\",\"\",Hw(DO126,DP126,DQ126,DR126,DS126,DT126,Z,DU126,CV126,CR126))","v":""},"","","","","",{"$f":"IF(CK126=\"\",\"\",IF(CL126=1,PeriCi(CR126,DI126),PeriTr(CQ126,CU126,DI126)))","v":""},{"$f":"IF(CK126=\"\",\"\",IF(CL126=1,AreaCi(CR126,DI126),AreaTr(CQ126,CU126,DI126)))","v":""},{"$f":"IF(CK126=\"\",\"\",RhCi(DK126,EC126))","v":""},"",{"$f":"IF(CK126=\"\",\"\",hf(CS126,J126,CT126,DK126,EE126))","v":""},{"$f":"IF(CK126=\"\",\"\",LOOKUP(CW126,Tab.4.5!$J$6:$J$27,Tab.4.5!$L$6:$L$27))","v":""},{"$f":"IF(CK126=\"\",\"\",He(EH126,DM126))","v":""},{"$f":"IF(CK126=\"\",\"\",Hs(DM126))","v":""},{"$f":"IF(CK126=\"\",\"\",Hm(EB126,EG126,EI126,EJ126,CS126,CV126))","v":""},"","","","","","","K45+-45000 () ",{"$f":"IF(B126=\"Existe.\",IF(AE126=1,CONCATENATE(#REF!,AK126,\" m.\"),CONCATENATE(#REF!,AJ126,\" m x \",AK126,\" m.\")),IF(CL126=1,CONCATENATE(#REF!,CR126,\" m.\"),CONCATENATE(#REF!,CQ126,\" m x \",CR126,\" m.\")))","v":{"$error":"#REF!"}},"Concreto, L =  m, S = 0 %.","Cota clave eje= 0 msnm.",null,null,null,"","","","","",{"$f":"IF(EV126=\"\",\"\",VLOOKUP(EY126,'Estructura escalonada'!$D$3:$H$953,2))","v":""},"","","","","",""]
[null,null,null,null,null,null,null,null,null,null,null,0,null,0,null,null,null,null,null,null,{"$f":"IF(K127=\"No\",\"\",IF(O127=\"\",YcCi(P127,N127),YcTr(N127,O127,S127)))","v":{"$error":"#VALUE!"}},{"$f":"IF(K127=\"No\",\"\",IF(O127=\"\",Teta1(U127,P127),\"-\"))","v":{"$error":"#VALUE!"}},{"$error":"#VALUE!"},{"$error":"#VALUE!"},{"$f":"IF(K127=\"No\",\"\",IF(O127=\"\",Ynci(P127,N127,R127,T127),YnTr(1,R127,O127,S127,T127,N127)))","v":{"$error":"#VALUE!"}},{"$f":"IF(K127=\"No\",\"\",IF(O127=\"\",Teta1(Y127,P127),\"-\"))","v":{"$error":"#VALUE!"}},{"$f":"IF(K127=\"No\",\"\",IF(O127=\"\",AreaCi(P127,Y127),AreaTr(O127,S127,Y127)))","v":{"$error":"#VALUE!"}},{"$f":"IF(K127=\"No\",\"\",IF(O127=\"\",FrCi(AC127,9.806,Z127,P127),FrTr(AC127,9.806,O127,S127,Y127)))","v":{"$error":"#VALUE!"}},{"$error":"#VALUE!"},null,null,null,null,null,null,null,null,null,null,null,null,null,null,null,0,0,"","","",{"$f":"IF(AD127=\"\",\"\",IF(AE127=1,YcCi(AK127,J127),YcTr(J127,AJ127,AN127)))","v":""},{"$f":"IF(AD127=\"\",\"\",IF(AE127=1,Teta1(AX127,AK127),\"-\"))","v":""},{"$f":"IF(AD127=\"\",\"\",IF(AE127=1,AreaCi(AK127,AX127),AreaTr(AJ127,AN127,AX127)))","v":""},"",{"$f":"IF(AD127=\"\",\"\",IF(AE127=1,Ynci(AK127,J127,AM127,AO127),YnTr(1,AM127,AJ127,AN127,AO127,J127)))","v":""},{"$f":"IF(AD127=\"\",\"\",IF(AE127=1,Teta1(BB127,AK127),\"-\"))","v":""},{"$f":"IF(AD127=\"\",\"\",IF(AE127=1,AreaCi(AK127,BB127),AreaTr(AJ127,AN127,BB127)))","v":""},{"$f":"IF(AD127=\"\",\"\",IF(AE127=1,FrCi(BF127,9.806,BC127,AK127),FrTr(BF127,9.806,AJ127,AN127,BB127)))","v":""},"",{"$f":"IF(AD127=\"\",\"\",IF(AE127=1,LOOKUP(AI127,'Vmáx(material) - Tab.4.3'!$L$2:$L$11,'Vmáx(material) - Tab.4.3'!$M$2:$M$11),LOOKUP(AI127,'Vmáx(material) - Tab.4.3'!$L$15,'Vmáx(material) - Tab.4.3'!$M$15)))","v":""},{"$f":"IF(AD127=\"\",\"\",VLOOKUP($AH127,'Vmáx(material) - Tab.4.3'!$R$35:$X$41,2))","v":""},{"$f":"IF(AD127=\"\",\"\",VLOOKUP($AH127,'Vmáx(material) - Tab.4.3'!$R$35:$X$41,3))","v":""},{"$f":"IF(AD127=\"\",\"\",VLOOKUP($AH127,'Vmáx(material) - Tab.4.3'!$R$35:$X$41,4))","v":""},{"$f":"IF(AD127=\"\",\"\",VLOOKUP($AH127,'Vmáx(material) - Tab.4.3'!$R$35:$X$41,5))","v":""},{"$f":"IF(AD127=\"\",\"\",VLOOKUP($AH127,'Vmáx(material) - Tab.4.3'!$R$35:$X$41,6))","v":""},{"$f":"IF(AD127=\"\",\"\",IF(AD127=\"\",\"\",VLOOKUP($AH127,'Vmáx(material) - Tab.4.3'!$R$35:$X$41,7)))","v":""},{"$f":"IF(AD127=\"\",\"\",IF(AE127=1,FCi(J127,AK127),FTr(J127,AJ127,AK127)))","v":""},"",{"$f":"IF(AD127=\"\",\"\",Hw(BH127,BI127,BJ127,BK127,BL127,BM127,Z,BN127,AO127,AK127))","v":""},"","","","",{"$f":"IF(AD127=\"\",\"\",ho(BT127,AK127,AX127))","v":""},{"$f":"IF(AD127=\"\",\"\",IF(AE127=1,PeriCi(AK127,BB127),PeriTr(AJ127,AN127,BB127)))","v":""},{"$f":"IF(AD127=\"\",\"\",IF(AE127=1,AreaCi(AK127,BB127),AreaTr(AJ127,AN127,BB127)))","v":""},{"$f":"IF(AD127=\"\",\"\",RhCi(BW127,BV127))","v":""},"",{"$f":"IF(AD127=\"\",\"\",hf(AL127,J127,AM127,BW127,BX127))","v":""},{"$f":"IF(AD127=\"\",\"\",LOOKUP(AP127,Tab.4.5!$J$6:$J$27,Tab.4.5!$L$6:$L$27))","v":""},{"$f":"IF(AD127=\"\",\"\",He(CA127,BY127))","v":""},{"$f":"IF(AD127=\"\",\"\",Hs(BY127))","v":""},{"$f":"IF(AD127=\"\",\"\",Hm(BU127,BZ127,CB127,CC127,AL127,AO127))","v":""},"","","","","","",null,null,null,null,null,null,null,null,null,null,null,null,null,null,null,0,0,0,0,0,{"$f":"IF(CK127=\"\",\"\",IF(CL127=1,YcCi(CR127,J127),YcTr(J127,CQ127,CU127)))","v":""},{"$f":"IF(CK127=\"\",\"\",IF(CL127=1,Teta1(DE127,CR127),\"-\"))","v":""},"","",{"$f":"IF(CK127=\"\",\"\",IF(CL127=1,Ynci(CR127,J127,CT127,CV127),YnTr(1,CT127,CQ127,CU127,CV127,J127)))","v":""},{"$f":"IF(CK127=\"\",\"\",IF(CL127=1,Teta1(DI127,CR127),\"-\"))","v":""},{"$f":"IF(CK127=\"\",\"\",IF(CL127=1,AreaCi(CR127,J127),AreaTr(CQ127,CU127,DI127)))","v":""},{"$f":"IF(CK127=\"\",\"\",IF(CL127=1,FrCi(DM127,9.806,DJ127,CR127),FrTr(DM127,9.806,CQ127,CU127,DI127)))","v":""},"",{"$f":"IF(CK127=\"\",\"\",IF(CL127=1,LOOKUP(CP127,'Vmáx(material) - Tab.4.3'!$L$2:$L$11,'Vmáx(material) - Tab.4.3'!$M$2:$M$11),LOOKUP(CP127,'Vmáx(material) - Tab.4.3'!$L$15,'Vmáx(material) - Tab.4.3'!$M$15)))","v":""},{"$f":"IF(CK127=\"\",\"\",VLOOKUP($CO127,'Vmáx(material) - Tab.4.3'!$R$35:$X$41,2))","v":""},{"$f":"IF(CK127=\"\",\"\",VLOOKUP($CO127,'Vmáx(material) - Tab.4.3'!$R$35:$X$41,3))","v":""},{"$f":"IF(CK127=\"\",\"\",VLOOKUP($CO127,'Vmáx(material) - Tab.4.3'!$R$35:$X$41,4))","v":""},{"$f":"IF(CK127=\"\",\"\",VLOOKUP($CO127,'Vmáx(material) - Tab.4.3'!$R$35:$X$41,5))","v":""},{"$f":"IF(CK127=\"\",\"\",VLOOKUP($CO127,'Vmáx(material) - Tab.4.3'!$R$35:$X$41,6))","v":""},{"$f":"IF(CK127=\"\",\"\",IF(CK127=\"\",\"\",VLOOKUP(CO127,'Vmáx(material) - Tab.4.3'!$R$35:$X$41,7)))","v":""},{"$f":"IF(CK127=\"\",\"\",IF(CL127=1,FCi(J127,CR127),FTr(J127,CQ127,CR127)))","v":""},"",{"$f":"IF(CK127=\"\",\"\",Hw(DO127,DP127,DQ127,DR127,DS127,DT127,Z,DU127,CV127,CR127))","v":""},"","","","","",{"$f":"IF(CK127=\"\",\"\",IF(CL127=1,PeriCi(CR127,DI127),PeriTr(CQ127,CU127,DI127)))","v":""},{"$f":"IF(CK127=\"\",\"\",IF(CL127=1,AreaCi(CR127,DI127),AreaTr(CQ127,CU127,DI127)))","v":""},{"$f":"IF(CK127=\"\",\"\",RhCi(DK127,EC127))","v":""},"",{"$f":"IF(CK127=\"\",\"\",hf(CS127,J127,CT127,DK127,EE127))","v":""},{"$f":"IF(CK127=\"\",\"\",LOOKUP(CW127,Tab.4.5!$J$6:$J$27,Tab.4.5!$L$6:$L$27))","v":""},{"$f":"IF(CK127=\"\",\"\",He(EH127,DM127))","v":""},{"$f":"IF(CK127=\"\",\"\",Hs(DM127))","v":""},{"$f":"IF(CK127=\"\",\"\",Hm(EB127,EG127,EI127,EJ127,CS127,CV127))","v":""},"","","","","","","K45+-45000 () ",{"$f":"IF(B127=\"Existe.\",IF(AE127=1,CONCATENATE(#REF!,AK127,\" m.\"),CONCATENATE(#REF!,AJ127,\" m x \",AK127,\" m.\")),IF(CL127=1,CONCATENATE(#REF!,CR127,\" m.\"),CONCATENATE(#REF!,CQ127,\" m x \",CR127,\" m.\")))","v":{"$error":"#REF!"}},"Concreto, L =  m, S = 0 %.","Cota clave eje= 0 msnm.",null,null,null,"","","","","",{"$f":"IF(EV127=\"\",\"\",VLOOKUP(EY127,'Estructura escalonada'!$D$3:$H$953,2))","v":""},"","","","","",""]
[null,null,null,null,null,null,null,null,null,null,null,0,null,0,null,null,null,null,null,null,{"$f":"IF(K128=\"No\",\"\",IF(O128=\"\",YcCi(P128,N128),YcTr(N128,O128,S128)))","v":{"$error":"#VALUE!"}},{"$f":"IF(K128=\"No\",\"\",IF(O128=\"\",Teta1(U128,P128),\"-\"))","v":{"$error":"#VALUE!"}},{"$error":"#VALUE!"},{"$error":"#VALUE!"},{"$f":"IF(K128=\"No\",\"\",IF(O128=\"\",Ynci(P128,N128,R128,T128),YnTr(1,R128,O128,S128,T128,N128)))","v":{"$error":"#VALUE!"}},{"$f":"IF(K128=\"No\",\"\",IF(O128=\"\",Teta1(Y128,P128),\"-\"))","v":{"$error":"#VALUE!"}},{"$f":"IF(K128=\"No\",\"\",IF(O128=\"\",AreaCi(P128,Y128),AreaTr(O128,S128,Y128)))","v":{"$error":"#VALUE!"}},{"$f":"IF(K128=\"No\",\"\",IF(O128=\"\",FrCi(AC128,9.806,Z128,P128),FrTr(AC128,9.806,O128,S128,Y128)))","v":{"$error":"#VALUE!"}},{"$error":"#VALUE!"},null,null,null,null,null,null,null,null,null,null,null,null,null,null,null,0,0,"","","",{"$f":"IF(AD128=\"\",\"\",IF(AE128=1,YcCi(AK128,J128),YcTr(J128,AJ128,AN128)))","v":""},{"$f":"IF(AD128=\"\",\"\",IF(AE128=1,Teta1(AX128,AK128),\"-\"))","v":""},{"$f":"IF(AD128=\"\",\"\",IF(AE128=1,AreaCi(AK128,AX128),AreaTr(AJ128,AN128,AX128)))","v":""},"",{"$f":"IF(AD128=\"\",\"\",IF(AE128=1,Ynci(AK128,J128,AM128,AO128),YnTr(1,AM128,AJ128,AN128,AO128,J128)))","v":""},{"$f":"IF(AD128=\"\",\"\",IF(AE128=1,Teta1(BB128,AK128),\"-\"))","v":""},{"$f":"IF(AD128=\"\",\"\",IF(AE128=1,AreaCi(AK128,BB128),AreaTr(AJ128,AN128,BB128)))","v":""},{"$f":"IF(AD128=\"\",\"\",IF(AE128=1,FrCi(BF128,9.806,BC128,AK128),FrTr(BF128,9.806,AJ128,AN128,BB128)))","v":""},"",{"$f":"IF(AD128=\"\",\"\",IF(AE128=1,LOOKUP(AI128,'Vmáx(material) - Tab.4.3'!$L$2:$L$11,'Vmáx(material) - Tab.4.3'!$M$2:$M$11),LOOKUP(AI128,'Vmáx(material) - Tab.4.3'!$L$15,'Vmáx(material) - Tab.4.3'!$M$15)))","v":""},{"$f":"IF(AD128=\"\",\"\",VLOOKUP($AH128,'Vmáx(material) - Tab.4.3'!$R$35:$X$41,2))","v":""},{"$f":"IF(AD128=\"\",\"\",VLOOKUP($AH128,'Vmáx(material) - Tab.4.3'!$R$35:$X$41,3))","v":""},{"$f":"IF(AD128=\"\",\"\",VLOOKUP($AH128,'Vmáx(material) - Tab.4.3'!$R$35:$X$41,4))","v":""},{"$f":"IF(AD128=\"\",\"\",VLOOKUP($AH128,'Vmáx(material) - Tab.4.3'!$R$35:$X$41,5))","v":""},{"$f":"IF(AD128=\"\",\"\",VLOOKUP($AH128,'Vmáx(material) - Tab.4.3'!$R$35:$X$41,6))","v":""},{"$f":"IF(AD128=\"\",\"\",IF(AD128=\"\",\"\",VLOOKUP($AH128,'Vmáx(material) - Tab.4.3'!$R$35:$X$41,7)))","v":""},{"$f":"IF(AD128=\"\",\"\",IF(AE128=1,FCi(J128,AK128),FTr(J128,AJ128,AK128)))","v":""},"",{"$f":"IF(AD128=\"\",\"\",Hw(BH128,BI128,BJ128,BK128,BL128,BM128,Z,BN128,AO128,AK128))","v":""},"","","","",{"$f":"IF(AD128=\"\",\"\",ho(BT128,AK128,AX128))","v":""},{"$f":"IF(AD128=\"\",\"\",IF(AE128=1,PeriCi(AK128,BB128),PeriTr(AJ128,AN128,BB128)))","v":""},{"$f":"IF(AD128=\"\",\"\",IF(AE128=1,AreaCi(AK128,BB128),AreaTr(AJ128,AN128,BB128)))","v":""},{"$f":"IF(AD128=\"\",\"\",RhCi(BW128,BV128))","v":""},"",{"$f":"IF(AD128=\"\",\"\",hf(AL128,J128,AM128,BW128,BX128))","v":""},{"$f":"IF(AD128=\"\",\"\",LOOKUP(AP128,Tab.4.5!$J$6:$J$27,Tab.4.5!$L$6:$L$27))","v":""},{"$f":"IF(AD128=\"\",\"\",He(CA128,BY128))","v":""},{"$f":"IF(AD128=\"\",\"\",Hs(BY128))","v":""},{"$f":"IF(AD128=\"\",\"\",Hm(BU128,BZ128,CB128,CC128,AL128,AO128))","v":""},"","","","","","",null,null,null,null,null,null,null,null,null,null,null,null,null,null,null,0,0,0,0,0,{"$f":"IF(CK128=\"\",\"\",IF(CL128=1,YcCi(CR128,J128),YcTr(J128,CQ128,CU128)))","v":""},{"$f":"IF(CK128=\"\",\"\",IF(CL128=1,Teta1(DE128,CR128),\"-\"))","v":""},"","",{"$f":"IF(CK128=\"\",\"\",IF(CL128=1,Ynci(CR128,J128,CT128,CV128),YnTr(1,CT128,CQ128,CU128,CV128,J128)))","v":""},{"$f":"IF(CK128=\"\",\"\",IF(CL128=1,Teta1(DI128,CR128),\"-\"))","v":""},{"$f":"IF(CK128=\"\",\"\",IF(CL128=1,AreaCi(CR128,J128),AreaTr(CQ128,CU128,DI128)))","v":""},{"$f":"IF(CK128=\"\",\"\",IF(CL128=1,FrCi(DM128,9.806,DJ128,CR128),FrTr(DM128,9.806,CQ128,CU128,DI128)))","v":""},"",{"$f":"IF(CK128=\"\",\"\",IF(CL128=1,LOOKUP(CP128,'Vmáx(material) - Tab.4.3'!$L$2:$L$11,'Vmáx(material) - Tab.4.3'!$M$2:$M$11),LOOKUP(CP128,'Vmáx(material) - Tab.4.3'!$L$15,'Vmáx(material) - Tab.4.3'!$M$15)))","v":""},{"$f":"IF(CK128=\"\",\"\",VLOOKUP($CO128,'Vmáx(material) - Tab.4.3'!$R$35:$X$41,2))","v":""},{"$f":"IF(CK128=\"\",\"\",VLOOKUP($CO128,'Vmáx(material) - Tab.4.3'!$R$35:$X$41,3))","v":""},{"$f":"IF(CK128=\"\",\"\",VLOOKUP($CO128,'Vmáx(material) - Tab.4.3'!$R$35:$X$41,4))","v":""},{"$f":"IF(CK128=\"\",\"\",VLOOKUP($CO128,'Vmáx(material) - Tab.4.3'!$R$35:$X$41,5))","v":""},{"$f":"IF(CK128=\"\",\"\",VLOOKUP($CO128,'Vmáx(material) - Tab.4.3'!$R$35:$X$41,6))","v":""},{"$f":"IF(CK128=\"\",\"\",IF(CK128=\"\",\"\",VLOOKUP(CO128,'Vmáx(material) - Tab.4.3'!$R$35:$X$41,7)))","v":""},{"$f":"IF(CK128=\"\",\"\",IF(CL128=1,FCi(J128,CR128),FTr(J128,CQ128,CR128)))","v":""},"",{"$f":"IF(CK128=\"\",\"\",Hw(DO128,DP128,DQ128,DR128,DS128,DT128,Z,DU128,CV128,CR128))","v":""},"","","","","",{"$f":"IF(CK128=\"\",\"\",IF(CL128=1,PeriCi(CR128,DI128),PeriTr(CQ128,CU128,DI128)))","v":""},{"$f":"IF(CK128=\"\",\"\",IF(CL128=1,AreaCi(CR128,DI128),AreaTr(CQ128,CU128,DI128)))","v":""},{"$f":"IF(CK128=\"\",\"\",RhCi(DK128,EC128))","v":""},"",{"$f":"IF(CK128=\"\",\"\",hf(CS128,J128,CT128,DK128,EE128))","v":""},{"$f":"IF(CK128=\"\",\"\",LOOKUP(CW128,Tab.4.5!$J$6:$J$27,Tab.4.5!$L$6:$L$27))","v":""},{"$f":"IF(CK128=\"\",\"\",He(EH128,DM128))","v":""},{"$f":"IF(CK128=\"\",\"\",Hs(DM128))","v":""},{"$f":"IF(CK128=\"\",\"\",Hm(EB128,EG128,EI128,EJ128,CS128,CV128))","v":""},"","","","","","","K45+-45000 () ",{"$f":"IF(B128=\"Existe.\",IF(AE128=1,CONCATENATE(#REF!,AK128,\" m.\"),CONCATENATE(#REF!,AJ128,\" m x \",AK128,\" m.\")),IF(CL128=1,CONCATENATE(#REF!,CR128,\" m.\"),CONCATENATE(#REF!,CQ128,\" m x \",CR128,\" m.\")))","v":{"$error":"#REF!"}},"Concreto, L =  m, S = 0 %.","Cota clave eje= 0 msnm.",null,null,null,"","","","","",{"$f":"IF(EV128=\"\",\"\",VLOOKUP(EY128,'Estructura escalonada'!$D$3:$H$953,2))","v":""},"","","","","",""]
[null,null,null,null,null,null,null,null,null,null,null,0,null,0,null,null,null,null,null,null,{"$f":"IF(K129=\"No\",\"\",IF(O129=\"\",YcCi(P129,N129),YcTr(N129,O129,S129)))","v":{"$error":"#VALUE!"}},{"$f":"IF(K129=\"No\",\"\",IF(O129=\"\",Teta1(U129,P129),\"-\"))","v":{"$error":"#VALUE!"}},{"$error":"#VALUE!"},{"$error":"#VALUE!"},{"$f":"IF(K129=\"No\",\"\",IF(O129=\"\",Ynci(P129,N129,R129,T129),YnTr(1,R129,O129,S129,T129,N129)))","v":{"$error":"#VALUE!"}},{"$f":"IF(K129=\"No\",\"\",IF(O129=\"\",Teta1(Y129,P129),\"-\"))","v":{"$error":"#VALUE!"}},{"$f":"IF(K129=\"No\",\"\",IF(O129=\"\",AreaCi(P129,Y129),AreaTr(O129,S129,Y129)))","v":{"$error":"#VALUE!"}},{"$f":"IF(K129=\"No\",\"\",IF(O129=\"\",FrCi(AC129,9.806,Z129,P129),FrTr(AC129,9.806,O129,S129,Y129)))","v":{"$error":"#VALUE!"}},{"$error":"#VALUE!"},null,null,null,null,null,null,null,null,null,null,null,null,null,null,null,0,0,"","","",{"$f":"IF(AD129=\"\",\"\",IF(AE129=1,YcCi(AK129,J129),YcTr(J129,AJ129,AN129)))","v":""},{"$f":"IF(AD129=\"\",\"\",IF(AE129=1,Teta1(AX129,AK129),\"-\"))","v":""},{"$f":"IF(AD129=\"\",\"\",IF(AE129=1,AreaCi(AK129,AX129),AreaTr(AJ129,AN129,AX129)))","v":""},"",{"$f":"IF(AD129=\"\",\"\",IF(AE129=1,Ynci(AK129,J129,AM129,AO129),YnTr(1,AM129,AJ129,AN129,AO129,J129)))","v":""},{"$f":"IF(AD129=\"\",\"\",IF(AE129=1,Teta1(BB129,AK129),\"-\"))","v":""},{"$f":"IF(AD129=\"\",\"\",IF(AE129=1,AreaCi(AK129,BB129),AreaTr(AJ129,AN129,BB129)))","v":""},{"$f":"IF(AD129=\"\",\"\",IF(AE129=1,FrCi(BF129,9.806,BC129,AK129),FrTr(BF129,9.806,AJ129,AN129,BB129)))","v":""},"",{"$f":"IF(AD129=\"\",\"\",IF(AE129=1,LOOKUP(AI129,'Vmáx(material) - Tab.4.3'!$L$2:$L$11,'Vmáx(material) - Tab.4.3'!$M$2:$M$11),LOOKUP(AI129,'Vmáx(material) - Tab.4.3'!$L$15,'Vmáx(material) - Tab.4.3'!$M$15)))","v":""},{"$f":"IF(AD129=\"\",\"\",VLOOKUP($AH129,'Vmáx(material) - Tab.4.3'!$R$35:$X$41,2))","v":""},{"$f":"IF(AD129=\"\",\"\",VLOOKUP($AH129,'Vmáx(material) - Tab.4.3'!$R$35:$X$41,3))","v":""},{"$f":"IF(AD129=\"\",\"\",VLOOKUP($AH129,'Vmáx(material) - Tab.4.3'!$R$35:$X$41,4))","v":""},{"$f":"IF(AD129=\"\",\"\",VLOOKUP($AH129,'Vmáx(material) - Tab.4.3'!$R$35:$X$41,5))","v":""},{"$f":"IF(AD129=\"\",\"\",VLOOKUP($AH129,'Vmáx(material) - Tab.4.3'!$R$35:$X$41,6))","v":""},{"$f":"IF(AD129=\"\",\"\",IF(AD129=\"\",\"\",VLOOKUP($AH129,'Vmáx(material) - Tab.4.3'!$R$35:$X$41,7)))","v":""},{"$f":"IF(AD129=\"\",\"\",IF(AE129=1,FCi(J129,AK129),FTr(J129,AJ129,AK129)))","v":""},"",{"$f":"IF(AD129=\"\",\"\",Hw(BH129,BI129,BJ129,BK129,BL129,BM129,Z,BN129,AO129,AK129))","v":""},"","","","",{"$f":"IF(AD129=\"\",\"\",ho(BT129,AK129,AX129))","v":""},{"$f":"IF(AD129=\"\",\"\",IF(AE129=1,PeriCi(AK129,BB129),PeriTr(AJ129,AN129,BB129)))","v":""},{"$f":"IF(AD129=\"\",\"\",IF(AE129=1,AreaCi(AK129,BB129),AreaTr(AJ129,AN129,BB129)))","v":""},{"$f":"IF(AD129=\"\",\"\",RhCi(BW129,BV129))","v":""},"",{"$f":"IF(AD129=\"\",\"\",hf(AL129,J129,AM129,BW129,BX129))","v":""},{"$f":"IF(AD129=\"\",\"\",LOOKUP(AP129,Tab.4.5!$J$6:$J$27,Tab.4.5!$L$6:$L$27))","v":""},{"$f":"IF(AD129=\"\",\"\",He(CA129,BY129))","v":""},{"$f":"IF(AD129=\"\",\"\",Hs(BY129))","v":""},{"$f":"IF(AD129=\"\",\"\",Hm(BU129,BZ129,CB129,CC129,AL129,AO129))","v":""},"","","","","","",null,null,null,null,null,null,null,null,null,null,null,null,null,null,null,0,0,0,0,0,{"$f":"IF(CK129=\"\",\"\",IF(CL129=1,YcCi(CR129,J129),YcTr(J129,CQ129,CU129)))","v":""},{"$f":"IF(CK129=\"\",\"\",IF(CL129=1,Teta1(DE129,CR129),\"-\"))","v":""},"","",{"$f":"IF(CK129=\"\",\"\",IF(CL129=1,Ynci(CR129,J129,CT129,CV129),YnTr(1,CT129,CQ129,CU129,CV129,J129)))","v":""},{"$f":"IF(CK129=\"\",\"\",IF(CL129=1,Teta1(DI129,CR129),\"-\"))","v":""},{"$f":"IF(CK129=\"\",\"\",IF(CL129=1,AreaCi(CR129,J129),AreaTr(CQ129,CU129,DI129)))","v":""},{"$f":"IF(CK129=\"\",\"\",IF(CL129=1,FrCi(DM129,9.806,DJ129,CR129),FrTr(DM129,9.806,CQ129,CU129,DI129)))","v":""},"",{"$f":"IF(CK129=\"\",\"\",IF(CL129=1,LOOKUP(CP129,'Vmáx(material) - Tab.4.3'!$L$2:$L$11,'Vmáx(material) - Tab.4.3'!$M$2:$M$11),LOOKUP(CP129,'Vmáx(material) - Tab.4.3'!$L$15,'Vmáx(material) - Tab.4.3'!$M$15)))","v":""},{"$f":"IF(CK129=\"\",\"\",VLOOKUP($CO129,'Vmáx(material) - Tab.4.3'!$R$35:$X$41,2))","v":""},{"$f":"IF(CK129=\"\",\"\",VLOOKUP($CO129,'Vmáx(material) - Tab.4.3'!$R$35:$X$41,3))","v":""},{"$f":"IF(CK129=\"\",\"\",VLOOKUP($CO129,'Vmáx(material) - Tab.4.3'!$R$35:$X$41,4))","v":""},{"$f":"IF(CK129=\"\",\"\",VLOOKUP($CO129,'Vmáx(material) - Tab.4.3'!$R$35:$X$41,5))","v":""},{"$f":"IF(CK129=\"\",\"\",VLOOKUP($CO129,'Vmáx(material) - Tab.4.3'!$R$35:$X$41,6))","v":""},{"$f":"IF(CK129=\"\",\"\",IF(CK129=\"\",\"\",VLOOKUP(CO129,'Vmáx(material) - Tab.4.3'!$R$35:$X$41,7)))","v":""},{"$f":"IF(CK129=\"\",\"\",IF(CL129=1,FCi(J129,CR129),FTr(J129,CQ129,CR129)))","v":""},"",{"$f":"IF(CK129=\"\",\"\",Hw(DO129,DP129,DQ129,DR129,DS129,DT129,Z,DU129,CV129,CR129))","v":""},"","","","","",{"$f":"IF(CK129=\"\",\"\",IF(CL129=1,PeriCi(CR129,DI129),PeriTr(CQ129,CU129,DI129)))","v":""},{"$f":"IF(CK129=\"\",\"\",IF(CL129=1,AreaCi(CR129,DI129),AreaTr(CQ129,CU129,DI129)))","v":""},{"$f":"IF(CK129=\"\",\"\",RhCi(DK129,EC129))","v":""},"",{"$f":"IF(CK129=\"\",\"\",hf(CS129,J129,CT129,DK129,EE129))","v":""},{"$f":"IF(CK129=\"\",\"\",LOOKUP(CW129,Tab.4.5!$J$6:$J$27,Tab.4.5!$L$6:$L$27))","v":""},{"$f":"IF(CK129=\"\",\"\",He(EH129,DM129))","v":""},{"$f":"IF(CK129=\"\",\"\",Hs(DM129))","v":""},{"$f":"IF(CK129=\"\",\"\",Hm(EB129,EG129,EI129,EJ129,CS129,CV129))","v":""},"","","","","","","K45+-45000 () ",{"$f":"IF(B129=\"Existe.\",IF(AE129=1,CONCATENATE(#REF!,AK129,\" m.\"),CONCATENATE(#REF!,AJ129,\" m x \",AK129,\" m.\")),IF(CL129=1,CONCATENATE(#REF!,CR129,\" m.\"),CONCATENATE(#REF!,CQ129,\" m x \",CR129,\" m.\")))","v":{"$error":"#REF!"}},"Concreto, L =  m, S = 0 %.","Cota clave eje= 0 msnm.",null,null,null,"","","","","",{"$f":"IF(EV129=\"\",\"\",VLOOKUP(EY129,'Estructura escalonada'!$D$3:$H$953,2))","v":""},"","","","","",""]
[null,null,null,null,null,null,null,null,null,null,null,0,null,0,null,null,null,null,null,null,{"$f":"IF(K130=\"No\",\"\",IF(O130=\"\",YcCi(P130,N130),YcTr(N130,O130,S130)))","v":{"$error":"#VALUE!"}},{"$f":"IF(K130=\"No\",\"\",IF(O130=\"\",Teta1(U130,P130),\"-\"))","v":{"$error":"#VALUE!"}},{"$error":"#VALUE!"},{"$error":"#VALUE!"},{"$f":"IF(K130=\"No\",\"\",IF(O130=\"\",Ynci(P130,N130,R130,T130),YnTr(1,R130,O130,S130,T130,N130)))","v":{"$error":"#VALUE!"}},{"$f":"IF(K130=\"No\",\"\",IF(O130=\"\",Teta1(Y130,P130),\"-\"))","v":{"$error":"#VALUE!"}},{"$f":"IF(K130=\"No\",\"\",IF(O130=\"\",AreaCi(P130,Y130),AreaTr(O130,S130,Y130)))","v":{"$error":"#VALUE!"}},{"$f":"IF(K130=\"No\",\"\",IF(O130=\"\",FrCi(AC130,9.806,Z130,P130),FrTr(AC130,9.806,O130,S130,Y130)))","v":{"$error":"#VALUE!"}},{"$error":"#VALUE!"},null,null,null,null,null,null,null,null,null,null,null,null,null,null,null,0,0,"","","",{"$f":"IF(AD130=\"\",\"\",IF(AE130=1,YcCi(AK130,J130),YcTr(J130,AJ130,AN130)))","v":""},{"$f":"IF(AD130=\"\",\"\",IF(AE130=1,Teta1(AX130,AK130),\"-\"))","v":""},{"$f":"IF(AD130=\"\",\"\",IF(AE130=1,AreaCi(AK130,AX130),AreaTr(AJ130,AN130,AX130)))","v":""},"",{"$f":"IF(AD130=\"\",\"\",IF(AE130=1,Ynci(AK130,J130,AM130,AO130),YnTr(1,AM130,AJ130,AN130,AO130,J130)))","v":""},{"$f":"IF(AD130=\"\",\"\",IF(AE130=1,Teta1(BB130,AK130),\"-\"))","v":""},{"$f":"IF(AD130=\"\",\"\",IF(AE130=1,AreaCi(AK130,BB130),AreaTr(AJ130,AN130,BB130)))","v":""},{"$f":"IF(AD130=\"\",\"\",IF(AE130=1,FrCi(BF130,9.806,BC130,AK130),FrTr(BF130,9.806,AJ130,AN130,BB130)))","v":""},"",{"$f":"IF(AD130=\"\",\"\",IF(AE130=1,LOOKUP(AI130,'Vmáx(material) - Tab.4.3'!$L$2:$L$11,'Vmáx(material) - Tab.4.3'!$M$2:$M$11),LOOKUP(AI130,'Vmáx(material) - Tab.4.3'!$L$15,'Vmáx(material) - Tab.4.3'!$M$15)))","v":""},{"$f":"IF(AD130=\"\",\"\",VLOOKUP($AH130,'Vmáx(material) - Tab.4.3'!$R$35:$X$41,2))","v":""},{"$f":"IF(AD130=\"\",\"\",VLOOKUP($AH130,'Vmáx(material) - Tab.4.3'!$R$35:$X$41,3))","v":""},{"$f":"IF(AD130=\"\",\"\",VLOOKUP($AH130,'Vmáx(material) - Tab.4.3'!$R$35:$X$41,4))","v":""},{"$f":"IF(AD130=\"\",\"\",VLOOKUP($AH130,'Vmáx(material) - Tab.4.3'!$R$35:$X$41,5))","v":""},{"$f":"IF(AD130=\"\",\"\",VLOOKUP($AH130,'Vmáx(material) - Tab.4.3'!$R$35:$X$41,6))","v":""},{"$f":"IF(AD130=\"\",\"\",IF(AD130=\"\",\"\",VLOOKUP($AH130,'Vmáx(material) - Tab.4.3'!$R$35:$X$41,7)))","v":""},{"$f":"IF(AD130=\"\",\"\",IF(AE130=1,FCi(J130,AK130),FTr(J130,AJ130,AK130)))","v":""},"",{"$f":"IF(AD130=\"\",\"\",Hw(BH130,BI130,BJ130,BK130,BL130,BM130,Z,BN130,AO130,AK130))","v":""},"","","","",{"$f":"IF(AD130=\"\",\"\",ho(BT130,AK130,AX130))","v":""},{"$f":"IF(AD130=\"\",\"\",IF(AE130=1,PeriCi(AK130,BB130),PeriTr(AJ130,AN130,BB130)))","v":""},{"$f":"IF(AD130=\"\",\"\",IF(AE130=1,AreaCi(AK130,BB130),AreaTr(AJ130,AN130,BB130)))","v":""},{"$f":"IF(AD130=\"\",\"\",RhCi(BW130,BV130))","v":""},"",{"$f":"IF(AD130=\"\",\"\",hf(AL130,J130,AM130,BW130,BX130))","v":""},{"$f":"IF(AD130=\"\",\"\",LOOKUP(AP130,Tab.4.5!$J$6:$J$27,Tab.4.5!$L$6:$L$27))","v":""},{"$f":"IF(AD130=\"\",\"\",He(CA130,BY130))","v":""},{"$f":"IF(AD130=\"\",\"\",Hs(BY130))","v":""},{"$f":"IF(AD130=\"\",\"\",Hm(BU130,BZ130,CB130,CC130,AL130,AO130))","v":""},"","","","","","",null,null,null,null,null,null,null,null,null,null,null,null,null,null,null,0,0,0,0,0,{"$f":"IF(CK130=\"\",\"\",IF(CL130=1,YcCi(CR130,J130),YcTr(J130,CQ130,CU130)))","v":""},{"$f":"IF(CK130=\"\",\"\",IF(CL130=1,Teta1(DE130,CR130),\"-\"))","v":""},"","",{"$f":"IF(CK130=\"\",\"\",IF(CL130=1,Ynci(CR130,J130,CT130,CV130),YnTr(1,CT130,CQ130,CU130,CV130,J130)))","v":""},{"$f":"IF(CK130=\"\",\"\",IF(CL130=1,Teta1(DI130,CR130),\"-\"))","v":""},{"$f":"IF(CK130=\"\",\"\",IF(CL130=1,AreaCi(CR130,J130),AreaTr(CQ130,CU130,DI130)))","v":""},{"$f":"IF(CK130=\"\",\"\",IF(CL130=1,FrCi(DM130,9.806,DJ130,CR130),FrTr(DM130,9.806,CQ130,CU130,DI130)))","v":""},"",{"$f":"IF(CK130=\"\",\"\",IF(CL130=1,LOOKUP(CP130,'Vmáx(material) - Tab.4.3'!$L$2:$L$11,'Vmáx(material) - Tab.4.3'!$M$2:$M$11),LOOKUP(CP130,'Vmáx(material) - Tab.4.3'!$L$15,'Vmáx(material) - Tab.4.3'!$M$15)))","v":""},{"$f":"IF(CK130=\"\",\"\",VLOOKUP($CO130,'Vmáx(material) - Tab.4.3'!$R$35:$X$41,2))","v":""},{"$f":"IF(CK130=\"\",\"\",VLOOKUP($CO130,'Vmáx(material) - Tab.4.3'!$R$35:$X$41,3))","v":""},{"$f":"IF(CK130=\"\",\"\",VLOOKUP($CO130,'Vmáx(material) - Tab.4.3'!$R$35:$X$41,4))","v":""},{"$f":"IF(CK130=\"\",\"\",VLOOKUP($CO130,'Vmáx(material) - Tab.4.3'!$R$35:$X$41,5))","v":""},{"$f":"IF(CK130=\"\",\"\",VLOOKUP($CO130,'Vmáx(material) - Tab.4.3'!$R$35:$X$41,6))","v":""},{"$f":"IF(CK130=\"\",\"\",IF(CK130=\"\",\"\",VLOOKUP(CO130,'Vmáx(material) - Tab.4.3'!$R$35:$X$41,7)))","v":""},{"$f":"IF(CK130=\"\",\"\",IF(CL130=1,FCi(J130,CR130),FTr(J130,CQ130,CR130)))","v":""},"",{"$f":"IF(CK130=\"\",\"\",Hw(DO130,DP130,DQ130,DR130,DS130,DT130,Z,DU130,CV130,CR130))","v":""},"","","","","",{"$f":"IF(CK130=\"\",\"\",IF(CL130=1,PeriCi(CR130,DI130),PeriTr(CQ130,CU130,DI130)))","v":""},{"$f":"IF(CK130=\"\",\"\",IF(CL130=1,AreaCi(CR130,DI130),AreaTr(CQ130,CU130,DI130)))","v":""},{"$f":"IF(CK130=\"\",\"\",RhCi(DK130,EC130))","v":""},"",{"$f":"IF(CK130=\"\",\"\",hf(CS130,J130,CT130,DK130,EE130))","v":""},{"$f":"IF(CK130=\"\",\"\",LOOKUP(CW130,Tab.4.5!$J$6:$J$27,Tab.4.5!$L$6:$L$27))","v":""},{"$f":"IF(CK130=\"\",\"\",He(EH130,DM130))","v":""},{"$f":"IF(CK130=\"\",\"\",Hs(DM130))","v":""},{"$f":"IF(CK130=\"\",\"\",Hm(EB130,EG130,EI130,EJ130,CS130,CV130))","v":""},"","","","","","","K45+-45000 () ",{"$f":"IF(B130=\"Existe.\",IF(AE130=1,CONCATENATE(#REF!,AK130,\" m.\"),CONCATENATE(#REF!,AJ130,\" m x \",AK130,\" m.\")),IF(CL130=1,CONCATENATE(#REF!,CR130,\" m.\"),CONCATENATE(#REF!,CQ130,\" m x \",CR130,\" m.\")))","v":{"$error":"#REF!"}},"Concreto, L =  m, S = 0 %.","Cota clave eje= 0 msnm.",null,null,null,"","","","","",{"$f":"IF(EV130=\"\",\"\",VLOOKUP(EY130,'Estructura escalonada'!$D$3:$H$953,2))","v":""},"","","","","",""]
[null,null,null,null,null,null,null,null,null,null,null,0,null,0,null,null,null,null,null,null,{"$f":"IF(K131=\"No\",\"\",IF(O131=\"\",YcCi(P131,N131),YcTr(N131,O131,S131)))","v":{"$error":"#VALUE!"}},{"$f":"IF(K131=\"No\",\"\",IF(O131=\"\",Teta1(U131,P131),\"-\"))","v":{"$error":"#VALUE!"}},{"$error":"#VALUE!"},{"$error":"#VALUE!"},{"$f":"IF(K131=\"No\",\"\",IF(O131=\"\",Ynci(P131,N131,R131,T131),YnTr(1,R131,O131,S131,T131,N131)))","v":{"$error":"#VALUE!"}},{"$f":"IF(K131=\"No\",\"\",IF(O131=\"\",Teta1(Y131,P131),\"-\"))","v":{"$error":"#VALUE!"}},{"$f":"IF(K131=\"No\",\"\",IF(O131=\"\",AreaCi(P131,Y131),AreaTr(O131,S131,Y131)))","v":{"$error":"#VALUE!"}},{"$f":"IF(K131=\"No\",\"\",IF(O131=\"\",FrCi(AC131,9.806,Z131,P131),FrTr(AC131,9.806,O131,S131,Y131)))","v":{"$error":"#VALUE!"}},{"$error":"#VALUE!"},null,null,null,null,null,null,null,null,null,null,null,null,null,null,null,0,0,"","","",{"$f":"IF(AD131=\"\",\"\",IF(AE131=1,YcCi(AK131,J131),YcTr(J131,AJ131,AN131)))","v":""},{"$f":"IF(AD131=\"\",\"\",IF(AE131=1,Teta1(AX131,AK131),\"-\"))","v":""},{"$f":"IF(AD131=\"\",\"\",IF(AE131=1,AreaCi(AK131,AX131),AreaTr(AJ131,AN131,AX131)))","v":""},"",{"$f":"IF(AD131=\"\",\"\",IF(AE131=1,Ynci(AK131,J131,AM131,AO131),YnTr(1,AM131,AJ131,AN131,AO131,J131)))","v":""},{"$f":"IF(AD131=\"\",\"\",IF(AE131=1,Teta1(BB131,AK131),\"-\"))","v":""},{"$f":"IF(AD131=\"\",\"\",IF(AE131=1,AreaCi(AK131,BB131),AreaTr(AJ131,AN131,BB131)))","v":""},{"$f":"IF(AD131=\"\",\"\",IF(AE131=1,FrCi(BF131,9.806,BC131,AK131),FrTr(BF131,9.806,AJ131,AN131,BB131)))","v":""},"",{"$f":"IF(AD131=\"\",\"\",IF(AE131=1,LOOKUP(AI131,'Vmáx(material) - Tab.4.3'!$L$2:$L$11,'Vmáx(material) - Tab.4.3'!$M$2:$M$11),LOOKUP(AI131,'Vmáx(material) - Tab.4.3'!$L$15,'Vmáx(material) - Tab.4.3'!$M$15)))","v":""},{"$f":"IF(AD131=\"\",\"\",VLOOKUP($AH131,'Vmáx(material) - Tab.4.3'!$R$35:$X$41,2))","v":""},{"$f":"IF(AD131=\"\",\"\",VLOOKUP($AH131,'Vmáx(material) - Tab.4.3'!$R$35:$X$41,3))","v":""},{"$f":"IF(AD131=\"\",\"\",VLOOKUP($AH131,'Vmáx(material) - Tab.4.3'!$R$35:$X$41,4))","v":""},{"$f":"IF(AD131=\"\",\"\",VLOOKUP($AH131,'Vmáx(material) - Tab.4.3'!$R$35:$X$41,5))","v":""},{"$f":"IF(AD131=\"\",\"\",VLOOKUP($AH131,'Vmáx(material) - Tab.4.3'!$R$35:$X$41,6))","v":""},{"$f":"IF(AD131=\"\",\"\",IF(AD131=\"\",\"\",VLOOKUP($AH131,'Vmáx(material) - Tab.4.3'!$R$35:$X$41,7)))","v":""},{"$f":"IF(AD131=\"\",\"\",IF(AE131=1,FCi(J131,AK131),FTr(J131,AJ131,AK131)))","v":""},"",{"$f":"IF(AD131=\"\",\"\",Hw(BH131,BI131,BJ131,BK131,BL131,BM131,Z,BN131,AO131,AK131))","v":""},"","","","",{"$f":"IF(AD131=\"\",\"\",ho(BT131,AK131,AX131))","v":""},{"$f":"IF(AD131=\"\",\"\",IF(AE131=1,PeriCi(AK131,BB131),PeriTr(AJ131,AN131,BB131)))","v":""},{"$f":"IF(AD131=\"\",\"\",IF(AE131=1,AreaCi(AK131,BB131),AreaTr(AJ131,AN131,BB131)))","v":""},{"$f":"IF(AD131=\"\",\"\",RhCi(BW131,BV131))","v":""},"",{"$f":"IF(AD131=\"\",\"\",hf(AL131,J131,AM131,BW131,BX131))","v":""},{"$f":"IF(AD131=\"\",\"\",LOOKUP(AP131,Tab.4.5!$J$6:$J$27,Tab.4.5!$L$6:$L$27))","v":""},{"$f":"IF(AD131=\"\",\"\",He(CA131,BY131))","v":""},{"$f":"IF(AD131=\"\",\"\",Hs(BY131))","v":""},{"$f":"IF(AD131=\"\",\"\",Hm(BU131,BZ131,CB131,CC131,AL131,AO131))","v":""},"","","","","","",null,null,null,null,null,null,null,null,null,null,null,null,null,null,null,0,0,0,0,0,{"$f":"IF(CK131=\"\",\"\",IF(CL131=1,YcCi(CR131,J131),YcTr(J131,CQ131,CU131)))","v":""},{"$f":"IF(CK131=\"\",\"\",IF(CL131=1,Teta1(DE131,CR131),\"-\"))","v":""},"","",{"$f":"IF(CK131=\"\",\"\",IF(CL131=1,Ynci(CR131,J131,CT131,CV131),YnTr(1,CT131,CQ131,CU131,CV131,J131)))","v":""},{"$f":"IF(CK131=\"\",\"\",IF(CL131=1,Teta1(DI131,CR131),\"-\"))","v":""},{"$f":"IF(CK131=\"\",\"\",IF(CL131=1,AreaCi(CR131,J131),AreaTr(CQ131,CU131,DI131)))","v":""},{"$f":"IF(CK131=\"\",\"\",IF(CL131=1,FrCi(DM131,9.806,DJ131,CR131),FrTr(DM131,9.806,CQ131,CU131,DI131)))","v":""},"",{"$f":"IF(CK131=\"\",\"\",IF(CL131=1,LOOKUP(CP131,'Vmáx(material) - Tab.4.3'!$L$2:$L$11,'Vmáx(material) - Tab.4.3'!$M$2:$M$11),LOOKUP(CP131,'Vmáx(material) - Tab.4.3'!$L$15,'Vmáx(material) - Tab.4.3'!$M$15)))","v":""},{"$f":"IF(CK131=\"\",\"\",VLOOKUP($CO131,'Vmáx(material) - Tab.4.3'!$R$35:$X$41,2))","v":""},{"$f":"IF(CK131=\"\",\"\",VLOOKUP($CO131,'Vmáx(material) - Tab.4.3'!$R$35:$X$41,3))","v":""},{"$f":"IF(CK131=\"\",\"\",VLOOKUP($CO131,'Vmáx(material) - Tab.4.3'!$R$35:$X$41,4))","v":""},{"$f":"IF(CK131=\"\",\"\",VLOOKUP($CO131,'Vmáx(material) - Tab.4.3'!$R$35:$X$41,5))","v":""},{"$f":"IF(CK131=\"\",\"\",VLOOKUP($CO131,'Vmáx(material) - Tab.4.3'!$R$35:$X$41,6))","v":""},{"$f":"IF(CK131=\"\",\"\",IF(CK131=\"\",\"\",VLOOKUP(CO131,'Vmáx(material) - Tab.4.3'!$R$35:$X$41,7)))","v":""},{"$f":"IF(CK131=\"\",\"\",IF(CL131=1,FCi(J131,CR131),FTr(J131,CQ131,CR131)))","v":""},"",{"$f":"IF(CK131=\"\",\"\",Hw(DO131,DP131,DQ131,DR131,DS131,DT131,Z,DU131,CV131,CR131))","v":""},"","","","","",{"$f":"IF(CK131=\"\",\"\",IF(CL131=1,PeriCi(CR131,DI131),PeriTr(CQ131,CU131,DI131)))","v":""},{"$f":"IF(CK131=\"\",\"\",IF(CL131=1,AreaCi(CR131,DI131),AreaTr(CQ131,CU131,DI131)))","v":""},{"$f":"IF(CK131=\"\",\"\",RhCi(DK131,EC131))","v":""},"",{"$f":"IF(CK131=\"\",\"\",hf(CS131,J131,CT131,DK131,EE131))","v":""},{"$f":"IF(CK131=\"\",\"\",LOOKUP(CW131,Tab.4.5!$J$6:$J$27,Tab.4.5!$L$6:$L$27))","v":""},{"$f":"IF(CK131=\"\",\"\",He(EH131,DM131))","v":""},{"$f":"IF(CK131=\"\",\"\",Hs(DM131))","v":""},{"$f":"IF(CK131=\"\",\"\",Hm(EB131,EG131,EI131,EJ131,CS131,CV131))","v":""},"","","","","","","K45+-45000 () ",{"$f":"IF(B131=\"Existe.\",IF(AE131=1,CONCATENATE(#REF!,AK131,\" m.\"),CONCATENATE(#REF!,AJ131,\" m x \",AK131,\" m.\")),IF(CL131=1,CONCATENATE(#REF!,CR131,\" m.\"),CONCATENATE(#REF!,CQ131,\" m x \",CR131,\" m.\")))","v":{"$error":"#REF!"}},"Concreto, L =  m, S = 0 %.","Cota clave eje= 0 msnm.",null,null,null,"","","","","",{"$f":"IF(EV131=\"\",\"\",VLOOKUP(EY131,'Estructura escalonada'!$D$3:$H$953,2))","v":""},"","","","","",""]
[null,null,null,null,null,null,null,null,null,null,null,0,null,0,null,null,null,null,null,null,{"$f":"IF(K132=\"No\",\"\",IF(O132=\"\",YcCi(P132,N132),YcTr(N132,O132,S132)))","v":{"$error":"#VALUE!"}},{"$f":"IF(K132=\"No\",\"\",IF(O132=\"\",Teta1(U132,P132),\"-\"))","v":{"$error":"#VALUE!"}},{"$error":"#VALUE!"},{"$error":"#VALUE!"},{"$f":"IF(K132=\"No\",\"\",IF(O132=\"\",Ynci(P132,N132,R132,T132),YnTr(1,R132,O132,S132,T132,N132)))","v":{"$error":"#VALUE!"}},{"$f":"IF(K132=\"No\",\"\",IF(O132=\"\",Teta1(Y132,P132),\"-\"))","v":{"$error":"#VALUE!"}},{"$f":"IF(K132=\"No\",\"\",IF(O132=\"\",AreaCi(P132,Y132),AreaTr(O132,S132,Y132)))","v":{"$error":"#VALUE!"}},{"$f":"IF(K132=\"No\",\"\",IF(O132=\"\",FrCi(AC132,9.806,Z132,P132),FrTr(AC132,9.806,O132,S132,Y132)))","v":{"$error":"#VALUE!"}},{"$error":"#VALUE!"},null,null,null,null,null,null,null,null,null,null,null,null,null,null,null,0,0,"","","",{"$f":"IF(AD132=\"\",\"\",IF(AE132=1,YcCi(AK132,J132),YcTr(J132,AJ132,AN132)))","v":""},{"$f":"IF(AD132=\"\",\"\",IF(AE132=1,Teta1(AX132,AK132),\"-\"))","v":""},{"$f":"IF(AD132=\"\",\"\",IF(AE132=1,AreaCi(AK132,AX132),AreaTr(AJ132,AN132,AX132)))","v":""},"",{"$f":"IF(AD132=\"\",\"\",IF(AE132=1,Ynci(AK132,J132,AM132,AO132),YnTr(1,AM132,AJ132,AN132,AO132,J132)))","v":""},{"$f":"IF(AD132=\"\",\"\",IF(AE132=1,Teta1(BB132,AK132),\"-\"))","v":""},{"$f":"IF(AD132=\"\",\"\",IF(AE132=1,AreaCi(AK132,BB132),AreaTr(AJ132,AN132,BB132)))","v":""},{"$f":"IF(AD132=\"\",\"\",IF(AE132=1,FrCi(BF132,9.806,BC132,AK132),FrTr(BF132,9.806,AJ132,AN132,BB132)))","v":""},"",{"$f":"IF(AD132=\"\",\"\",IF(AE132=1,LOOKUP(AI132,'Vmáx(material) - Tab.4.3'!$L$2:$L$11,'Vmáx(material) - Tab.4.3'!$M$2:$M$11),LOOKUP(AI132,'Vmáx(material) - Tab.4.3'!$L$15,'Vmáx(material) - Tab.4.3'!$M$15)))","v":""},{"$f":"IF(AD132=\"\",\"\",VLOOKUP($AH132,'Vmáx(material) - Tab.4.3'!$R$35:$X$41,2))","v":""},{"$f":"IF(AD132=\"\",\"\",VLOOKUP($AH132,'Vmáx(material) - Tab.4.3'!$R$35:$X$41,3))","v":""},{"$f":"IF(AD132=\"\",\"\",VLOOKUP($AH132,'Vmáx(material) - Tab.4.3'!$R$35:$X$41,4))","v":""},{"$f":"IF(AD132=\"\",\"\",VLOOKUP($AH132,'Vmáx(material) - Tab.4.3'!$R$35:$X$41,5))","v":""},{"$f":"IF(AD132=\"\",\"\",VLOOKUP($AH132,'Vmáx(material) - Tab.4.3'!$R$35:$X$41,6))","v":""},{"$f":"IF(AD132=\"\",\"\",IF(AD132=\"\",\"\",VLOOKUP($AH132,'Vmáx(material) - Tab.4.3'!$R$35:$X$41,7)))","v":""},{"$f":"IF(AD132=\"\",\"\",IF(AE132=1,FCi(J132,AK132),FTr(J132,AJ132,AK132)))","v":""},"",{"$f":"IF(AD132=\"\",\"\",Hw(BH132,BI132,BJ132,BK132,BL132,BM132,Z,BN132,AO132,AK132))","v":""},"","","","",{"$f":"IF(AD132=\"\",\"\",ho(BT132,AK132,AX132))","v":""},{"$f":"IF(AD132=\"\",\"\",IF(AE132=1,PeriCi(AK132,BB132),PeriTr(AJ132,AN132,BB132)))","v":""},{"$f":"IF(AD132=\"\",\"\",IF(AE132=1,AreaCi(AK132,BB132),AreaTr(AJ132,AN132,BB132)))","v":""},{"$f":"IF(AD132=\"\",\"\",RhCi(BW132,BV132))","v":""},"",{"$f":"IF(AD132=\"\",\"\",hf(AL132,J132,AM132,BW132,BX132))","v":""},{"$f":"IF(AD132=\"\",\"\",LOOKUP(AP132,Tab.4.5!$J$6:$J$27,Tab.4.5!$L$6:$L$27))","v":""},{"$f":"IF(AD132=\"\",\"\",He(CA132,BY132))","v":""},{"$f":"IF(AD132=\"\",\"\",Hs(BY132))","v":""},{"$f":"IF(AD132=\"\",\"\",Hm(BU132,BZ132,CB132,CC132,AL132,AO132))","v":""},"","","","","","",null,null,null,null,null,null,null,null,null,null,null,null,null,null,null,0,0,0,0,0,{"$f":"IF(CK132=\"\",\"\",IF(CL132=1,YcCi(CR132,J132),YcTr(J132,CQ132,CU132)))","v":""},{"$f":"IF(CK132=\"\",\"\",IF(CL132=1,Teta1(DE132,CR132),\"-\"))","v":""},"","",{"$f":"IF(CK132=\"\",\"\",IF(CL132=1,Ynci(CR132,J132,CT132,CV132),YnTr(1,CT132,CQ132,CU132,CV132,J132)))","v":""},{"$f":"IF(CK132=\"\",\"\",IF(CL132=1,Teta1(DI132,CR132),\"-\"))","v":""},{"$f":"IF(CK132=\"\",\"\",IF(CL132=1,AreaCi(CR132,J132),AreaTr(CQ132,CU132,DI132)))","v":""},{"$f":"IF(CK132=\"\",\"\",IF(CL132=1,FrCi(DM132,9.806,DJ132,CR132),FrTr(DM132,9.806,CQ132,CU132,DI132)))","v":""},"",{"$f":"IF(CK132=\"\",\"\",IF(CL132=1,LOOKUP(CP132,'Vmáx(material) - Tab.4.3'!$L$2:$L$11,'Vmáx(material) - Tab.4.3'!$M$2:$M$11),LOOKUP(CP132,'Vmáx(material) - Tab.4.3'!$L$15,'Vmáx(material) - Tab.4.3'!$M$15)))","v":""},{"$f":"IF(CK132=\"\",\"\",VLOOKUP($CO132,'Vmáx(material) - Tab.4.3'!$R$35:$X$41,2))","v":""},{"$f":"IF(CK132=\"\",\"\",VLOOKUP($CO132,'Vmáx(material) - Tab.4.3'!$R$35:$X$41,3))","v":""},{"$f":"IF(CK132=\"\",\"\",VLOOKUP($CO132,'Vmáx(material) - Tab.4.3'!$R$35:$X$41,4))","v":""},{"$f":"IF(CK132=\"\",\"\",VLOOKUP($CO132,'Vmáx(material) - Tab.4.3'!$R$35:$X$41,5))","v":""},{"$f":"IF(CK132=\"\",\"\",VLOOKUP($CO132,'Vmáx(material) - Tab.4.3'!$R$35:$X$41,6))","v":""},{"$f":"IF(CK132=\"\",\"\",IF(CK132=\"\",\"\",VLOOKUP(CO132,'Vmáx(material) - Tab.4.3'!$R$35:$X$41,7)))","v":""},{"$f":"IF(CK132=\"\",\"\",IF(CL132=1,FCi(J132,CR132),FTr(J132,CQ132,CR132)))","v":""},"",{"$f":"IF(CK132=\"\",\"\",Hw(DO132,DP132,DQ132,DR132,DS132,DT132,Z,DU132,CV132,CR132))","v":""},"","","","","",{"$f":"IF(CK132=\"\",\"\",IF(CL132=1,PeriCi(CR132,DI132),PeriTr(CQ132,CU132,DI132)))","v":""},{"$f":"IF(CK132=\"\",\"\",IF(CL132=1,AreaCi(CR132,DI132),AreaTr(CQ132,CU132,DI132)))","v":""},{"$f":"IF(CK132=\"\",\"\",RhCi(DK132,EC132))","v":""},"",{"$f":"IF(CK132=\"\",\"\",hf(CS132,J132,CT132,DK132,EE132))","v":""},{"$f":"IF(CK132=\"\",\"\",LOOKUP(CW132,Tab.4.5!$J$6:$J$27,Tab.4.5!$L$6:$L$27))","v":""},{"$f":"IF(CK132=\"\",\"\",He(EH132,DM132))","v":""},{"$f":"IF(CK132=\"\",\"\",Hs(DM132))","v":""},{"$f":"IF(CK132=\"\",\"\",Hm(EB132,EG132,EI132,EJ132,CS132,CV132))","v":""},"","","","","","","K45+-45000 () ",{"$f":"IF(B132=\"Existe.\",IF(AE132=1,CONCATENATE(#REF!,AK132,\" m.\"),CONCATENATE(#REF!,AJ132,\" m x \",AK132,\" m.\")),IF(CL132=1,CONCATENATE(#REF!,CR132,\" m.\"),CONCATENATE(#REF!,CQ132,\" m x \",CR132,\" m.\")))","v":{"$error":"#REF!"}},"Concreto, L =  m, S = 0 %.","Cota clave eje= 0 msnm.",null,null,null,"","","","","",{"$f":"IF(EV132=\"\",\"\",VLOOKUP(EY132,'Estructura escalonada'!$D$3:$H$953,2))","v":""},"","","","","",""]
[null,null,null,null,null,null,null,null,null,null,null,0,null,0,null,null,null,null,null,null,{"$f":"IF(K133=\"No\",\"\",IF(O133=\"\",YcCi(P133,N133),YcTr(N133,O133,S133)))","v":{"$error":"#VALUE!"}},{"$f":"IF(K133=\"No\",\"\",IF(O133=\"\",Teta1(U133,P133),\"-\"))","v":{"$error":"#VALUE!"}},{"$error":"#VALUE!"},{"$error":"#VALUE!"},{"$f":"IF(K133=\"No\",\"\",IF(O133=\"\",Ynci(P133,N133,R133,T133),YnTr(1,R133,O133,S133,T133,N133)))","v":{"$error":"#VALUE!"}},{"$f":"IF(K133=\"No\",\"\",IF(O133=\"\",Teta1(Y133,P133),\"-\"))","v":{"$error":"#VALUE!"}},{"$f":"IF(K133=\"No\",\"\",IF(O133=\"\",AreaCi(P133,Y133),AreaTr(O133,S133,Y133)))","v":{"$error":"#VALUE!"}},{"$f":"IF(K133=\"No\",\"\",IF(O133=\"\",FrCi(AC133,9.806,Z133,P133),FrTr(AC133,9.806,O133,S133,Y133)))","v":{"$error":"#VALUE!"}},{"$error":"#VALUE!"},null,null,null,null,null,null,null,null,null,null,null,null,null,null,null,0,0,"","","",{"$f":"IF(AD133=\"\",\"\",IF(AE133=1,YcCi(AK133,J133),YcTr(J133,AJ133,AN133)))","v":""},{"$f":"IF(AD133=\"\",\"\",IF(AE133=1,Teta1(AX133,AK133),\"-\"))","v":""},{"$f":"IF(AD133=\"\",\"\",IF(AE133=1,AreaCi(AK133,AX133),AreaTr(AJ133,AN133,AX133)))","v":""},"",{"$f":"IF(AD133=\"\",\"\",IF(AE133=1,Ynci(AK133,J133,AM133,AO133),YnTr(1,AM133,AJ133,AN133,AO133,J133)))","v":""},{"$f":"IF(AD133=\"\",\"\",IF(AE133=1,Teta1(BB133,AK133),\"-\"))","v":""},{"$f":"IF(AD133=\"\",\"\",IF(AE133=1,AreaCi(AK133,BB133),AreaTr(AJ133,AN133,BB133)))","v":""},{"$f":"IF(AD133=\"\",\"\",IF(AE133=1,FrCi(BF133,9.806,BC133,AK133),FrTr(BF133,9.806,AJ133,AN133,BB133)))","v":""},"",{"$f":"IF(AD133=\"\",\"\",IF(AE133=1,LOOKUP(AI133,'Vmáx(material) - Tab.4.3'!$L$2:$L$11,'Vmáx(material) - Tab.4.3'!$M$2:$M$11),LOOKUP(AI133,'Vmáx(material) - Tab.4.3'!$L$15,'Vmáx(material) - Tab.4.3'!$M$15)))","v":""},{"$f":"IF(AD133=\"\",\"\",VLOOKUP($AH133,'Vmáx(material) - Tab.4.3'!$R$35:$X$41,2))","v":""},{"$f":"IF(AD133=\"\",\"\",VLOOKUP($AH133,'Vmáx(material) - Tab.4.3'!$R$35:$X$41,3))","v":""},{"$f":"IF(AD133=\"\",\"\",VLOOKUP($AH133,'Vmáx(material) - Tab.4.3'!$R$35:$X$41,4))","v":""},{"$f":"IF(AD133=\"\",\"\",VLOOKUP($AH133,'Vmáx(material) - Tab.4.3'!$R$35:$X$41,5))","v":""},{"$f":"IF(AD133=\"\",\"\",VLOOKUP($AH133,'Vmáx(material) - Tab.4.3'!$R$35:$X$41,6))","v":""},{"$f":"IF(AD133=\"\",\"\",IF(AD133=\"\",\"\",VLOOKUP($AH133,'Vmáx(material) - Tab.4.3'!$R$35:$X$41,7)))","v":""},{"$f":"IF(AD133=\"\",\"\",IF(AE133=1,FCi(J133,AK133),FTr(J133,AJ133,AK133)))","v":""},"",{"$f":"IF(AD133=\"\",\"\",Hw(BH133,BI133,BJ133,BK133,BL133,BM133,Z,BN133,AO133,AK133))","v":""},"","","","",{"$f":"IF(AD133=\"\",\"\",ho(BT133,AK133,AX133))","v":""},{"$f":"IF(AD133=\"\",\"\",IF(AE133=1,PeriCi(AK133,BB133),PeriTr(AJ133,AN133,BB133)))","v":""},{"$f":"IF(AD133=\"\",\"\",IF(AE133=1,AreaCi(AK133,BB133),AreaTr(AJ133,AN133,BB133)))","v":""},{"$f":"IF(AD133=\"\",\"\",RhCi(BW133,BV133))","v":""},"",{"$f":"IF(AD133=\"\",\"\",hf(AL133,J133,AM133,BW133,BX133))","v":""},{"$f":"IF(AD133=\"\",\"\",LOOKUP(AP133,Tab.4.5!$J$6:$J$27,Tab.4.5!$L$6:$L$27))","v":""},{"$f":"IF(AD133=\"\",\"\",He(CA133,BY133))","v":""},{"$f":"IF(AD133=\"\",\"\",Hs(BY133))","v":""},{"$f":"IF(AD133=\"\",\"\",Hm(BU133,BZ133,CB133,CC133,AL133,AO133))","v":""},"","","","","","",null,null,null,null,null,null,null,null,null,null,null,null,null,null,null,0,0,0,0,0,{"$f":"IF(CK133=\"\",\"\",IF(CL133=1,YcCi(CR133,J133),YcTr(J133,CQ133,CU133)))","v":""},{"$f":"IF(CK133=\"\",\"\",IF(CL133=1,Teta1(DE133,CR133),\"-\"))","v":""},"","",{"$f":"IF(CK133=\"\",\"\",IF(CL133=1,Ynci(CR133,J133,CT133,CV133),YnTr(1,CT133,CQ133,CU133,CV133,J133)))","v":""},{"$f":"IF(CK133=\"\",\"\",IF(CL133=1,Teta1(DI133,CR133),\"-\"))","v":""},{"$f":"IF(CK133=\"\",\"\",IF(CL133=1,AreaCi(CR133,J133),AreaTr(CQ133,CU133,DI133)))","v":""},{"$f":"IF(CK133=\"\",\"\",IF(CL133=1,FrCi(DM133,9.806,DJ133,CR133),FrTr(DM133,9.806,CQ133,CU133,DI133)))","v":""},"",{"$f":"IF(CK133=\"\",\"\",IF(CL133=1,LOOKUP(CP133,'Vmáx(material) - Tab.4.3'!$L$2:$L$11,'Vmáx(material) - Tab.4.3'!$M$2:$M$11),LOOKUP(CP133,'Vmáx(material) - Tab.4.3'!$L$15,'Vmáx(material) - Tab.4.3'!$M$15)))","v":""},{"$f":"IF(CK133=\"\",\"\",VLOOKUP($CO133,'Vmáx(material) - Tab.4.3'!$R$35:$X$41,2))","v":""},{"$f":"IF(CK133=\"\",\"\",VLOOKUP($CO133,'Vmáx(material) - Tab.4.3'!$R$35:$X$41,3))","v":""},{"$f":"IF(CK133=\"\",\"\",VLOOKUP($CO133,'Vmáx(material) - Tab.4.3'!$R$35:$X$41,4))","v":""},{"$f":"IF(CK133=\"\",\"\",VLOOKUP($CO133,'Vmáx(material) - Tab.4.3'!$R$35:$X$41,5))","v":""},{"$f":"IF(CK133=\"\",\"\",VLOOKUP($CO133,'Vmáx(material) - Tab.4.3'!$R$35:$X$41,6))","v":""},{"$f":"IF(CK133=\"\",\"\",IF(CK133=\"\",\"\",VLOOKUP(CO133,'Vmáx(material) - Tab.4.3'!$R$35:$X$41,7)))","v":""},{"$f":"IF(CK133=\"\",\"\",IF(CL133=1,FCi(J133,CR133),FTr(J133,CQ133,CR133)))","v":""},"",{"$f":"IF(CK133=\"\",\"\",Hw(DO133,DP133,DQ133,DR133,DS133,DT133,Z,DU133,CV133,CR133))","v":""},"","","","","",{"$f":"IF(CK133=\"\",\"\",IF(CL133=1,PeriCi(CR133,DI133),PeriTr(CQ133,CU133,DI133)))","v":""},{"$f":"IF(CK133=\"\",\"\",IF(CL133=1,AreaCi(CR133,DI133),AreaTr(CQ133,CU133,DI133)))","v":""},{"$f":"IF(CK133=\"\",\"\",RhCi(DK133,EC133))","v":""},"",{"$f":"IF(CK133=\"\",\"\",hf(CS133,J133,CT133,DK133,EE133))","v":""},{"$f":"IF(CK133=\"\",\"\",LOOKUP(CW133,Tab.4.5!$J$6:$J$27,Tab.4.5!$L$6:$L$27))","v":""},{"$f":"IF(CK133=\"\",\"\",He(EH133,DM133))","v":""},{"$f":"IF(CK133=\"\",\"\",Hs(DM133))","v":""},{"$f":"IF(CK133=\"\",\"\",Hm(EB133,EG133,EI133,EJ133,CS133,CV133))","v":""},"","","","","","","K45+-45000 () ",{"$f":"IF(B133=\"Existe.\",IF(AE133=1,CONCATENATE(#REF!,AK133,\" m.\"),CONCATENATE(#REF!,AJ133,\" m x \",AK133,\" m.\")),IF(CL133=1,CONCATENATE(#REF!,CR133,\" m.\"),CONCATENATE(#REF!,CQ133,\" m x \",CR133,\" m.\")))","v":{"$error":"#REF!"}},"Concreto, L =  m, S = 0 %.","Cota clave eje= 0 msnm.",null,null,null,"","","","","",{"$f":"IF(EV133=\"\",\"\",VLOOKUP(EY133,'Estructura escalonada'!$D$3:$H$953,2))","v":""},"","","","","",""]
[null,null,null,null,null,null,null,null,null,null,null,0,null,0,null,null,null,null,null,null,{"$f":"IF(K134=\"No\",\"\",IF(O134=\"\",YcCi(P134,N134),YcTr(N134,O134,S134)))","v":{"$error":"#VALUE!"}},{"$f":"IF(K134=\"No\",\"\",IF(O134=\"\",Teta1(U134,P134),\"-\"))","v":{"$error":"#VALUE!"}},{"$error":"#VALUE!"},{"$error":"#VALUE!"},{"$f":"IF(K134=\"No\",\"\",IF(O134=\"\",Ynci(P134,N134,R134,T134),YnTr(1,R134,O134,S134,T134,N134)))","v":{"$error":"#VALUE!"}},{"$f":"IF(K134=\"No\",\"\",IF(O134=\"\",Teta1(Y134,P134),\"-\"))","v":{"$error":"#VALUE!"}},{"$f":"IF(K134=\"No\",\"\",IF(O134=\"\",AreaCi(P134,Y134),AreaTr(O134,S134,Y134)))","v":{"$error":"#VALUE!"}},{"$f":"IF(K134=\"No\",\"\",IF(O134=\"\",FrCi(AC134,9.806,Z134,P134),FrTr(AC134,9.806,O134,S134,Y134)))","v":{"$error":"#VALUE!"}},{"$error":"#VALUE!"},null,null,null,null,null,null,null,null,null,null,null,null,null,null,null,0,0,"","","",{"$f":"IF(AD134=\"\",\"\",IF(AE134=1,YcCi(AK134,J134),YcTr(J134,AJ134,AN134)))","v":""},{"$f":"IF(AD134=\"\",\"\",IF(AE134=1,Teta1(AX134,AK134),\"-\"))","v":""},{"$f":"IF(AD134=\"\",\"\",IF(AE134=1,AreaCi(AK134,AX134),AreaTr(AJ134,AN134,AX134)))","v":""},"",{"$f":"IF(AD134=\"\",\"\",IF(AE134=1,Ynci(AK134,J134,AM134,AO134),YnTr(1,AM134,AJ134,AN134,AO134,J134)))","v":""},{"$f":"IF(AD134=\"\",\"\",IF(AE134=1,Teta1(BB134,AK134),\"-\"))","v":""},{"$f":"IF(AD134=\"\",\"\",IF(AE134=1,AreaCi(AK134,BB134),AreaTr(AJ134,AN134,BB134)))","v":""},{"$f":"IF(AD134=\"\",\"\",IF(AE134=1,FrCi(BF134,9.806,BC134,AK134),FrTr(BF134,9.806,AJ134,AN134,BB134)))","v":""},"",{"$f":"IF(AD134=\"\",\"\",IF(AE134=1,LOOKUP(AI134,'Vmáx(material) - Tab.4.3'!$L$2:$L$11,'Vmáx(material) - Tab.4.3'!$M$2:$M$11),LOOKUP(AI134,'Vmáx(material) - Tab.4.3'!$L$15,'Vmáx(material) - Tab.4.3'!$M$15)))","v":""},{"$f":"IF(AD134=\"\",\"\",VLOOKUP($AH134,'Vmáx(material) - Tab.4.3'!$R$35:$X$41,2))","v":""},{"$f":"IF(AD134=\"\",\"\",VLOOKUP($AH134,'Vmáx(material) - Tab.4.3'!$R$35:$X$41,3))","v":""},{"$f":"IF(AD134=\"\",\"\",VLOOKUP($AH134,'Vmáx(material) - Tab.4.3'!$R$35:$X$41,4))","v":""},{"$f":"IF(AD134=\"\",\"\",VLOOKUP($AH134,'Vmáx(material) - Tab.4.3'!$R$35:$X$41,5))","v":""},{"$f":"IF(AD134=\"\",\"\",VLOOKUP($AH134,'Vmáx(material) - Tab.4.3'!$R$35:$X$41,6))","v":""},{"$f":"IF(AD134=\"\",\"\",IF(AD134=\"\",\"\",VLOOKUP($AH134,'Vmáx(material) - Tab.4.3'!$R$35:$X$41,7)))","v":""},{"$f":"IF(AD134=\"\",\"\",IF(AE134=1,FCi(J134,AK134),FTr(J134,AJ134,AK134)))","v":""},"",{"$f":"IF(AD134=\"\",\"\",Hw(BH134,BI134,BJ134,BK134,BL134,BM134,Z,BN134,AO134,AK134))","v":""},"","","","",{"$f":"IF(AD134=\"\",\"\",ho(BT134,AK134,AX134))","v":""},{"$f":"IF(AD134=\"\",\"\",IF(AE134=1,PeriCi(AK134,BB134),PeriTr(AJ134,AN134,BB134)))","v":""},{"$f":"IF(AD134=\"\",\"\",IF(AE134=1,AreaCi(AK134,BB134),AreaTr(AJ134,AN134,BB134)))","v":""},{"$f":"IF(AD134=\"\",\"\",RhCi(BW134,BV134))","v":""},"",{"$f":"IF(AD134=\"\",\"\",hf(AL134,J134,AM134,BW134,BX134))","v":""},{"$f":"IF(AD134=\"\",\"\",LOOKUP(AP134,Tab.4.5!$J$6:$J$27,Tab.4.5!$L$6:$L$27))","v":""},{"$f":"IF(AD134=\"\",\"\",He(CA134,BY134))","v":""},{"$f":"IF(AD134=\"\",\"\",Hs(BY134))","v":""},{"$f":"IF(AD134=\"\",\"\",Hm(BU134,BZ134,CB134,CC134,AL134,AO134))","v":""},"","","","","","",null,null,null,null,null,null,null,null,null,null,null,null,null,null,null,0,0,0,0,0,{"$f":"IF(CK134=\"\",\"\",IF(CL134=1,YcCi(CR134,J134),YcTr(J134,CQ134,CU134)))","v":""},{"$f":"IF(CK134=\"\",\"\",IF(CL134=1,Teta1(DE134,CR134),\"-\"))","v":""},"","",{"$f":"IF(CK134=\"\",\"\",IF(CL134=1,Ynci(CR134,J134,CT134,CV134),YnTr(1,CT134,CQ134,CU134,CV134,J134)))","v":""},{"$f":"IF(CK134=\"\",\"\",IF(CL134=1,Teta1(DI134,CR134),\"-\"))","v":""},{"$f":"IF(CK134=\"\",\"\",IF(CL134=1,AreaCi(CR134,J134),AreaTr(CQ134,CU134,DI134)))","v":""},{"$f":"IF(CK134=\"\",\"\",IF(CL134=1,FrCi(DM134,9.806,DJ134,CR134),FrTr(DM134,9.806,CQ134,CU134,DI134)))","v":""},"",{"$f":"IF(CK134=\"\",\"\",IF(CL134=1,LOOKUP(CP134,'Vmáx(material) - Tab.4.3'!$L$2:$L$11,'Vmáx(material) - Tab.4.3'!$M$2:$M$11),LOOKUP(CP134,'Vmáx(material) - Tab.4.3'!$L$15,'Vmáx(material) - Tab.4.3'!$M$15)))","v":""},{"$f":"IF(CK134=\"\",\"\",VLOOKUP($CO134,'Vmáx(material) - Tab.4.3'!$R$35:$X$41,2))","v":""},{"$f":"IF(CK134=\"\",\"\",VLOOKUP($CO134,'Vmáx(material) - Tab.4.3'!$R$35:$X$41,3))","v":""},{"$f":"IF(CK134=\"\",\"\",VLOOKUP($CO134,'Vmáx(material) - Tab.4.3'!$R$35:$X$41,4))","v":""},{"$f":"IF(CK134=\"\",\"\",VLOOKUP($CO134,'Vmáx(material) - Tab.4.3'!$R$35:$X$41,5))","v":""},{"$f":"IF(CK134=\"\",\"\",VLOOKUP($CO134,'Vmáx(material) - Tab.4.3'!$R$35:$X$41,6))","v":""},{"$f":"IF(CK134=\"\",\"\",IF(CK134=\"\",\"\",VLOOKUP(CO134,'Vmáx(material) - Tab.4.3'!$R$35:$X$41,7)))","v":""},{"$f":"IF(CK134=\"\",\"\",IF(CL134=1,FCi(J134,CR134),FTr(J134,CQ134,CR134)))","v":""},"",{"$f":"IF(CK134=\"\",\"\",Hw(DO134,DP134,DQ134,DR134,DS134,DT134,Z,DU134,CV134,CR134))","v":""},"","","","","",{"$f":"IF(CK134=\"\",\"\",IF(CL134=1,PeriCi(CR134,DI134),PeriTr(CQ134,CU134,DI134)))","v":""},{"$f":"IF(CK134=\"\",\"\",IF(CL134=1,AreaCi(CR134,DI134),AreaTr(CQ134,CU134,DI134)))","v":""},{"$f":"IF(CK134=\"\",\"\",RhCi(DK134,EC134))","v":""},"",{"$f":"IF(CK134=\"\",\"\",hf(CS134,J134,CT134,DK134,EE134))","v":""},{"$f":"IF(CK134=\"\",\"\",LOOKUP(CW134,Tab.4.5!$J$6:$J$27,Tab.4.5!$L$6:$L$27))","v":""},{"$f":"IF(CK134=\"\",\"\",He(EH134,DM134))","v":""},{"$f":"IF(CK134=\"\",\"\",Hs(DM134))","v":""},{"$f":"IF(CK134=\"\",\"\",Hm(EB134,EG134,EI134,EJ134,CS134,CV134))","v":""},"","","","","","","K45+-45000 () ",{"$f":"IF(B134=\"Existe.\",IF(AE134=1,CONCATENATE(#REF!,AK134,\" m.\"),CONCATENATE(#REF!,AJ134,\" m x \",AK134,\" m.\")),IF(CL134=1,CONCATENATE(#REF!,CR134,\" m.\"),CONCATENATE(#REF!,CQ134,\" m x \",CR134,\" m.\")))","v":{"$error":"#REF!"}},"Concreto, L =  m, S = 0 %.","Cota clave eje= 0 msnm.",null,null,null,"","","","","",{"$f":"IF(EV134=\"\",\"\",VLOOKUP(EY134,'Estructura escalonada'!$D$3:$H$953,2))","v":""},"","","","","",""]
[null,null,null,null,null,null,null,null,null,null,null,0,null,0,null,null,null,null,null,null,{"$f":"IF(K135=\"No\",\"\",IF(O135=\"\",YcCi(P135,N135),YcTr(N135,O135,S135)))","v":{"$error":"#VALUE!"}},{"$f":"IF(K135=\"No\",\"\",IF(O135=\"\",Teta1(U135,P135),\"-\"))","v":{"$error":"#VALUE!"}},{"$error":"#VALUE!"},{"$error":"#VALUE!"},{"$f":"IF(K135=\"No\",\"\",IF(O135=\"\",Ynci(P135,N135,R135,T135),YnTr(1,R135,O135,S135,T135,N135)))","v":{"$error":"#VALUE!"}},{"$f":"IF(K135=\"No\",\"\",IF(O135=\"\",Teta1(Y135,P135),\"-\"))","v":{"$error":"#VALUE!"}},{"$f":"IF(K135=\"No\",\"\",IF(O135=\"\",AreaCi(P135,Y135),AreaTr(O135,S135,Y135)))","v":{"$error":"#VALUE!"}},{"$f":"IF(K135=\"No\",\"\",IF(O135=\"\",FrCi(AC135,9.806,Z135,P135),FrTr(AC135,9.806,O135,S135,Y135)))","v":{"$error":"#VALUE!"}},{"$error":"#VALUE!"},null,null,null,null,null,null,null,null,null,null,null,null,null,null,null,0,0,"","","",{"$f":"IF(AD135=\"\",\"\",IF(AE135=1,YcCi(AK135,J135),YcTr(J135,AJ135,AN135)))","v":""},{"$f":"IF(AD135=\"\",\"\",IF(AE135=1,Teta1(AX135,AK135),\"-\"))","v":""},{"$f":"IF(AD135=\"\",\"\",IF(AE135=1,AreaCi(AK135,AX135),AreaTr(AJ135,AN135,AX135)))","v":""},"",{"$f":"IF(AD135=\"\",\"\",IF(AE135=1,Ynci(AK135,J135,AM135,AO135),YnTr(1,AM135,AJ135,AN135,AO135,J135)))","v":""},{"$f":"IF(AD135=\"\",\"\",IF(AE135=1,Teta1(BB135,AK135),\"-\"))","v":""},{"$f":"IF(AD135=\"\",\"\",IF(AE135=1,AreaCi(AK135,BB135),AreaTr(AJ135,AN135,BB135)))","v":""},{"$f":"IF(AD135=\"\",\"\",IF(AE135=1,FrCi(BF135,9.806,BC135,AK135),FrTr(BF135,9.806,AJ135,AN135,BB135)))","v":""},"",{"$f":"IF(AD135=\"\",\"\",IF(AE135=1,LOOKUP(AI135,'Vmáx(material) - Tab.4.3'!$L$2:$L$11,'Vmáx(material) - Tab.4.3'!$M$2:$M$11),LOOKUP(AI135,'Vmáx(material) - Tab.4.3'!$L$15,'Vmáx(material) - Tab.4.3'!$M$15)))","v":""},{"$f":"IF(AD135=\"\",\"\",VLOOKUP($AH135,'Vmáx(material) - Tab.4.3'!$R$35:$X$41,2))","v":""},{"$f":"IF(AD135=\"\",\"\",VLOOKUP($AH135,'Vmáx(material) - Tab.4.3'!$R$35:$X$41,3))","v":""},{"$f":"IF(AD135=\"\",\"\",VLOOKUP($AH135,'Vmáx(material) - Tab.4.3'!$R$35:$X$41,4))","v":""},{"$f":"IF(AD135=\"\",\"\",VLOOKUP($AH135,'Vmáx(material) - Tab.4.3'!$R$35:$X$41,5))","v":""},{"$f":"IF(AD135=\"\",\"\",VLOOKUP($AH135,'Vmáx(material) - Tab.4.3'!$R$35:$X$41,6))","v":""},{"$f":"IF(AD135=\"\",\"\",IF(AD135=\"\",\"\",VLOOKUP($AH135,'Vmáx(material) - Tab.4.3'!$R$35:$X$41,7)))","v":""},{"$f":"IF(AD135=\"\",\"\",IF(AE135=1,FCi(J135,AK135),FTr(J135,AJ135,AK135)))","v":""},"",{"$f":"IF(AD135=\"\",\"\",Hw(BH135,BI135,BJ135,BK135,BL135,BM135,Z,BN135,AO135,AK135))","v":""},"","","","",{"$f":"IF(AD135=\"\",\"\",ho(BT135,AK135,AX135))","v":""},{"$f":"IF(AD135=\"\",\"\",IF(AE135=1,PeriCi(AK135,BB135),PeriTr(AJ135,AN135,BB135)))","v":""},{"$f":"IF(AD135=\"\",\"\",IF(AE135=1,AreaCi(AK135,BB135),AreaTr(AJ135,AN135,BB135)))","v":""},{"$f":"IF(AD135=\"\",\"\",RhCi(BW135,BV135))","v":""},"",{"$f":"IF(AD135=\"\",\"\",hf(AL135,J135,AM135,BW135,BX135))","v":""},{"$f":"IF(AD135=\"\",\"\",LOOKUP(AP135,Tab.4.5!$J$6:$J$27,Tab.4.5!$L$6:$L$27))","v":""},{"$f":"IF(AD135=\"\",\"\",He(CA135,BY135))","v":""},{"$f":"IF(AD135=\"\",\"\",Hs(BY135))","v":""},{"$f":"IF(AD135=\"\",\"\",Hm(BU135,BZ135,CB135,CC135,AL135,AO135))","v":""},"","","","","","",null,null,null,null,null,null,null,null,null,null,null,null,null,null,null,0,0,0,0,0,{"$f":"IF(CK135=\"\",\"\",IF(CL135=1,YcCi(CR135,J135),YcTr(J135,CQ135,CU135)))","v":""},{"$f":"IF(CK135=\"\",\"\",IF(CL135=1,Teta1(DE135,CR135),\"-\"))","v":""},"","",{"$f":"IF(CK135=\"\",\"\",IF(CL135=1,Ynci(CR135,J135,CT135,CV135),YnTr(1,CT135,CQ135,CU135,CV135,J135)))","v":""},{"$f":"IF(CK135=\"\",\"\",IF(CL135=1,Teta1(DI135,CR135),\"-\"))","v":""},{"$f":"IF(CK135=\"\",\"\",IF(CL135=1,AreaCi(CR135,J135),AreaTr(CQ135,CU135,DI135)))","v":""},{"$f":"IF(CK135=\"\",\"\",IF(CL135=1,FrCi(DM135,9.806,DJ135,CR135),FrTr(DM135,9.806,CQ135,CU135,DI135)))","v":""},"",{"$f":"IF(CK135=\"\",\"\",IF(CL135=1,LOOKUP(CP135,'Vmáx(material) - Tab.4.3'!$L$2:$L$11,'Vmáx(material) - Tab.4.3'!$M$2:$M$11),LOOKUP(CP135,'Vmáx(material) - Tab.4.3'!$L$15,'Vmáx(material) - Tab.4.3'!$M$15)))","v":""},{"$f":"IF(CK135=\"\",\"\",VLOOKUP($CO135,'Vmáx(material) - Tab.4.3'!$R$35:$X$41,2))","v":""},{"$f":"IF(CK135=\"\",\"\",VLOOKUP($CO135,'Vmáx(material) - Tab.4.3'!$R$35:$X$41,3))","v":""},{"$f":"IF(CK135=\"\",\"\",VLOOKUP($CO135,'Vmáx(material) - Tab.4.3'!$R$35:$X$41,4))","v":""},{"$f":"IF(CK135=\"\",\"\",VLOOKUP($CO135,'Vmáx(material) - Tab.4.3'!$R$35:$X$41,5))","v":""},{"$f":"IF(CK135=\"\",\"\",VLOOKUP($CO135,'Vmáx(material) - Tab.4.3'!$R$35:$X$41,6))","v":""},{"$f":"IF(CK135=\"\",\"\",IF(CK135=\"\",\"\",VLOOKUP(CO135,'Vmáx(material) - Tab.4.3'!$R$35:$X$41,7)))","v":""},{"$f":"IF(CK135=\"\",\"\",IF(CL135=1,FCi(J135,CR135),FTr(J135,CQ135,CR135)))","v":""},"",{"$f":"IF(CK135=\"\",\"\",Hw(DO135,DP135,DQ135,DR135,DS135,DT135,Z,DU135,CV135,CR135))","v":""},"","","","","",{"$f":"IF(CK135=\"\",\"\",IF(CL135=1,PeriCi(CR135,DI135),PeriTr(CQ135,CU135,DI135)))","v":""},{"$f":"IF(CK135=\"\",\"\",IF(CL135=1,AreaCi(CR135,DI135),AreaTr(CQ135,CU135,DI135)))","v":""},{"$f":"IF(CK135=\"\",\"\",RhCi(DK135,EC135))","v":""},"",{"$f":"IF(CK135=\"\",\"\",hf(CS135,J135,CT135,DK135,EE135))","v":""},{"$f":"IF(CK135=\"\",\"\",LOOKUP(CW135,Tab.4.5!$J$6:$J$27,Tab.4.5!$L$6:$L$27))","v":""},{"$f":"IF(CK135=\"\",\"\",He(EH135,DM135))","v":""},{"$f":"IF(CK135=\"\",\"\",Hs(DM135))","v":""},{"$f":"IF(CK135=\"\",\"\",Hm(EB135,EG135,EI135,EJ135,CS135,CV135))","v":""},"","","","","","","K45+-45000 () ",{"$f":"IF(B135=\"Existe.\",IF(AE135=1,CONCATENATE(#REF!,AK135,\" m.\"),CONCATENATE(#REF!,AJ135,\" m x \",AK135,\" m.\")),IF(CL135=1,CONCATENATE(#REF!,CR135,\" m.\"),CONCATENATE(#REF!,CQ135,\" m x \",CR135,\" m.\")))","v":{"$error":"#REF!"}},"Concreto, L =  m, S = 0 %.","Cota clave eje= 0 msnm.",null,null,null,"","","","","",{"$f":"IF(EV135=\"\",\"\",VLOOKUP(EY135,'Estructura escalonada'!$D$3:$H$953,2))","v":""},"","","","","",""]
[null,null,null,null,null,null,null,null,null,null,null,0,null,0,null,null,null,null,null,null,{"$f":"IF(K136=\"No\",\"\",IF(O136=\"\",YcCi(P136,N136),YcTr(N136,O136,S136)))","v":{"$error":"#VALUE!"}},{"$f":"IF(K136=\"No\",\"\",IF(O136=\"\",Teta1(U136,P136),\"-\"))","v":{"$error":"#VALUE!"}},{"$error":"#VALUE!"},{"$error":"#VALUE!"},{"$f":"IF(K136=\"No\",\"\",IF(O136=\"\",Ynci(P136,N136,R136,T136),YnTr(1,R136,O136,S136,T136,N136)))","v":{"$error":"#VALUE!"}},{"$f":"IF(K136=\"No\",\"\",IF(O136=\"\",Teta1(Y136,P136),\"-\"))","v":{"$error":"#VALUE!"}},{"$f":"IF(K136=\"No\",\"\",IF(O136=\"\",AreaCi(P136,Y136),AreaTr(O136,S136,Y136)))","v":{"$error":"#VALUE!"}},{"$f":"IF(K136=\"No\",\"\",IF(O136=\"\",FrCi(AC136,9.806,Z136,P136),FrTr(AC136,9.806,O136,S136,Y136)))","v":{"$error":"#VALUE!"}},{"$error":"#VALUE!"},null,null,null,null,null,null,null,null,null,null,null,null,null,null,null,0,0,"","","",{"$f":"IF(AD136=\"\",\"\",IF(AE136=1,YcCi(AK136,J136),YcTr(J136,AJ136,AN136)))","v":""},{"$f":"IF(AD136=\"\",\"\",IF(AE136=1,Teta1(AX136,AK136),\"-\"))","v":""},{"$f":"IF(AD136=\"\",\"\",IF(AE136=1,AreaCi(AK136,AX136),AreaTr(AJ136,AN136,AX136)))","v":""},"",{"$f":"IF(AD136=\"\",\"\",IF(AE136=1,Ynci(AK136,J136,AM136,AO136),YnTr(1,AM136,AJ136,AN136,AO136,J136)))","v":""},{"$f":"IF(AD136=\"\",\"\",IF(AE136=1,Teta1(BB136,AK136),\"-\"))","v":""},{"$f":"IF(AD136=\"\",\"\",IF(AE136=1,AreaCi(AK136,BB136),AreaTr(AJ136,AN136,BB136)))","v":""},{"$f":"IF(AD136=\"\",\"\",IF(AE136=1,FrCi(BF136,9.806,BC136,AK136),FrTr(BF136,9.806,AJ136,AN136,BB136)))","v":""},"",{"$f":"IF(AD136=\"\",\"\",IF(AE136=1,LOOKUP(AI136,'Vmáx(material) - Tab.4.3'!$L$2:$L$11,'Vmáx(material) - Tab.4.3'!$M$2:$M$11),LOOKUP(AI136,'Vmáx(material) - Tab.4.3'!$L$15,'Vmáx(material) - Tab.4.3'!$M$15)))","v":""},{"$f":"IF(AD136=\"\",\"\",VLOOKUP($AH136,'Vmáx(material) - Tab.4.3'!$R$35:$X$41,2))","v":""},{"$f":"IF(AD136=\"\",\"\",VLOOKUP($AH136,'Vmáx(material) - Tab.4.3'!$R$35:$X$41,3))","v":""},{"$f":"IF(AD136=\"\",\"\",VLOOKUP($AH136,'Vmáx(material) - Tab.4.3'!$R$35:$X$41,4))","v":""},{"$f":"IF(AD136=\"\",\"\",VLOOKUP($AH136,'Vmáx(material) - Tab.4.3'!$R$35:$X$41,5))","v":""},{"$f":"IF(AD136=\"\",\"\",VLOOKUP($AH136,'Vmáx(material) - Tab.4.3'!$R$35:$X$41,6))","v":""},{"$f":"IF(AD136=\"\",\"\",IF(AD136=\"\",\"\",VLOOKUP($AH136,'Vmáx(material) - Tab.4.3'!$R$35:$X$41,7)))","v":""},{"$f":"IF(AD136=\"\",\"\",IF(AE136=1,FCi(J136,AK136),FTr(J136,AJ136,AK136)))","v":""},"",{"$f":"IF(AD136=\"\",\"\",Hw(BH136,BI136,BJ136,BK136,BL136,BM136,Z,BN136,AO136,AK136))","v":""},"","","","",{"$f":"IF(AD136=\"\",\"\",ho(BT136,AK136,AX136))","v":""},{"$f":"IF(AD136=\"\",\"\",IF(AE136=1,PeriCi(AK136,BB136),PeriTr(AJ136,AN136,BB136)))","v":""},{"$f":"IF(AD136=\"\",\"\",IF(AE136=1,AreaCi(AK136,BB136),AreaTr(AJ136,AN136,BB136)))","v":""},{"$f":"IF(AD136=\"\",\"\",RhCi(BW136,BV136))","v":""},"",{"$f":"IF(AD136=\"\",\"\",hf(AL136,J136,AM136,BW136,BX136))","v":""},{"$f":"IF(AD136=\"\",\"\",LOOKUP(AP136,Tab.4.5!$J$6:$J$27,Tab.4.5!$L$6:$L$27))","v":""},{"$f":"IF(AD136=\"\",\"\",He(CA136,BY136))","v":""},{"$f":"IF(AD136=\"\",\"\",Hs(BY136))","v":""},{"$f":"IF(AD136=\"\",\"\",Hm(BU136,BZ136,CB136,CC136,AL136,AO136))","v":""},"","","","","","",null,null,null,null,null,null,null,null,null,null,null,null,null,null,null,0,0,0,0,0,{"$f":"IF(CK136=\"\",\"\",IF(CL136=1,YcCi(CR136,J136),YcTr(J136,CQ136,CU136)))","v":""},{"$f":"IF(CK136=\"\",\"\",IF(CL136=1,Teta1(DE136,CR136),\"-\"))","v":""},"","",{"$f":"IF(CK136=\"\",\"\",IF(CL136=1,Ynci(CR136,J136,CT136,CV136),YnTr(1,CT136,CQ136,CU136,CV136,J136)))","v":""},{"$f":"IF(CK136=\"\",\"\",IF(CL136=1,Teta1(DI136,CR136),\"-\"))","v":""},{"$f":"IF(CK136=\"\",\"\",IF(CL136=1,AreaCi(CR136,J136),AreaTr(CQ136,CU136,DI136)))","v":""},{"$f":"IF(CK136=\"\",\"\",IF(CL136=1,FrCi(DM136,9.806,DJ136,CR136),FrTr(DM136,9.806,CQ136,CU136,DI136)))","v":""},"",{"$f":"IF(CK136=\"\",\"\",IF(CL136=1,LOOKUP(CP136,'Vmáx(material) - Tab.4.3'!$L$2:$L$11,'Vmáx(material) - Tab.4.3'!$M$2:$M$11),LOOKUP(CP136,'Vmáx(material) - Tab.4.3'!$L$15,'Vmáx(material) - Tab.4.3'!$M$15)))","v":""},{"$f":"IF(CK136=\"\",\"\",VLOOKUP($CO136,'Vmáx(material) - Tab.4.3'!$R$35:$X$41,2))","v":""},{"$f":"IF(CK136=\"\",\"\",VLOOKUP($CO136,'Vmáx(material) - Tab.4.3'!$R$35:$X$41,3))","v":""},{"$f":"IF(CK136=\"\",\"\",VLOOKUP($CO136,'Vmáx(material) - Tab.4.3'!$R$35:$X$41,4))","v":""},{"$f":"IF(CK136=\"\",\"\",VLOOKUP($CO136,'Vmáx(material) - Tab.4.3'!$R$35:$X$41,5))","v":""},{"$f":"IF(CK136=\"\",\"\",VLOOKUP($CO136,'Vmáx(material) - Tab.4.3'!$R$35:$X$41,6))","v":""},{"$f":"IF(CK136=\"\",\"\",IF(CK136=\"\",\"\",VLOOKUP(CO136,'Vmáx(material) - Tab.4.3'!$R$35:$X$41,7)))","v":""},{"$f":"IF(CK136=\"\",\"\",IF(CL136=1,FCi(J136,CR136),FTr(J136,CQ136,CR136)))","v":""},"",{"$f":"IF(CK136=\"\",\"\",Hw(DO136,DP136,DQ136,DR136,DS136,DT136,Z,DU136,CV136,CR136))","v":""},"","","","","",{"$f":"IF(CK136=\"\",\"\",IF(CL136=1,PeriCi(CR136,DI136),PeriTr(CQ136,CU136,DI136)))","v":""},{"$f":"IF(CK136=\"\",\"\",IF(CL136=1,AreaCi(CR136,DI136),AreaTr(CQ136,CU136,DI136)))","v":""},{"$f":"IF(CK136=\"\",\"\",RhCi(DK136,EC136))","v":""},"",{"$f":"IF(CK136=\"\",\"\",hf(CS136,J136,CT136,DK136,EE136))","v":""},{"$f":"IF(CK136=\"\",\"\",LOOKUP(CW136,Tab.4.5!$J$6:$J$27,Tab.4.5!$L$6:$L$27))","v":""},{"$f":"IF(CK136=\"\",\"\",He(EH136,DM136))","v":""},{"$f":"IF(CK136=\"\",\"\",Hs(DM136))","v":""},{"$f":"IF(CK136=\"\",\"\",Hm(EB136,EG136,EI136,EJ136,CS136,CV136))","v":""},"","","","","","","K45+-45000 () ",{"$f":"IF(B136=\"Existe.\",IF(AE136=1,CONCATENATE(#REF!,AK136,\" m.\"),CONCATENATE(#REF!,AJ136,\" m x \",AK136,\" m.\")),IF(CL136=1,CONCATENATE(#REF!,CR136,\" m.\"),CONCATENATE(#REF!,CQ136,\" m x \",CR136,\" m.\")))","v":{"$error":"#REF!"}},"Concreto, L =  m, S = 0 %.","Cota clave eje= 0 msnm.",null,null,null,"","","","","",{"$f":"IF(EV136=\"\",\"\",VLOOKUP(EY136,'Estructura escalonada'!$D$3:$H$953,2))","v":""},"","","","","",""]
[null,null,null,null,null,null,null,null,null,null,null,0,null,0,null,null,null,null,null,null,{"$f":"IF(K137=\"No\",\"\",IF(O137=\"\",YcCi(P137,N137),YcTr(N137,O137,S137)))","v":{"$error":"#VALUE!"}},{"$f":"IF(K137=\"No\",\"\",IF(O137=\"\",Teta1(U137,P137),\"-\"))","v":{"$error":"#VALUE!"}},{"$error":"#VALUE!"},{"$error":"#VALUE!"},{"$f":"IF(K137=\"No\",\"\",IF(O137=\"\",Ynci(P137,N137,R137,T137),YnTr(1,R137,O137,S137,T137,N137)))","v":{"$error":"#VALUE!"}},{"$f":"IF(K137=\"No\",\"\",IF(O137=\"\",Teta1(Y137,P137),\"-\"))","v":{"$error":"#VALUE!"}},{"$f":"IF(K137=\"No\",\"\",IF(O137=\"\",AreaCi(P137,Y137),AreaTr(O137,S137,Y137)))","v":{"$error":"#VALUE!"}},{"$f":"IF(K137=\"No\",\"\",IF(O137=\"\",FrCi(AC137,9.806,Z137,P137),FrTr(AC137,9.806,O137,S137,Y137)))","v":{"$error":"#VALUE!"}},{"$error":"#VALUE!"},null,null,null,null,null,null,null,null,null,null,null,null,null,null,null,0,0,"","","",{"$f":"IF(AD137=\"\",\"\",IF(AE137=1,YcCi(AK137,J137),YcTr(J137,AJ137,AN137)))","v":""},{"$f":"IF(AD137=\"\",\"\",IF(AE137=1,Teta1(AX137,AK137),\"-\"))","v":""},{"$f":"IF(AD137=\"\",\"\",IF(AE137=1,AreaCi(AK137,AX137),AreaTr(AJ137,AN137,AX137)))","v":""},"",{"$f":"IF(AD137=\"\",\"\",IF(AE137=1,Ynci(AK137,J137,AM137,AO137),YnTr(1,AM137,AJ137,AN137,AO137,J137)))","v":""},{"$f":"IF(AD137=\"\",\"\",IF(AE137=1,Teta1(BB137,AK137),\"-\"))","v":""},{"$f":"IF(AD137=\"\",\"\",IF(AE137=1,AreaCi(AK137,BB137),AreaTr(AJ137,AN137,BB137)))","v":""},{"$f":"IF(AD137=\"\",\"\",IF(AE137=1,FrCi(BF137,9.806,BC137,AK137),FrTr(BF137,9.806,AJ137,AN137,BB137)))","v":""},"",{"$f":"IF(AD137=\"\",\"\",IF(AE137=1,LOOKUP(AI137,'Vmáx(material) - Tab.4.3'!$L$2:$L$11,'Vmáx(material) - Tab.4.3'!$M$2:$M$11),LOOKUP(AI137,'Vmáx(material) - Tab.4.3'!$L$15,'Vmáx(material) - Tab.4.3'!$M$15)))","v":""},{"$f":"IF(AD137=\"\",\"\",VLOOKUP($AH137,'Vmáx(material) - Tab.4.3'!$R$35:$X$41,2))","v":""},{"$f":"IF(AD137=\"\",\"\",VLOOKUP($AH137,'Vmáx(material) - Tab.4.3'!$R$35:$X$41,3))","v":""},{"$f":"IF(AD137=\"\",\"\",VLOOKUP($AH137,'Vmáx(material) - Tab.4.3'!$R$35:$X$41,4))","v":""},{"$f":"IF(AD137=\"\",\"\",VLOOKUP($AH137,'Vmáx(material) - Tab.4.3'!$R$35:$X$41,5))","v":""},{"$f":"IF(AD137=\"\",\"\",VLOOKUP($AH137,'Vmáx(material) - Tab.4.3'!$R$35:$X$41,6))","v":""},{"$f":"IF(AD137=\"\",\"\",IF(AD137=\"\",\"\",VLOOKUP($AH137,'Vmáx(material) - Tab.4.3'!$R$35:$X$41,7)))","v":""},{"$f":"IF(AD137=\"\",\"\",IF(AE137=1,FCi(J137,AK137),FTr(J137,AJ137,AK137)))","v":""},"",{"$f":"IF(AD137=\"\",\"\",Hw(BH137,BI137,BJ137,BK137,BL137,BM137,Z,BN137,AO137,AK137))","v":""},"","","","",{"$f":"IF(AD137=\"\",\"\",ho(BT137,AK137,AX137))","v":""},{"$f":"IF(AD137=\"\",\"\",IF(AE137=1,PeriCi(AK137,BB137),PeriTr(AJ137,AN137,BB137)))","v":""},{"$f":"IF(AD137=\"\",\"\",IF(AE137=1,AreaCi(AK137,BB137),AreaTr(AJ137,AN137,BB137)))","v":""},{"$f":"IF(AD137=\"\",\"\",RhCi(BW137,BV137))","v":""},"",{"$f":"IF(AD137=\"\",\"\",hf(AL137,J137,AM137,BW137,BX137))","v":""},{"$f":"IF(AD137=\"\",\"\",LOOKUP(AP137,Tab.4.5!$J$6:$J$27,Tab.4.5!$L$6:$L$27))","v":""},{"$f":"IF(AD137=\"\",\"\",He(CA137,BY137))","v":""},{"$f":"IF(AD137=\"\",\"\",Hs(BY137))","v":""},{"$f":"IF(AD137=\"\",\"\",Hm(BU137,BZ137,CB137,CC137,AL137,AO137))","v":""},"","","","","","",null,null,null,null,null,null,null,null,null,null,null,null,null,null,null,0,0,0,0,0,{"$f":"IF(CK137=\"\",\"\",IF(CL137=1,YcCi(CR137,J137),YcTr(J137,CQ137,CU137)))","v":""},{"$f":"IF(CK137=\"\",\"\",IF(CL137=1,Teta1(DE137,CR137),\"-\"))","v":""},"","",{"$f":"IF(CK137=\"\",\"\",IF(CL137=1,Ynci(CR137,J137,CT137,CV137),YnTr(1,CT137,CQ137,CU137,CV137,J137)))","v":""},{"$f":"IF(CK137=\"\",\"\",IF(CL137=1,Teta1(DI137,CR137),\"-\"))","v":""},{"$f":"IF(CK137=\"\",\"\",IF(CL137=1,AreaCi(CR137,J137),AreaTr(CQ137,CU137,DI137)))","v":""},{"$f":"IF(CK137=\"\",\"\",IF(CL137=1,FrCi(DM137,9.806,DJ137,CR137),FrTr(DM137,9.806,CQ137,CU137,DI137)))","v":""},"",{"$f":"IF(CK137=\"\",\"\",IF(CL137=1,LOOKUP(CP137,'Vmáx(material) - Tab.4.3'!$L$2:$L$11,'Vmáx(material) - Tab.4.3'!$M$2:$M$11),LOOKUP(CP137,'Vmáx(material) - Tab.4.3'!$L$15,'Vmáx(material) - Tab.4.3'!$M$15)))","v":""},{"$f":"IF(CK137=\"\",\"\",VLOOKUP($CO137,'Vmáx(material) - Tab.4.3'!$R$35:$X$41,2))","v":""},{"$f":"IF(CK137=\"\",\"\",VLOOKUP($CO137,'Vmáx(material) - Tab.4.3'!$R$35:$X$41,3))","v":""},{"$f":"IF(CK137=\"\",\"\",VLOOKUP($CO137,'Vmáx(material) - Tab.4.3'!$R$35:$X$41,4))","v":""},{"$f":"IF(CK137=\"\",\"\",VLOOKUP($CO137,'Vmáx(material) - Tab.4.3'!$R$35:$X$41,5))","v":""},{"$f":"IF(CK137=\"\",\"\",VLOOKUP($CO137,'Vmáx(material) - Tab.4.3'!$R$35:$X$41,6))","v":""},{"$f":"IF(CK137=\"\",\"\",IF(CK137=\"\",\"\",VLOOKUP(CO137,'Vmáx(material) - Tab.4.3'!$R$35:$X$41,7)))","v":""},{"$f":"IF(CK137=\"\",\"\",IF(CL137=1,FCi(J137,CR137),FTr(J137,CQ137,CR137)))","v":""},"",{"$f":"IF(CK137=\"\",\"\",Hw(DO137,DP137,DQ137,DR137,DS137,DT137,Z,DU137,CV137,CR137))","v":""},"","","","","",{"$f":"IF(CK137=\"\",\"\",IF(CL137=1,PeriCi(CR137,DI137),PeriTr(CQ137,CU137,DI137)))","v":""},{"$f":"IF(CK137=\"\",\"\",IF(CL137=1,AreaCi(CR137,DI137),AreaTr(CQ137,CU137,DI137)))","v":""},{"$f":"IF(CK137=\"\",\"\",RhCi(DK137,EC137))","v":""},"",{"$f":"IF(CK137=\"\",\"\",hf(CS137,J137,CT137,DK137,EE137))","v":""},{"$f":"IF(CK137=\"\",\"\",LOOKUP(CW137,Tab.4.5!$J$6:$J$27,Tab.4.5!$L$6:$L$27))","v":""},{"$f":"IF(CK137=\"\",\"\",He(EH137,DM137))","v":""},{"$f":"IF(CK137=\"\",\"\",Hs(DM137))","v":""},{"$f":"IF(CK137=\"\",\"\",Hm(EB137,EG137,EI137,EJ137,CS137,CV137))","v":""},"","","","","","","K45+-45000 () ",{"$f":"IF(B137=\"Existe.\",IF(AE137=1,CONCATENATE(#REF!,AK137,\" m.\"),CONCATENATE(#REF!,AJ137,\" m x \",AK137,\" m.\")),IF(CL137=1,CONCATENATE(#REF!,CR137,\" m.\"),CONCATENATE(#REF!,CQ137,\" m x \",CR137,\" m.\")))","v":{"$error":"#REF!"}},"Concreto, L =  m, S = 0 %.","Cota clave eje= 0 msnm.",null,null,null,"","","","","",{"$f":"IF(EV137=\"\",\"\",VLOOKUP(EY137,'Estructura escalonada'!$D$3:$H$953,2))","v":""},"","","","","",""]
[null,null,null,null,null,null,null,null,null,null,null,0,null,0,null,null,null,null,null,null,{"$f":"IF(K138=\"No\",\"\",IF(O138=\"\",YcCi(P138,N138),YcTr(N138,O138,S138)))","v":{"$error":"#VALUE!"}},{"$f":"IF(K138=\"No\",\"\",IF(O138=\"\",Teta1(U138,P138),\"-\"))","v":{"$error":"#VALUE!"}},{"$error":"#VALUE!"},{"$error":"#VALUE!"},{"$f":"IF(K138=\"No\",\"\",IF(O138=\"\",Ynci(P138,N138,R138,T138),YnTr(1,R138,O138,S138,T138,N138)))","v":{"$error":"#VALUE!"}},{"$f":"IF(K138=\"No\",\"\",IF(O138=\"\",Teta1(Y138,P138),\"-\"))","v":{"$error":"#VALUE!"}},{"$f":"IF(K138=\"No\",\"\",IF(O138=\"\",AreaCi(P138,Y138),AreaTr(O138,S138,Y138)))","v":{"$error":"#VALUE!"}},{"$f":"IF(K138=\"No\",\"\",IF(O138=\"\",FrCi(AC138,9.806,Z138,P138),FrTr(AC138,9.806,O138,S138,Y138)))","v":{"$error":"#VALUE!"}},{"$error":"#VALUE!"},null,null,null,null,null,null,null,null,null,null,null,null,null,null,null,0,0,"","","",{"$f":"IF(AD138=\"\",\"\",IF(AE138=1,YcCi(AK138,J138),YcTr(J138,AJ138,AN138)))","v":""},{"$f":"IF(AD138=\"\",\"\",IF(AE138=1,Teta1(AX138,AK138),\"-\"))","v":""},{"$f":"IF(AD138=\"\",\"\",IF(AE138=1,AreaCi(AK138,AX138),AreaTr(AJ138,AN138,AX138)))","v":""},"",{"$f":"IF(AD138=\"\",\"\",IF(AE138=1,Ynci(AK138,J138,AM138,AO138),YnTr(1,AM138,AJ138,AN138,AO138,J138)))","v":""},{"$f":"IF(AD138=\"\",\"\",IF(AE138=1,Teta1(BB138,AK138),\"-\"))","v":""},{"$f":"IF(AD138=\"\",\"\",IF(AE138=1,AreaCi(AK138,BB138),AreaTr(AJ138,AN138,BB138)))","v":""},{"$f":"IF(AD138=\"\",\"\",IF(AE138=1,FrCi(BF138,9.806,BC138,AK138),FrTr(BF138,9.806,AJ138,AN138,BB138)))","v":""},"",{"$f":"IF(AD138=\"\",\"\",IF(AE138=1,LOOKUP(AI138,'Vmáx(material) - Tab.4.3'!$L$2:$L$11,'Vmáx(material) - Tab.4.3'!$M$2:$M$11),LOOKUP(AI138,'Vmáx(material) - Tab.4.3'!$L$15,'Vmáx(material) - Tab.4.3'!$M$15)))","v":""},{"$f":"IF(AD138=\"\",\"\",VLOOKUP($AH138,'Vmáx(material) - Tab.4.3'!$R$35:$X$41,2))","v":""},{"$f":"IF(AD138=\"\",\"\",VLOOKUP($AH138,'Vmáx(material) - Tab.4.3'!$R$35:$X$41,3))","v":""},{"$f":"IF(AD138=\"\",\"\",VLOOKUP($AH138,'Vmáx(material) - Tab.4.3'!$R$35:$X$41,4))","v":""},{"$f":"IF(AD138=\"\",\"\",VLOOKUP($AH138,'Vmáx(material) - Tab.4.3'!$R$35:$X$41,5))","v":""},{"$f":"IF(AD138=\"\",\"\",VLOOKUP($AH138,'Vmáx(material) - Tab.4.3'!$R$35:$X$41,6))","v":""},{"$f":"IF(AD138=\"\",\"\",IF(AD138=\"\",\"\",VLOOKUP($AH138,'Vmáx(material) - Tab.4.3'!$R$35:$X$41,7)))","v":""},{"$f":"IF(AD138=\"\",\"\",IF(AE138=1,FCi(J138,AK138),FTr(J138,AJ138,AK138)))","v":""},"",{"$f":"IF(AD138=\"\",\"\",Hw(BH138,BI138,BJ138,BK138,BL138,BM138,Z,BN138,AO138,AK138))","v":""},"","","","",{"$f":"IF(AD138=\"\",\"\",ho(BT138,AK138,AX138))","v":""},{"$f":"IF(AD138=\"\",\"\",IF(AE138=1,PeriCi(AK138,BB138),PeriTr(AJ138,AN138,BB138)))","v":""},{"$f":"IF(AD138=\"\",\"\",IF(AE138=1,AreaCi(AK138,BB138),AreaTr(AJ138,AN138,BB138)))","v":""},{"$f":"IF(AD138=\"\",\"\",RhCi(BW138,BV138))","v":""},"",{"$f":"IF(AD138=\"\",\"\",hf(AL138,J138,AM138,BW138,BX138))","v":""},{"$f":"IF(AD138=\"\",\"\",LOOKUP(AP138,Tab.4.5!$J$6:$J$27,Tab.4.5!$L$6:$L$27))","v":""},{"$f":"IF(AD138=\"\",\"\",He(CA138,BY138))","v":""},{"$f":"IF(AD138=\"\",\"\",Hs(BY138))","v":""},{"$f":"IF(AD138=\"\",\"\",Hm(BU138,BZ138,CB138,CC138,AL138,AO138))","v":""},"","","","","","",null,null,null,null,null,null,null,null,null,null,null,null,null,null,null,0,0,0,0,0,{"$f":"IF(CK138=\"\",\"\",IF(CL138=1,YcCi(CR138,J138),YcTr(J138,CQ138,CU138)))","v":""},{"$f":"IF(CK138=\"\",\"\",IF(CL138=1,Teta1(DE138,CR138),\"-\"))","v":""},"","",{"$f":"IF(CK138=\"\",\"\",IF(CL138=1,Ynci(CR138,J138,CT138,CV138),YnTr(1,CT138,CQ138,CU138,CV138,J138)))","v":""},{"$f":"IF(CK138=\"\",\"\",IF(CL138=1,Teta1(DI138,CR138),\"-\"))","v":""},{"$f":"IF(CK138=\"\",\"\",IF(CL138=1,AreaCi(CR138,J138),AreaTr(CQ138,CU138,DI138)))","v":""},{"$f":"IF(CK138=\"\",\"\",IF(CL138=1,FrCi(DM138,9.806,DJ138,CR138),FrTr(DM138,9.806,CQ138,CU138,DI138)))","v":""},"",{"$f":"IF(CK138=\"\",\"\",IF(CL138=1,LOOKUP(CP138,'Vmáx(material) - Tab.4.3'!$L$2:$L$11,'Vmáx(material) - Tab.4.3'!$M$2:$M$11),LOOKUP(CP138,'Vmáx(material) - Tab.4.3'!$L$15,'Vmáx(material) - Tab.4.3'!$M$15)))","v":""},{"$f":"IF(CK138=\"\",\"\",VLOOKUP($CO138,'Vmáx(material) - Tab.4.3'!$R$35:$X$41,2))","v":""},{"$f":"IF(CK138=\"\",\"\",VLOOKUP($CO138,'Vmáx(material) - Tab.4.3'!$R$35:$X$41,3))","v":""},{"$f":"IF(CK138=\"\",\"\",VLOOKUP($CO138,'Vmáx(material) - Tab.4.3'!$R$35:$X$41,4))","v":""},{"$f":"IF(CK138=\"\",\"\",VLOOKUP($CO138,'Vmáx(material) - Tab.4.3'!$R$35:$X$41,5))","v":""},{"$f":"IF(CK138=\"\",\"\",VLOOKUP($CO138,'Vmáx(material) - Tab.4.3'!$R$35:$X$41,6))","v":""},{"$f":"IF(CK138=\"\",\"\",IF(CK138=\"\",\"\",VLOOKUP(CO138,'Vmáx(material) - Tab.4.3'!$R$35:$X$41,7)))","v":""},{"$f":"IF(CK138=\"\",\"\",IF(CL138=1,FCi(J138,CR138),FTr(J138,CQ138,CR138)))","v":""},"",{"$f":"IF(CK138=\"\",\"\",Hw(DO138,DP138,DQ138,DR138,DS138,DT138,Z,DU138,CV138,CR138))","v":""},"","","","","",{"$f":"IF(CK138=\"\",\"\",IF(CL138=1,PeriCi(CR138,DI138),PeriTr(CQ138,CU138,DI138)))","v":""},{"$f":"IF(CK138=\"\",\"\",IF(CL138=1,AreaCi(CR138,DI138),AreaTr(CQ138,CU138,DI138)))","v":""},{"$f":"IF(CK138=\"\",\"\",RhCi(DK138,EC138))","v":""},"",{"$f":"IF(CK138=\"\",\"\",hf(CS138,J138,CT138,DK138,EE138))","v":""},{"$f":"IF(CK138=\"\",\"\",LOOKUP(CW138,Tab.4.5!$J$6:$J$27,Tab.4.5!$L$6:$L$27))","v":""},{"$f":"IF(CK138=\"\",\"\",He(EH138,DM138))","v":""},{"$f":"IF(CK138=\"\",\"\",Hs(DM138))","v":""},{"$f":"IF(CK138=\"\",\"\",Hm(EB138,EG138,EI138,EJ138,CS138,CV138))","v":""},"","","","","","","K45+-45000 () ",{"$f":"IF(B138=\"Existe.\",IF(AE138=1,CONCATENATE(#REF!,AK138,\" m.\"),CONCATENATE(#REF!,AJ138,\" m x \",AK138,\" m.\")),IF(CL138=1,CONCATENATE(#REF!,CR138,\" m.\"),CONCATENATE(#REF!,CQ138,\" m x \",CR138,\" m.\")))","v":{"$error":"#REF!"}},"Concreto, L =  m, S = 0 %.","Cota clave eje= 0 msnm.",null,null,null,"","","","","",{"$f":"IF(EV138=\"\",\"\",VLOOKUP(EY138,'Estructura escalonada'!$D$3:$H$953,2))","v":""},"","","","","",""]
[null,null,null,null,null,null,null,null,null,null,null,0,null,0,null,null,null,null,null,null,{"$f":"IF(K139=\"No\",\"\",IF(O139=\"\",YcCi(P139,N139),YcTr(N139,O139,S139)))","v":{"$error":"#VALUE!"}},{"$f":"IF(K139=\"No\",\"\",IF(O139=\"\",Teta1(U139,P139),\"-\"))","v":{"$error":"#VALUE!"}},{"$error":"#VALUE!"},{"$error":"#VALUE!"},{"$f":"IF(K139=\"No\",\"\",IF(O139=\"\",Ynci(P139,N139,R139,T139),YnTr(1,R139,O139,S139,T139,N139)))","v":{"$error":"#VALUE!"}},{"$f":"IF(K139=\"No\",\"\",IF(O139=\"\",Teta1(Y139,P139),\"-\"))","v":{"$error":"#VALUE!"}},{"$f":"IF(K139=\"No\",\"\",IF(O139=\"\",AreaCi(P139,Y139),AreaTr(O139,S139,Y139)))","v":{"$error":"#VALUE!"}},{"$f":"IF(K139=\"No\",\"\",IF(O139=\"\",FrCi(AC139,9.806,Z139,P139),FrTr(AC139,9.806,O139,S139,Y139)))","v":{"$error":"#VALUE!"}},{"$error":"#VALUE!"},null,null,null,null,null,null,null,null,null,null,null,null,null,null,null,0,0,"","","",{"$f":"IF(AD139=\"\",\"\",IF(AE139=1,YcCi(AK139,J139),YcTr(J139,AJ139,AN139)))","v":""},{"$f":"IF(AD139=\"\",\"\",IF(AE139=1,Teta1(AX139,AK139),\"-\"))","v":""},{"$f":"IF(AD139=\"\",\"\",IF(AE139=1,AreaCi(AK139,AX139),AreaTr(AJ139,AN139,AX139)))","v":""},"",{"$f":"IF(AD139=\"\",\"\",IF(AE139=1,Ynci(AK139,J139,AM139,AO139),YnTr(1,AM139,AJ139,AN139,AO139,J139)))","v":""},{"$f":"IF(AD139=\"\",\"\",IF(AE139=1,Teta1(BB139,AK139),\"-\"))","v":""},{"$f":"IF(AD139=\"\",\"\",IF(AE139=1,AreaCi(AK139,BB139),AreaTr(AJ139,AN139,BB139)))","v":""},{"$f":"IF(AD139=\"\",\"\",IF(AE139=1,FrCi(BF139,9.806,BC139,AK139),FrTr(BF139,9.806,AJ139,AN139,BB139)))","v":""},"",{"$f":"IF(AD139=\"\",\"\",IF(AE139=1,LOOKUP(AI139,'Vmáx(material) - Tab.4.3'!$L$2:$L$11,'Vmáx(material) - Tab.4.3'!$M$2:$M$11),LOOKUP(AI139,'Vmáx(material) - Tab.4.3'!$L$15,'Vmáx(material) - Tab.4.3'!$M$15)))","v":""},{"$f":"IF(AD139=\"\",\"\",VLOOKUP($AH139,'Vmáx(material) - Tab.4.3'!$R$35:$X$41,2))","v":""},{"$f":"IF(AD139=\"\",\"\",VLOOKUP($AH139,'Vmáx(material) - Tab.4.3'!$R$35:$X$41,3))","v":""},{"$f":"IF(AD139=\"\",\"\",VLOOKUP($AH139,'Vmáx(material) - Tab.4.3'!$R$35:$X$41,4))","v":""},{"$f":"IF(AD139=\"\",\"\",VLOOKUP($AH139,'Vmáx(material) - Tab.4.3'!$R$35:$X$41,5))","v":""},{"$f":"IF(AD139=\"\",\"\",VLOOKUP($AH139,'Vmáx(material) - Tab.4.3'!$R$35:$X$41,6))","v":""},{"$f":"IF(AD139=\"\",\"\",IF(AD139=\"\",\"\",VLOOKUP($AH139,'Vmáx(material) - Tab.4.3'!$R$35:$X$41,7)))","v":""},{"$f":"IF(AD139=\"\",\"\",IF(AE139=1,FCi(J139,AK139),FTr(J139,AJ139,AK139)))","v":""},"",{"$f":"IF(AD139=\"\",\"\",Hw(BH139,BI139,BJ139,BK139,BL139,BM139,Z,BN139,AO139,AK139))","v":""},"","","","",{"$f":"IF(AD139=\"\",\"\",ho(BT139,AK139,AX139))","v":""},{"$f":"IF(AD139=\"\",\"\",IF(AE139=1,PeriCi(AK139,BB139),PeriTr(AJ139,AN139,BB139)))","v":""},{"$f":"IF(AD139=\"\",\"\",IF(AE139=1,AreaCi(AK139,BB139),AreaTr(AJ139,AN139,BB139)))","v":""},{"$f":"IF(AD139=\"\",\"\",RhCi(BW139,BV139))","v":""},"",{"$f":"IF(AD139=\"\",\"\",hf(AL139,J139,AM139,BW139,BX139))","v":""},{"$f":"IF(AD139=\"\",\"\",LOOKUP(AP139,Tab.4.5!$J$6:$J$27,Tab.4.5!$L$6:$L$27))","v":""},{"$f":"IF(AD139=\"\",\"\",He(CA139,BY139))","v":""},{"$f":"IF(AD139=\"\",\"\",Hs(BY139))","v":""},{"$f":"IF(AD139=\"\",\"\",Hm(BU139,BZ139,CB139,CC139,AL139,AO139))","v":""},"","","","","","",null,null,null,null,null,null,null,null,null,null,null,null,null,null,null,0,0,0,0,0,{"$f":"IF(CK139=\"\",\"\",IF(CL139=1,YcCi(CR139,J139),YcTr(J139,CQ139,CU139)))","v":""},{"$f":"IF(CK139=\"\",\"\",IF(CL139=1,Teta1(DE139,CR139),\"-\"))","v":""},"","",{"$f":"IF(CK139=\"\",\"\",IF(CL139=1,Ynci(CR139,J139,CT139,CV139),YnTr(1,CT139,CQ139,CU139,CV139,J139)))","v":""},{"$f":"IF(CK139=\"\",\"\",IF(CL139=1,Teta1(DI139,CR139),\"-\"))","v":""},{"$f":"IF(CK139=\"\",\"\",IF(CL139=1,AreaCi(CR139,J139),AreaTr(CQ139,CU139,DI139)))","v":""},{"$f":"IF(CK139=\"\",\"\",IF(CL139=1,FrCi(DM139,9.806,DJ139,CR139),FrTr(DM139,9.806,CQ139,CU139,DI139)))","v":""},"",{"$f":"IF(CK139=\"\",\"\",IF(CL139=1,LOOKUP(CP139,'Vmáx(material) - Tab.4.3'!$L$2:$L$11,'Vmáx(material) - Tab.4.3'!$M$2:$M$11),LOOKUP(CP139,'Vmáx(material) - Tab.4.3'!$L$15,'Vmáx(material) - Tab.4.3'!$M$15)))","v":""},{"$f":"IF(CK139=\"\",\"\",VLOOKUP($CO139,'Vmáx(material) - Tab.4.3'!$R$35:$X$41,2))","v":""},{"$f":"IF(CK139=\"\",\"\",VLOOKUP($CO139,'Vmáx(material) - Tab.4.3'!$R$35:$X$41,3))","v":""},{"$f":"IF(CK139=\"\",\"\",VLOOKUP($CO139,'Vmáx(material) - Tab.4.3'!$R$35:$X$41,4))","v":""},{"$f":"IF(CK139=\"\",\"\",VLOOKUP($CO139,'Vmáx(material) - Tab.4.3'!$R$35:$X$41,5))","v":""},{"$f":"IF(CK139=\"\",\"\",VLOOKUP($CO139,'Vmáx(material) - Tab.4.3'!$R$35:$X$41,6))","v":""},{"$f":"IF(CK139=\"\",\"\",IF(CK139=\"\",\"\",VLOOKUP(CO139,'Vmáx(material) - Tab.4.3'!$R$35:$X$41,7)))","v":""},{"$f":"IF(CK139=\"\",\"\",IF(CL139=1,FCi(J139,CR139),FTr(J139,CQ139,CR139)))","v":""},"",{"$f":"IF(CK139=\"\",\"\",Hw(DO139,DP139,DQ139,DR139,DS139,DT139,Z,DU139,CV139,CR139))","v":""},"","","","","",{"$f":"IF(CK139=\"\",\"\",IF(CL139=1,PeriCi(CR139,DI139),PeriTr(CQ139,CU139,DI139)))","v":""},{"$f":"IF(CK139=\"\",\"\",IF(CL139=1,AreaCi(CR139,DI139),AreaTr(CQ139,CU139,DI139)))","v":""},{"$f":"IF(CK139=\"\",\"\",RhCi(DK139,EC139))","v":""},"",{"$f":"IF(CK139=\"\",\"\",hf(CS139,J139,CT139,DK139,EE139))","v":""},{"$f":"IF(CK139=\"\",\"\",LOOKUP(CW139,Tab.4.5!$J$6:$J$27,Tab.4.5!$L$6:$L$27))","v":""},{"$f":"IF(CK139=\"\",\"\",He(EH139,DM139))","v":""},{"$f":"IF(CK139=\"\",\"\",Hs(DM139))","v":""},{"$f":"IF(CK139=\"\",\"\",Hm(EB139,EG139,EI139,EJ139,CS139,CV139))","v":""},"","","","","","","K45+-45000 () ",{"$f":"IF(B139=\"Existe.\",IF(AE139=1,CONCATENATE(#REF!,AK139,\" m.\"),CONCATENATE(#REF!,AJ139,\" m x \",AK139,\" m.\")),IF(CL139=1,CONCATENATE(#REF!,CR139,\" m.\"),CONCATENATE(#REF!,CQ139,\" m x \",CR139,\" m.\")))","v":{"$error":"#REF!"}},"Concreto, L =  m, S = 0 %.","Cota clave eje= 0 msnm.",null,null,null,"","","","","",{"$f":"IF(EV139=\"\",\"\",VLOOKUP(EY139,'Estructura escalonada'!$D$3:$H$953,2))","v":""},"","","","","",""]
[null,null,null,null,null,null,null,null,null,null,null,0,null,0,null,null,null,null,null,null,{"$f":"IF(K140=\"No\",\"\",IF(O140=\"\",YcCi(P140,N140),YcTr(N140,O140,S140)))","v":{"$error":"#VALUE!"}},{"$f":"IF(K140=\"No\",\"\",IF(O140=\"\",Teta1(U140,P140),\"-\"))","v":{"$error":"#VALUE!"}},{"$error":"#VALUE!"},{"$error":"#VALUE!"},{"$f":"IF(K140=\"No\",\"\",IF(O140=\"\",Ynci(P140,N140,R140,T140),YnTr(1,R140,O140,S140,T140,N140)))","v":{"$error":"#VALUE!"}},{"$f":"IF(K140=\"No\",\"\",IF(O140=\"\",Teta1(Y140,P140),\"-\"))","v":{"$error":"#VALUE!"}},{"$f":"IF(K140=\"No\",\"\",IF(O140=\"\",AreaCi(P140,Y140),AreaTr(O140,S140,Y140)))","v":{"$error":"#VALUE!"}},{"$f":"IF(K140=\"No\",\"\",IF(O140=\"\",FrCi(AC140,9.806,Z140,P140),FrTr(AC140,9.806,O140,S140,Y140)))","v":{"$error":"#VALUE!"}},{"$error":"#VALUE!"},null,null,null,null,null,null,null,null,null,null,null,null,null,null,null,0,0,"","","",{"$f":"IF(AD140=\"\",\"\",IF(AE140=1,YcCi(AK140,J140),YcTr(J140,AJ140,AN140)))","v":""},{"$f":"IF(AD140=\"\",\"\",IF(AE140=1,Teta1(AX140,AK140),\"-\"))","v":""},{"$f":"IF(AD140=\"\",\"\",IF(AE140=1,AreaCi(AK140,AX140),AreaTr(AJ140,AN140,AX140)))","v":""},"",{"$f":"IF(AD140=\"\",\"\",IF(AE140=1,Ynci(AK140,J140,AM140,AO140),YnTr(1,AM140,AJ140,AN140,AO140,J140)))","v":""},{"$f":"IF(AD140=\"\",\"\",IF(AE140=1,Teta1(BB140,AK140),\"-\"))","v":""},{"$f":"IF(AD140=\"\",\"\",IF(AE140=1,AreaCi(AK140,BB140),AreaTr(AJ140,AN140,BB140)))","v":""},{"$f":"IF(AD140=\"\",\"\",IF(AE140=1,FrCi(BF140,9.806,BC140,AK140),FrTr(BF140,9.806,AJ140,AN140,BB140)))","v":""},"",{"$f":"IF(AD140=\"\",\"\",IF(AE140=1,LOOKUP(AI140,'Vmáx(material) - Tab.4.3'!$L$2:$L$11,'Vmáx(material) - Tab.4.3'!$M$2:$M$11),LOOKUP(AI140,'Vmáx(material) - Tab.4.3'!$L$15,'Vmáx(material) - Tab.4.3'!$M$15)))","v":""},{"$f":"IF(AD140=\"\",\"\",VLOOKUP($AH140,'Vmáx(material) - Tab.4.3'!$R$35:$X$41,2))","v":""},{"$f":"IF(AD140=\"\",\"\",VLOOKUP($AH140,'Vmáx(material) - Tab.4.3'!$R$35:$X$41,3))","v":""},{"$f":"IF(AD140=\"\",\"\",VLOOKUP($AH140,'Vmáx(material) - Tab.4.3'!$R$35:$X$41,4))","v":""},{"$f":"IF(AD140=\"\",\"\",VLOOKUP($AH140,'Vmáx(material) - Tab.4.3'!$R$35:$X$41,5))","v":""},{"$f":"IF(AD140=\"\",\"\",VLOOKUP($AH140,'Vmáx(material) - Tab.4.3'!$R$35:$X$41,6))","v":""},{"$f":"IF(AD140=\"\",\"\",IF(AD140=\"\",\"\",VLOOKUP($AH140,'Vmáx(material) - Tab.4.3'!$R$35:$X$41,7)))","v":""},{"$f":"IF(AD140=\"\",\"\",IF(AE140=1,FCi(J140,AK140),FTr(J140,AJ140,AK140)))","v":""},"",{"$f":"IF(AD140=\"\",\"\",Hw(BH140,BI140,BJ140,BK140,BL140,BM140,Z,BN140,AO140,AK140))","v":""},"","","","",{"$f":"IF(AD140=\"\",\"\",ho(BT140,AK140,AX140))","v":""},{"$f":"IF(AD140=\"\",\"\",IF(AE140=1,PeriCi(AK140,BB140),PeriTr(AJ140,AN140,BB140)))","v":""},{"$f":"IF(AD140=\"\",\"\",IF(AE140=1,AreaCi(AK140,BB140),AreaTr(AJ140,AN140,BB140)))","v":""},{"$f":"IF(AD140=\"\",\"\",RhCi(BW140,BV140))","v":""},"",{"$f":"IF(AD140=\"\",\"\",hf(AL140,J140,AM140,BW140,BX140))","v":""},{"$f":"IF(AD140=\"\",\"\",LOOKUP(AP140,Tab.4.5!$J$6:$J$27,Tab.4.5!$L$6:$L$27))","v":""},{"$f":"IF(AD140=\"\",\"\",He(CA140,BY140))","v":""},{"$f":"IF(AD140=\"\",\"\",Hs(BY140))","v":""},{"$f":"IF(AD140=\"\",\"\",Hm(BU140,BZ140,CB140,CC140,AL140,AO140))","v":""},"","","","","","",null,null,null,null,null,null,null,null,null,null,null,null,null,null,null,0,0,0,0,0,{"$f":"IF(CK140=\"\",\"\",IF(CL140=1,YcCi(CR140,J140),YcTr(J140,CQ140,CU140)))","v":""},{"$f":"IF(CK140=\"\",\"\",IF(CL140=1,Teta1(DE140,CR140),\"-\"))","v":""},"","",{"$f":"IF(CK140=\"\",\"\",IF(CL140=1,Ynci(CR140,J140,CT140,CV140),YnTr(1,CT140,CQ140,CU140,CV140,J140)))","v":""},{"$f":"IF(CK140=\"\",\"\",IF(CL140=1,Teta1(DI140,CR140),\"-\"))","v":""},{"$f":"IF(CK140=\"\",\"\",IF(CL140=1,AreaCi(CR140,J140),AreaTr(CQ140,CU140,DI140)))","v":""},{"$f":"IF(CK140=\"\",\"\",IF(CL140=1,FrCi(DM140,9.806,DJ140,CR140),FrTr(DM140,9.806,CQ140,CU140,DI140)))","v":""},"",{"$f":"IF(CK140=\"\",\"\",IF(CL140=1,LOOKUP(CP140,'Vmáx(material) - Tab.4.3'!$L$2:$L$11,'Vmáx(material) - Tab.4.3'!$M$2:$M$11),LOOKUP(CP140,'Vmáx(material) - Tab.4.3'!$L$15,'Vmáx(material) - Tab.4.3'!$M$15)))","v":""},{"$f":"IF(CK140=\"\",\"\",VLOOKUP($CO140,'Vmáx(material) - Tab.4.3'!$R$35:$X$41,2))","v":""},{"$f":"IF(CK140=\"\",\"\",VLOOKUP($CO140,'Vmáx(material) - Tab.4.3'!$R$35:$X$41,3))","v":""},{"$f":"IF(CK140=\"\",\"\",VLOOKUP($CO140,'Vmáx(material) - Tab.4.3'!$R$35:$X$41,4))","v":""},{"$f":"IF(CK140=\"\",\"\",VLOOKUP($CO140,'Vmáx(material) - Tab.4.3'!$R$35:$X$41,5))","v":""},{"$f":"IF(CK140=\"\",\"\",VLOOKUP($CO140,'Vmáx(material) - Tab.4.3'!$R$35:$X$41,6))","v":""},{"$f":"IF(CK140=\"\",\"\",IF(CK140=\"\",\"\",VLOOKUP(CO140,'Vmáx(material) - Tab.4.3'!$R$35:$X$41,7)))","v":""},{"$f":"IF(CK140=\"\",\"\",IF(CL140=1,FCi(J140,CR140),FTr(J140,CQ140,CR140)))","v":""},"",{"$f":"IF(CK140=\"\",\"\",Hw(DO140,DP140,DQ140,DR140,DS140,DT140,Z,DU140,CV140,CR140))","v":""},"","","","","",{"$f":"IF(CK140=\"\",\"\",IF(CL140=1,PeriCi(CR140,DI140),PeriTr(CQ140,CU140,DI140)))","v":""},{"$f":"IF(CK140=\"\",\"\",IF(CL140=1,AreaCi(CR140,DI140),AreaTr(CQ140,CU140,DI140)))","v":""},{"$f":"IF(CK140=\"\",\"\",RhCi(DK140,EC140))","v":""},"",{"$f":"IF(CK140=\"\",\"\",hf(CS140,J140,CT140,DK140,EE140))","v":""},{"$f":"IF(CK140=\"\",\"\",LOOKUP(CW140,Tab.4.5!$J$6:$J$27,Tab.4.5!$L$6:$L$27))","v":""},{"$f":"IF(CK140=\"\",\"\",He(EH140,DM140))","v":""},{"$f":"IF(CK140=\"\",\"\",Hs(DM140))","v":""},{"$f":"IF(CK140=\"\",\"\",Hm(EB140,EG140,EI140,EJ140,CS140,CV140))","v":""},"","","","","","","K45+-45000 () ",{"$f":"IF(B140=\"Existe.\",IF(AE140=1,CONCATENATE(#REF!,AK140,\" m.\"),CONCATENATE(#REF!,AJ140,\" m x \",AK140,\" m.\")),IF(CL140=1,CONCATENATE(#REF!,CR140,\" m.\"),CONCATENATE(#REF!,CQ140,\" m x \",CR140,\" m.\")))","v":{"$error":"#REF!"}},"Concreto, L =  m, S = 0 %.","Cota clave eje= 0 msnm.",null,null,null,"","","","","",{"$f":"IF(EV140=\"\",\"\",VLOOKUP(EY140,'Estructura escalonada'!$D$3:$H$953,2))","v":""},"","","","","",""]
[null,null,null,null,null,null,null,null,null,null,null,0,null,0,null,null,null,null,null,null,{"$f":"IF(K141=\"No\",\"\",IF(O141=\"\",YcCi(P141,N141),YcTr(N141,O141,S141)))","v":{"$error":"#VALUE!"}},{"$f":"IF(K141=\"No\",\"\",IF(O141=\"\",Teta1(U141,P141),\"-\"))","v":{"$error":"#VALUE!"}},{"$error":"#VALUE!"},{"$error":"#VALUE!"},{"$f":"IF(K141=\"No\",\"\",IF(O141=\"\",Ynci(P141,N141,R141,T141),YnTr(1,R141,O141,S141,T141,N141)))","v":{"$error":"#VALUE!"}},{"$f":"IF(K141=\"No\",\"\",IF(O141=\"\",Teta1(Y141,P141),\"-\"))","v":{"$error":"#VALUE!"}},{"$f":"IF(K141=\"No\",\"\",IF(O141=\"\",AreaCi(P141,Y141),AreaTr(O141,S141,Y141)))","v":{"$error":"#VALUE!"}},{"$f":"IF(K141=\"No\",\"\",IF(O141=\"\",FrCi(AC141,9.806,Z141,P141),FrTr(AC141,9.806,O141,S141,Y141)))","v":{"$error":"#VALUE!"}},{"$error":"#VALUE!"},null,null,null,null,null,null,null,null,null,null,null,null,null,null,null,0,0,"","","",{"$f":"IF(AD141=\"\",\"\",IF(AE141=1,YcCi(AK141,J141),YcTr(J141,AJ141,AN141)))","v":""},{"$f":"IF(AD141=\"\",\"\",IF(AE141=1,Teta1(AX141,AK141),\"-\"))","v":""},{"$f":"IF(AD141=\"\",\"\",IF(AE141=1,AreaCi(AK141,AX141),AreaTr(AJ141,AN141,AX141)))","v":""},"",{"$f":"IF(AD141=\"\",\"\",IF(AE141=1,Ynci(AK141,J141,AM141,AO141),YnTr(1,AM141,AJ141,AN141,AO141,J141)))","v":""},{"$f":"IF(AD141=\"\",\"\",IF(AE141=1,Teta1(BB141,AK141),\"-\"))","v":""},{"$f":"IF(AD141=\"\",\"\",IF(AE141=1,AreaCi(AK141,BB141),AreaTr(AJ141,AN141,BB141)))","v":""},{"$f":"IF(AD141=\"\",\"\",IF(AE141=1,FrCi(BF141,9.806,BC141,AK141),FrTr(BF141,9.806,AJ141,AN141,BB141)))","v":""},"",{"$f":"IF(AD141=\"\",\"\",IF(AE141=1,LOOKUP(AI141,'Vmáx(material) - Tab.4.3'!$L$2:$L$11,'Vmáx(material) - Tab.4.3'!$M$2:$M$11),LOOKUP(AI141,'Vmáx(material) - Tab.4.3'!$L$15,'Vmáx(material) - Tab.4.3'!$M$15)))","v":""},{"$f":"IF(AD141=\"\",\"\",VLOOKUP($AH141,'Vmáx(material) - Tab.4.3'!$R$35:$X$41,2))","v":""},{"$f":"IF(AD141=\"\",\"\",VLOOKUP($AH141,'Vmáx(material) - Tab.4.3'!$R$35:$X$41,3))","v":""},{"$f":"IF(AD141=\"\",\"\",VLOOKUP($AH141,'Vmáx(material) - Tab.4.3'!$R$35:$X$41,4))","v":""},{"$f":"IF(AD141=\"\",\"\",VLOOKUP($AH141,'Vmáx(material) - Tab.4.3'!$R$35:$X$41,5))","v":""},{"$f":"IF(AD141=\"\",\"\",VLOOKUP($AH141,'Vmáx(material) - Tab.4.3'!$R$35:$X$41,6))","v":""},{"$f":"IF(AD141=\"\",\"\",IF(AD141=\"\",\"\",VLOOKUP($AH141,'Vmáx(material) - Tab.4.3'!$R$35:$X$41,7)))","v":""},{"$f":"IF(AD141=\"\",\"\",IF(AE141=1,FCi(J141,AK141),FTr(J141,AJ141,AK141)))","v":""},"",{"$f":"IF(AD141=\"\",\"\",Hw(BH141,BI141,BJ141,BK141,BL141,BM141,Z,BN141,AO141,AK141))","v":""},"","","","",{"$f":"IF(AD141=\"\",\"\",ho(BT141,AK141,AX141))","v":""},{"$f":"IF(AD141=\"\",\"\",IF(AE141=1,PeriCi(AK141,BB141),PeriTr(AJ141,AN141,BB141)))","v":""},{"$f":"IF(AD141=\"\",\"\",IF(AE141=1,AreaCi(AK141,BB141),AreaTr(AJ141,AN141,BB141)))","v":""},{"$f":"IF(AD141=\"\",\"\",RhCi(BW141,BV141))","v":""},"",{"$f":"IF(AD141=\"\",\"\",hf(AL141,J141,AM141,BW141,BX141))","v":""},{"$f":"IF(AD141=\"\",\"\",LOOKUP(AP141,Tab.4.5!$J$6:$J$27,Tab.4.5!$L$6:$L$27))","v":""},{"$f":"IF(AD141=\"\",\"\",He(CA141,BY141))","v":""},{"$f":"IF(AD141=\"\",\"\",Hs(BY141))","v":""},{"$f":"IF(AD141=\"\",\"\",Hm(BU141,BZ141,CB141,CC141,AL141,AO141))","v":""},"","","","","","",null,null,null,null,null,null,null,null,null,null,null,null,null,null,null,0,0,0,0,0,{"$f":"IF(CK141=\"\",\"\",IF(CL141=1,YcCi(CR141,J141),YcTr(J141,CQ141,CU141)))","v":""},{"$f":"IF(CK141=\"\",\"\",IF(CL141=1,Teta1(DE141,CR141),\"-\"))","v":""},"","",{"$f":"IF(CK141=\"\",\"\",IF(CL141=1,Ynci(CR141,J141,CT141,CV141),YnTr(1,CT141,CQ141,CU141,CV141,J141)))","v":""},{"$f":"IF(CK141=\"\",\"\",IF(CL141=1,Teta1(DI141,CR141),\"-\"))","v":""},{"$f":"IF(CK141=\"\",\"\",IF(CL141=1,AreaCi(CR141,J141),AreaTr(CQ141,CU141,DI141)))","v":""},{"$f":"IF(CK141=\"\",\"\",IF(CL141=1,FrCi(DM141,9.806,DJ141,CR141),FrTr(DM141,9.806,CQ141,CU141,DI141)))","v":""},"",{"$f":"IF(CK141=\"\",\"\",IF(CL141=1,LOOKUP(CP141,'Vmáx(material) - Tab.4.3'!$L$2:$L$11,'Vmáx(material) - Tab.4.3'!$M$2:$M$11),LOOKUP(CP141,'Vmáx(material) - Tab.4.3'!$L$15,'Vmáx(material) - Tab.4.3'!$M$15)))","v":""},{"$f":"IF(CK141=\"\",\"\",VLOOKUP($CO141,'Vmáx(material) - Tab.4.3'!$R$35:$X$41,2))","v":""},{"$f":"IF(CK141=\"\",\"\",VLOOKUP($CO141,'Vmáx(material) - Tab.4.3'!$R$35:$X$41,3))","v":""},{"$f":"IF(CK141=\"\",\"\",VLOOKUP($CO141,'Vmáx(material) - Tab.4.3'!$R$35:$X$41,4))","v":""},{"$f":"IF(CK141=\"\",\"\",VLOOKUP($CO141,'Vmáx(material) - Tab.4.3'!$R$35:$X$41,5))","v":""},{"$f":"IF(CK141=\"\",\"\",VLOOKUP($CO141,'Vmáx(material) - Tab.4.3'!$R$35:$X$41,6))","v":""},{"$f":"IF(CK141=\"\",\"\",IF(CK141=\"\",\"\",VLOOKUP(CO141,'Vmáx(material) - Tab.4.3'!$R$35:$X$41,7)))","v":""},{"$f":"IF(CK141=\"\",\"\",IF(CL141=1,FCi(J141,CR141),FTr(J141,CQ141,CR141)))","v":""},"",{"$f":"IF(CK141=\"\",\"\",Hw(DO141,DP141,DQ141,DR141,DS141,DT141,Z,DU141,CV141,CR141))","v":""},"","","","","",{"$f":"IF(CK141=\"\",\"\",IF(CL141=1,PeriCi(CR141,DI141),PeriTr(CQ141,CU141,DI141)))","v":""},{"$f":"IF(CK141=\"\",\"\",IF(CL141=1,AreaCi(CR141,DI141),AreaTr(CQ141,CU141,DI141)))","v":""},{"$f":"IF(CK141=\"\",\"\",RhCi(DK141,EC141))","v":""},"",{"$f":"IF(CK141=\"\",\"\",hf(CS141,J141,CT141,DK141,EE141))","v":""},{"$f":"IF(CK141=\"\",\"\",LOOKUP(CW141,Tab.4.5!$J$6:$J$27,Tab.4.5!$L$6:$L$27))","v":""},{"$f":"IF(CK141=\"\",\"\",He(EH141,DM141))","v":""},{"$f":"IF(CK141=\"\",\"\",Hs(DM141))","v":""},{"$f":"IF(CK141=\"\",\"\",Hm(EB141,EG141,EI141,EJ141,CS141,CV141))","v":""},"","","","","","","K45+-45000 () ",{"$f":"IF(B141=\"Existe.\",IF(AE141=1,CONCATENATE(#REF!,AK141,\" m.\"),CONCATENATE(#REF!,AJ141,\" m x \",AK141,\" m.\")),IF(CL141=1,CONCATENATE(#REF!,CR141,\" m.\"),CONCATENATE(#REF!,CQ141,\" m x \",CR141,\" m.\")))","v":{"$error":"#REF!"}},"Concreto, L =  m, S = 0 %.","Cota clave eje= 0 msnm.",null,null,null,"","","","","",{"$f":"IF(EV141=\"\",\"\",VLOOKUP(EY141,'Estructura escalonada'!$D$3:$H$953,2))","v":""},"","","","","",""]
[null,null,null,null,null,null,null,null,null,null,null,0,null,0,null,null,null,null,null,null,{"$f":"IF(K142=\"No\",\"\",IF(O142=\"\",YcCi(P142,N142),YcTr(N142,O142,S142)))","v":{"$error":"#VALUE!"}},{"$f":"IF(K142=\"No\",\"\",IF(O142=\"\",Teta1(U142,P142),\"-\"))","v":{"$error":"#VALUE!"}},{"$error":"#VALUE!"},{"$error":"#VALUE!"},{"$f":"IF(K142=\"No\",\"\",IF(O142=\"\",Ynci(P142,N142,R142,T142),YnTr(1,R142,O142,S142,T142,N142)))","v":{"$error":"#VALUE!"}},{"$f":"IF(K142=\"No\",\"\",IF(O142=\"\",Teta1(Y142,P142),\"-\"))","v":{"$error":"#VALUE!"}},{"$f":"IF(K142=\"No\",\"\",IF(O142=\"\",AreaCi(P142,Y142),AreaTr(O142,S142,Y142)))","v":{"$error":"#VALUE!"}},{"$f":"IF(K142=\"No\",\"\",IF(O142=\"\",FrCi(AC142,9.806,Z142,P142),FrTr(AC142,9.806,O142,S142,Y142)))","v":{"$error":"#VALUE!"}},{"$error":"#VALUE!"},null,null,null,null,null,null,null,null,null,null,null,null,null,null,null,0,0,"","","",{"$f":"IF(AD142=\"\",\"\",IF(AE142=1,YcCi(AK142,J142),YcTr(J142,AJ142,AN142)))","v":""},{"$f":"IF(AD142=\"\",\"\",IF(AE142=1,Teta1(AX142,AK142),\"-\"))","v":""},{"$f":"IF(AD142=\"\",\"\",IF(AE142=1,AreaCi(AK142,AX142),AreaTr(AJ142,AN142,AX142)))","v":""},"",{"$f":"IF(AD142=\"\",\"\",IF(AE142=1,Ynci(AK142,J142,AM142,AO142),YnTr(1,AM142,AJ142,AN142,AO142,J142)))","v":""},{"$f":"IF(AD142=\"\",\"\",IF(AE142=1,Teta1(BB142,AK142),\"-\"))","v":""},{"$f":"IF(AD142=\"\",\"\",IF(AE142=1,AreaCi(AK142,BB142),AreaTr(AJ142,AN142,BB142)))","v":""},{"$f":"IF(AD142=\"\",\"\",IF(AE142=1,FrCi(BF142,9.806,BC142,AK142),FrTr(BF142,9.806,AJ142,AN142,BB142)))","v":""},"",{"$f":"IF(AD142=\"\",\"\",IF(AE142=1,LOOKUP(AI142,'Vmáx(material) - Tab.4.3'!$L$2:$L$11,'Vmáx(material) - Tab.4.3'!$M$2:$M$11),LOOKUP(AI142,'Vmáx(material) - Tab.4.3'!$L$15,'Vmáx(material) - Tab.4.3'!$M$15)))","v":""},{"$f":"IF(AD142=\"\",\"\",VLOOKUP($AH142,'Vmáx(material) - Tab.4.3'!$R$35:$X$41,2))","v":""},{"$f":"IF(AD142=\"\",\"\",VLOOKUP($AH142,'Vmáx(material) - Tab.4.3'!$R$35:$X$41,3))","v":""},{"$f":"IF(AD142=\"\",\"\",VLOOKUP($AH142,'Vmáx(material) - Tab.4.3'!$R$35:$X$41,4))","v":""},{"$f":"IF(AD142=\"\",\"\",VLOOKUP($AH142,'Vmáx(material) - Tab.4.3'!$R$35:$X$41,5))","v":""},{"$f":"IF(AD142=\"\",\"\",VLOOKUP($AH142,'Vmáx(material) - Tab.4.3'!$R$35:$X$41,6))","v":""},{"$f":"IF(AD142=\"\",\"\",IF(AD142=\"\",\"\",VLOOKUP($AH142,'Vmáx(material) - Tab.4.3'!$R$35:$X$41,7)))","v":""},{"$f":"IF(AD142=\"\",\"\",IF(AE142=1,FCi(J142,AK142),FTr(J142,AJ142,AK142)))","v":""},"",{"$f":"IF(AD142=\"\",\"\",Hw(BH142,BI142,BJ142,BK142,BL142,BM142,Z,BN142,AO142,AK142))","v":""},"","","","",{"$f":"IF(AD142=\"\",\"\",ho(BT142,AK142,AX142))","v":""},{"$f":"IF(AD142=\"\",\"\",IF(AE142=1,PeriCi(AK142,BB142),PeriTr(AJ142,AN142,BB142)))","v":""},{"$f":"IF(AD142=\"\",\"\",IF(AE142=1,AreaCi(AK142,BB142),AreaTr(AJ142,AN142,BB142)))","v":""},{"$f":"IF(AD142=\"\",\"\",RhCi(BW142,BV142))","v":""},"",{"$f":"IF(AD142=\"\",\"\",hf(AL142,J142,AM142,BW142,BX142))","v":""},{"$f":"IF(AD142=\"\",\"\",LOOKUP(AP142,Tab.4.5!$J$6:$J$27,Tab.4.5!$L$6:$L$27))","v":""},{"$f":"IF(AD142=\"\",\"\",He(CA142,BY142))","v":""},{"$f":"IF(AD142=\"\",\"\",Hs(BY142))","v":""},{"$f":"IF(AD142=\"\",\"\",Hm(BU142,BZ142,CB142,CC142,AL142,AO142))","v":""},"","","","","","",null,null,null,null,null,null,null,null,null,null,null,null,null,null,null,0,0,0,0,0,{"$f":"IF(CK142=\"\",\"\",IF(CL142=1,YcCi(CR142,J142),YcTr(J142,CQ142,CU142)))","v":""},{"$f":"IF(CK142=\"\",\"\",IF(CL142=1,Teta1(DE142,CR142),\"-\"))","v":""},"","",{"$f":"IF(CK142=\"\",\"\",IF(CL142=1,Ynci(CR142,J142,CT142,CV142),YnTr(1,CT142,CQ142,CU142,CV142,J142)))","v":""},{"$f":"IF(CK142=\"\",\"\",IF(CL142=1,Teta1(DI142,CR142),\"-\"))","v":""},{"$f":"IF(CK142=\"\",\"\",IF(CL142=1,AreaCi(CR142,J142),AreaTr(CQ142,CU142,DI142)))","v":""},{"$f":"IF(CK142=\"\",\"\",IF(CL142=1,FrCi(DM142,9.806,DJ142,CR142),FrTr(DM142,9.806,CQ142,CU142,DI142)))","v":""},"",{"$f":"IF(CK142=\"\",\"\",IF(CL142=1,LOOKUP(CP142,'Vmáx(material) - Tab.4.3'!$L$2:$L$11,'Vmáx(material) - Tab.4.3'!$M$2:$M$11),LOOKUP(CP142,'Vmáx(material) - Tab.4.3'!$L$15,'Vmáx(material) - Tab.4.3'!$M$15)))","v":""},{"$f":"IF(CK142=\"\",\"\",VLOOKUP($CO142,'Vmáx(material) - Tab.4.3'!$R$35:$X$41,2))","v":""},{"$f":"IF(CK142=\"\",\"\",VLOOKUP($CO142,'Vmáx(material) - Tab.4.3'!$R$35:$X$41,3))","v":""},{"$f":"IF(CK142=\"\",\"\",VLOOKUP($CO142,'Vmáx(material) - Tab.4.3'!$R$35:$X$41,4))","v":""},{"$f":"IF(CK142=\"\",\"\",VLOOKUP($CO142,'Vmáx(material) - Tab.4.3'!$R$35:$X$41,5))","v":""},{"$f":"IF(CK142=\"\",\"\",VLOOKUP($CO142,'Vmáx(material) - Tab.4.3'!$R$35:$X$41,6))","v":""},{"$f":"IF(CK142=\"\",\"\",IF(CK142=\"\",\"\",VLOOKUP(CO142,'Vmáx(material) - Tab.4.3'!$R$35:$X$41,7)))","v":""},{"$f":"IF(CK142=\"\",\"\",IF(CL142=1,FCi(J142,CR142),FTr(J142,CQ142,CR142)))","v":""},"",{"$f":"IF(CK142=\"\",\"\",Hw(DO142,DP142,DQ142,DR142,DS142,DT142,Z,DU142,CV142,CR142))","v":""},"","","","","",{"$f":"IF(CK142=\"\",\"\",IF(CL142=1,PeriCi(CR142,DI142),PeriTr(CQ142,CU142,DI142)))","v":""},{"$f":"IF(CK142=\"\",\"\",IF(CL142=1,AreaCi(CR142,DI142),AreaTr(CQ142,CU142,DI142)))","v":""},{"$f":"IF(CK142=\"\",\"\",RhCi(DK142,EC142))","v":""},"",{"$f":"IF(CK142=\"\",\"\",hf(CS142,J142,CT142,DK142,EE142))","v":""},{"$f":"IF(CK142=\"\",\"\",LOOKUP(CW142,Tab.4.5!$J$6:$J$27,Tab.4.5!$L$6:$L$27))","v":""},{"$f":"IF(CK142=\"\",\"\",He(EH142,DM142))","v":""},{"$f":"IF(CK142=\"\",\"\",Hs(DM142))","v":""},{"$f":"IF(CK142=\"\",\"\",Hm(EB142,EG142,EI142,EJ142,CS142,CV142))","v":""},"","","","","","","K45+-45000 () ",{"$f":"IF(B142=\"Existe.\",IF(AE142=1,CONCATENATE(#REF!,AK142,\" m.\"),CONCATENATE(#REF!,AJ142,\" m x \",AK142,\" m.\")),IF(CL142=1,CONCATENATE(#REF!,CR142,\" m.\"),CONCATENATE(#REF!,CQ142,\" m x \",CR142,\" m.\")))","v":{"$error":"#REF!"}},"Concreto, L =  m, S = 0 %.","Cota clave eje= 0 msnm.",null,null,null,"","","","","",{"$f":"IF(EV142=\"\",\"\",VLOOKUP(EY142,'Estructura escalonada'!$D$3:$H$953,2))","v":""},"","","","","",""]
[null,null,null,null,null,null,null,null,null,null,null,0,null,0,null,null,null,null,null,null,{"$f":"IF(K143=\"No\",\"\",IF(O143=\"\",YcCi(P143,N143),YcTr(N143,O143,S143)))","v":{"$error":"#VALUE!"}},{"$f":"IF(K143=\"No\",\"\",IF(O143=\"\",Teta1(U143,P143),\"-\"))","v":{"$error":"#VALUE!"}},{"$error":"#VALUE!"},{"$error":"#VALUE!"},{"$f":"IF(K143=\"No\",\"\",IF(O143=\"\",Ynci(P143,N143,R143,T143),YnTr(1,R143,O143,S143,T143,N143)))","v":{"$error":"#VALUE!"}},{"$f":"IF(K143=\"No\",\"\",IF(O143=\"\",Teta1(Y143,P143),\"-\"))","v":{"$error":"#VALUE!"}},{"$f":"IF(K143=\"No\",\"\",IF(O143=\"\",AreaCi(P143,Y143),AreaTr(O143,S143,Y143)))","v":{"$error":"#VALUE!"}},{"$f":"IF(K143=\"No\",\"\",IF(O143=\"\",FrCi(AC143,9.806,Z143,P143),FrTr(AC143,9.806,O143,S143,Y143)))","v":{"$error":"#VALUE!"}},{"$error":"#VALUE!"},null,null,null,null,null,null,null,null,null,null,null,null,null,null,null,0,0,"","","",{"$f":"IF(AD143=\"\",\"\",IF(AE143=1,YcCi(AK143,J143),YcTr(J143,AJ143,AN143)))","v":""},{"$f":"IF(AD143=\"\",\"\",IF(AE143=1,Teta1(AX143,AK143),\"-\"))","v":""},{"$f":"IF(AD143=\"\",\"\",IF(AE143=1,AreaCi(AK143,AX143),AreaTr(AJ143,AN143,AX143)))","v":""},"",{"$f":"IF(AD143=\"\",\"\",IF(AE143=1,Ynci(AK143,J143,AM143,AO143),YnTr(1,AM143,AJ143,AN143,AO143,J143)))","v":""},{"$f":"IF(AD143=\"\",\"\",IF(AE143=1,Teta1(BB143,AK143),\"-\"))","v":""},{"$f":"IF(AD143=\"\",\"\",IF(AE143=1,AreaCi(AK143,BB143),AreaTr(AJ143,AN143,BB143)))","v":""},{"$f":"IF(AD143=\"\",\"\",IF(AE143=1,FrCi(BF143,9.806,BC143,AK143),FrTr(BF143,9.806,AJ143,AN143,BB143)))","v":""},"",{"$f":"IF(AD143=\"\",\"\",IF(AE143=1,LOOKUP(AI143,'Vmáx(material) - Tab.4.3'!$L$2:$L$11,'Vmáx(material) - Tab.4.3'!$M$2:$M$11),LOOKUP(AI143,'Vmáx(material) - Tab.4.3'!$L$15,'Vmáx(material) - Tab.4.3'!$M$15)))","v":""},{"$f":"IF(AD143=\"\",\"\",VLOOKUP($AH143,'Vmáx(material) - Tab.4.3'!$R$35:$X$41,2))","v":""},{"$f":"IF(AD143=\"\",\"\",VLOOKUP($AH143,'Vmáx(material) - Tab.4.3'!$R$35:$X$41,3))","v":""},{"$f":"IF(AD143=\"\",\"\",VLOOKUP($AH143,'Vmáx(material) - Tab.4.3'!$R$35:$X$41,4))","v":""},{"$f":"IF(AD143=\"\",\"\",VLOOKUP($AH143,'Vmáx(material) - Tab.4.3'!$R$35:$X$41,5))","v":""},{"$f":"IF(AD143=\"\",\"\",VLOOKUP($AH143,'Vmáx(material) - Tab.4.3'!$R$35:$X$41,6))","v":""},{"$f":"IF(AD143=\"\",\"\",IF(AD143=\"\",\"\",VLOOKUP($AH143,'Vmáx(material) - Tab.4.3'!$R$35:$X$41,7)))","v":""},{"$f":"IF(AD143=\"\",\"\",IF(AE143=1,FCi(J143,AK143),FTr(J143,AJ143,AK143)))","v":""},"",{"$f":"IF(AD143=\"\",\"\",Hw(BH143,BI143,BJ143,BK143,BL143,BM143,Z,BN143,AO143,AK143))","v":""},"","","","",{"$f":"IF(AD143=\"\",\"\",ho(BT143,AK143,AX143))","v":""},{"$f":"IF(AD143=\"\",\"\",IF(AE143=1,PeriCi(AK143,BB143),PeriTr(AJ143,AN143,BB143)))","v":""},{"$f":"IF(AD143=\"\",\"\",IF(AE143=1,AreaCi(AK143,BB143),AreaTr(AJ143,AN143,BB143)))","v":""},{"$f":"IF(AD143=\"\",\"\",RhCi(BW143,BV143))","v":""},"",{"$f":"IF(AD143=\"\",\"\",hf(AL143,J143,AM143,BW143,BX143))","v":""},{"$f":"IF(AD143=\"\",\"\",LOOKUP(AP143,Tab.4.5!$J$6:$J$27,Tab.4.5!$L$6:$L$27))","v":""},{"$f":"IF(AD143=\"\",\"\",He(CA143,BY143))","v":""},{"$f":"IF(AD143=\"\",\"\",Hs(BY143))","v":""},{"$f":"IF(AD143=\"\",\"\",Hm(BU143,BZ143,CB143,CC143,AL143,AO143))","v":""},"","","","","","",null,null,null,null,null,null,null,null,null,null,null,null,null,null,null,0,0,0,0,0,{"$f":"IF(CK143=\"\",\"\",IF(CL143=1,YcCi(CR143,J143),YcTr(J143,CQ143,CU143)))","v":""},{"$f":"IF(CK143=\"\",\"\",IF(CL143=1,Teta1(DE143,CR143),\"-\"))","v":""},"","",{"$f":"IF(CK143=\"\",\"\",IF(CL143=1,Ynci(CR143,J143,CT143,CV143),YnTr(1,CT143,CQ143,CU143,CV143,J143)))","v":""},{"$f":"IF(CK143=\"\",\"\",IF(CL143=1,Teta1(DI143,CR143),\"-\"))","v":""},{"$f":"IF(CK143=\"\",\"\",IF(CL143=1,AreaCi(CR143,J143),AreaTr(CQ143,CU143,DI143)))","v":""},{"$f":"IF(CK143=\"\",\"\",IF(CL143=1,FrCi(DM143,9.806,DJ143,CR143),FrTr(DM143,9.806,CQ143,CU143,DI143)))","v":""},"",{"$f":"IF(CK143=\"\",\"\",IF(CL143=1,LOOKUP(CP143,'Vmáx(material) - Tab.4.3'!$L$2:$L$11,'Vmáx(material) - Tab.4.3'!$M$2:$M$11),LOOKUP(CP143,'Vmáx(material) - Tab.4.3'!$L$15,'Vmáx(material) - Tab.4.3'!$M$15)))","v":""},{"$f":"IF(CK143=\"\",\"\",VLOOKUP($CO143,'Vmáx(material) - Tab.4.3'!$R$35:$X$41,2))","v":""},{"$f":"IF(CK143=\"\",\"\",VLOOKUP($CO143,'Vmáx(material) - Tab.4.3'!$R$35:$X$41,3))","v":""},{"$f":"IF(CK143=\"\",\"\",VLOOKUP($CO143,'Vmáx(material) - Tab.4.3'!$R$35:$X$41,4))","v":""},{"$f":"IF(CK143=\"\",\"\",VLOOKUP($CO143,'Vmáx(material) - Tab.4.3'!$R$35:$X$41,5))","v":""},{"$f":"IF(CK143=\"\",\"\",VLOOKUP($CO143,'Vmáx(material) - Tab.4.3'!$R$35:$X$41,6))","v":""},{"$f":"IF(CK143=\"\",\"\",IF(CK143=\"\",\"\",VLOOKUP(CO143,'Vmáx(material) - Tab.4.3'!$R$35:$X$41,7)))","v":""},{"$f":"IF(CK143=\"\",\"\",IF(CL143=1,FCi(J143,CR143),FTr(J143,CQ143,CR143)))","v":""},"",{"$f":"IF(CK143=\"\",\"\",Hw(DO143,DP143,DQ143,DR143,DS143,DT143,Z,DU143,CV143,CR143))","v":""},"","","","","",{"$f":"IF(CK143=\"\",\"\",IF(CL143=1,PeriCi(CR143,DI143),PeriTr(CQ143,CU143,DI143)))","v":""},{"$f":"IF(CK143=\"\",\"\",IF(CL143=1,AreaCi(CR143,DI143),AreaTr(CQ143,CU143,DI143)))","v":""},{"$f":"IF(CK143=\"\",\"\",RhCi(DK143,EC143))","v":""},"",{"$f":"IF(CK143=\"\",\"\",hf(CS143,J143,CT143,DK143,EE143))","v":""},{"$f":"IF(CK143=\"\",\"\",LOOKUP(CW143,Tab.4.5!$J$6:$J$27,Tab.4.5!$L$6:$L$27))","v":""},{"$f":"IF(CK143=\"\",\"\",He(EH143,DM143))","v":""},{"$f":"IF(CK143=\"\",\"\",Hs(DM143))","v":""},{"$f":"IF(CK143=\"\",\"\",Hm(EB143,EG143,EI143,EJ143,CS143,CV143))","v":""},"","","","","","","K45+-45000 () ",{"$f":"IF(B143=\"Existe.\",IF(AE143=1,CONCATENATE(#REF!,AK143,\" m.\"),CONCATENATE(#REF!,AJ143,\" m x \",AK143,\" m.\")),IF(CL143=1,CONCATENATE(#REF!,CR143,\" m.\"),CONCATENATE(#REF!,CQ143,\" m x \",CR143,\" m.\")))","v":{"$error":"#REF!"}},"Concreto, L =  m, S = 0 %.","Cota clave eje= 0 msnm.",null,null,null,"","","","","",{"$f":"IF(EV143=\"\",\"\",VLOOKUP(EY143,'Estructura escalonada'!$D$3:$H$953,2))","v":""},"","","","","",""]
[null,null,null,null,null,null,null,null,null,null,null,0,null,0,null,null,null,null,null,null,{"$f":"IF(K144=\"No\",\"\",IF(O144=\"\",YcCi(P144,N144),YcTr(N144,O144,S144)))","v":{"$error":"#VALUE!"}},{"$f":"IF(K144=\"No\",\"\",IF(O144=\"\",Teta1(U144,P144),\"-\"))","v":{"$error":"#VALUE!"}},{"$error":"#VALUE!"},{"$error":"#VALUE!"},{"$f":"IF(K144=\"No\",\"\",IF(O144=\"\",Ynci(P144,N144,R144,T144),YnTr(1,R144,O144,S144,T144,N144)))","v":{"$error":"#VALUE!"}},{"$f":"IF(K144=\"No\",\"\",IF(O144=\"\",Teta1(Y144,P144),\"-\"))","v":{"$error":"#VALUE!"}},{"$f":"IF(K144=\"No\",\"\",IF(O144=\"\",AreaCi(P144,Y144),AreaTr(O144,S144,Y144)))","v":{"$error":"#VALUE!"}},{"$f":"IF(K144=\"No\",\"\",IF(O144=\"\",FrCi(AC144,9.806,Z144,P144),FrTr(AC144,9.806,O144,S144,Y144)))","v":{"$error":"#VALUE!"}},{"$error":"#VALUE!"},null,null,null,null,null,null,null,null,null,null,null,null,null,null,null,0,0,"","","",{"$f":"IF(AD144=\"\",\"\",IF(AE144=1,YcCi(AK144,J144),YcTr(J144,AJ144,AN144)))","v":""},{"$f":"IF(AD144=\"\",\"\",IF(AE144=1,Teta1(AX144,AK144),\"-\"))","v":""},{"$f":"IF(AD144=\"\",\"\",IF(AE144=1,AreaCi(AK144,AX144),AreaTr(AJ144,AN144,AX144)))","v":""},"",{"$f":"IF(AD144=\"\",\"\",IF(AE144=1,Ynci(AK144,J144,AM144,AO144),YnTr(1,AM144,AJ144,AN144,AO144,J144)))","v":""},{"$f":"IF(AD144=\"\",\"\",IF(AE144=1,Teta1(BB144,AK144),\"-\"))","v":""},{"$f":"IF(AD144=\"\",\"\",IF(AE144=1,AreaCi(AK144,BB144),AreaTr(AJ144,AN144,BB144)))","v":""},{"$f":"IF(AD144=\"\",\"\",IF(AE144=1,FrCi(BF144,9.806,BC144,AK144),FrTr(BF144,9.806,AJ144,AN144,BB144)))","v":""},"",{"$f":"IF(AD144=\"\",\"\",IF(AE144=1,LOOKUP(AI144,'Vmáx(material) - Tab.4.3'!$L$2:$L$11,'Vmáx(material) - Tab.4.3'!$M$2:$M$11),LOOKUP(AI144,'Vmáx(material) - Tab.4.3'!$L$15,'Vmáx(material) - Tab.4.3'!$M$15)))","v":""},{"$f":"IF(AD144=\"\",\"\",VLOOKUP($AH144,'Vmáx(material) - Tab.4.3'!$R$35:$X$41,2))","v":""},{"$f":"IF(AD144=\"\",\"\",VLOOKUP($AH144,'Vmáx(material) - Tab.4.3'!$R$35:$X$41,3))","v":""},{"$f":"IF(AD144=\"\",\"\",VLOOKUP($AH144,'Vmáx(material) - Tab.4.3'!$R$35:$X$41,4))","v":""},{"$f":"IF(AD144=\"\",\"\",VLOOKUP($AH144,'Vmáx(material) - Tab.4.3'!$R$35:$X$41,5))","v":""},{"$f":"IF(AD144=\"\",\"\",VLOOKUP($AH144,'Vmáx(material) - Tab.4.3'!$R$35:$X$41,6))","v":""},{"$f":"IF(AD144=\"\",\"\",IF(AD144=\"\",\"\",VLOOKUP($AH144,'Vmáx(material) - Tab.4.3'!$R$35:$X$41,7)))","v":""},{"$f":"IF(AD144=\"\",\"\",IF(AE144=1,FCi(J144,AK144),FTr(J144,AJ144,AK144)))","v":""},"",{"$f":"IF(AD144=\"\",\"\",Hw(BH144,BI144,BJ144,BK144,BL144,BM144,Z,BN144,AO144,AK144))","v":""},"","","","",{"$f":"IF(AD144=\"\",\"\",ho(BT144,AK144,AX144))","v":""},{"$f":"IF(AD144=\"\",\"\",IF(AE144=1,PeriCi(AK144,BB144),PeriTr(AJ144,AN144,BB144)))","v":""},{"$f":"IF(AD144=\"\",\"\",IF(AE144=1,AreaCi(AK144,BB144),AreaTr(AJ144,AN144,BB144)))","v":""},{"$f":"IF(AD144=\"\",\"\",RhCi(BW144,BV144))","v":""},"",{"$f":"IF(AD144=\"\",\"\",hf(AL144,J144,AM144,BW144,BX144))","v":""},{"$f":"IF(AD144=\"\",\"\",LOOKUP(AP144,Tab.4.5!$J$6:$J$27,Tab.4.5!$L$6:$L$27))","v":""},{"$f":"IF(AD144=\"\",\"\",He(CA144,BY144))","v":""},{"$f":"IF(AD144=\"\",\"\",Hs(BY144))","v":""},{"$f":"IF(AD144=\"\",\"\",Hm(BU144,BZ144,CB144,CC144,AL144,AO144))","v":""},"","","","","","",null,null,null,null,null,null,null,null,null,null,null,null,null,null,null,0,0,0,0,0,{"$f":"IF(CK144=\"\",\"\",IF(CL144=1,YcCi(CR144,J144),YcTr(J144,CQ144,CU144)))","v":""},{"$f":"IF(CK144=\"\",\"\",IF(CL144=1,Teta1(DE144,CR144),\"-\"))","v":""},"","",{"$f":"IF(CK144=\"\",\"\",IF(CL144=1,Ynci(CR144,J144,CT144,CV144),YnTr(1,CT144,CQ144,CU144,CV144,J144)))","v":""},{"$f":"IF(CK144=\"\",\"\",IF(CL144=1,Teta1(DI144,CR144),\"-\"))","v":""},{"$f":"IF(CK144=\"\",\"\",IF(CL144=1,AreaCi(CR144,J144),AreaTr(CQ144,CU144,DI144)))","v":""},{"$f":"IF(CK144=\"\",\"\",IF(CL144=1,FrCi(DM144,9.806,DJ144,CR144),FrTr(DM144,9.806,CQ144,CU144,DI144)))","v":""},"",{"$f":"IF(CK144=\"\",\"\",IF(CL144=1,LOOKUP(CP144,'Vmáx(material) - Tab.4.3'!$L$2:$L$11,'Vmáx(material) - Tab.4.3'!$M$2:$M$11),LOOKUP(CP144,'Vmáx(material) - Tab.4.3'!$L$15,'Vmáx(material) - Tab.4.3'!$M$15)))","v":""},{"$f":"IF(CK144=\"\",\"\",VLOOKUP($CO144,'Vmáx(material) - Tab.4.3'!$R$35:$X$41,2))","v":""},{"$f":"IF(CK144=\"\",\"\",VLOOKUP($CO144,'Vmáx(material) - Tab.4.3'!$R$35:$X$41,3))","v":""},{"$f":"IF(CK144=\"\",\"\",VLOOKUP($CO144,'Vmáx(material) - Tab.4.3'!$R$35:$X$41,4))","v":""},{"$f":"IF(CK144=\"\",\"\",VLOOKUP($CO144,'Vmáx(material) - Tab.4.3'!$R$35:$X$41,5))","v":""},{"$f":"IF(CK144=\"\",\"\",VLOOKUP($CO144,'Vmáx(material) - Tab.4.3'!$R$35:$X$41,6))","v":""},{"$f":"IF(CK144=\"\",\"\",IF(CK144=\"\",\"\",VLOOKUP(CO144,'Vmáx(material) - Tab.4.3'!$R$35:$X$41,7)))","v":""},{"$f":"IF(CK144=\"\",\"\",IF(CL144=1,FCi(J144,CR144),FTr(J144,CQ144,CR144)))","v":""},"",{"$f":"IF(CK144=\"\",\"\",Hw(DO144,DP144,DQ144,DR144,DS144,DT144,Z,DU144,CV144,CR144))","v":""},"","","","","",{"$f":"IF(CK144=\"\",\"\",IF(CL144=1,PeriCi(CR144,DI144),PeriTr(CQ144,CU144,DI144)))","v":""},{"$f":"IF(CK144=\"\",\"\",IF(CL144=1,AreaCi(CR144,DI144),AreaTr(CQ144,CU144,DI144)))","v":""},{"$f":"IF(CK144=\"\",\"\",RhCi(DK144,EC144))","v":""},"",{"$f":"IF(CK144=\"\",\"\",hf(CS144,J144,CT144,DK144,EE144))","v":""},{"$f":"IF(CK144=\"\",\"\",LOOKUP(CW144,Tab.4.5!$J$6:$J$27,Tab.4.5!$L$6:$L$27))","v":""},{"$f":"IF(CK144=\"\",\"\",He(EH144,DM144))","v":""},{"$f":"IF(CK144=\"\",\"\",Hs(DM144))","v":""},{"$f":"IF(CK144=\"\",\"\",Hm(EB144,EG144,EI144,EJ144,CS144,CV144))","v":""},"","","","","","","K45+-45000 () ",{"$f":"IF(B144=\"Existe.\",IF(AE144=1,CONCATENATE(#REF!,AK144,\" m.\"),CONCATENATE(#REF!,AJ144,\" m x \",AK144,\" m.\")),IF(CL144=1,CONCATENATE(#REF!,CR144,\" m.\"),CONCATENATE(#REF!,CQ144,\" m x \",CR144,\" m.\")))","v":{"$error":"#REF!"}},"Concreto, L =  m, S = 0 %.","Cota clave eje= 0 msnm.",null,null,null,"","","","","",{"$f":"IF(EV144=\"\",\"\",VLOOKUP(EY144,'Estructura escalonada'!$D$3:$H$953,2))","v":""},"","","","","",""]
[null,null,null,null,null,null,null,null,null,null,null,0,null,0,null,null,null,null,null,null,{"$f":"IF(K145=\"No\",\"\",IF(O145=\"\",YcCi(P145,N145),YcTr(N145,O145,S145)))","v":{"$error":"#VALUE!"}},{"$f":"IF(K145=\"No\",\"\",IF(O145=\"\",Teta1(U145,P145),\"-\"))","v":{"$error":"#VALUE!"}},{"$error":"#VALUE!"},{"$error":"#VALUE!"},{"$f":"IF(K145=\"No\",\"\",IF(O145=\"\",Ynci(P145,N145,R145,T145),YnTr(1,R145,O145,S145,T145,N145)))","v":{"$error":"#VALUE!"}},{"$f":"IF(K145=\"No\",\"\",IF(O145=\"\",Teta1(Y145,P145),\"-\"))","v":{"$error":"#VALUE!"}},{"$f":"IF(K145=\"No\",\"\",IF(O145=\"\",AreaCi(P145,Y145),AreaTr(O145,S145,Y145)))","v":{"$error":"#VALUE!"}},{"$f":"IF(K145=\"No\",\"\",IF(O145=\"\",FrCi(AC145,9.806,Z145,P145),FrTr(AC145,9.806,O145,S145,Y145)))","v":{"$error":"#VALUE!"}},{"$error":"#VALUE!"},null,null,null,null,null,null,null,null,null,null,null,null,null,null,null,0,0,"","","",{"$f":"IF(AD145=\"\",\"\",IF(AE145=1,YcCi(AK145,J145),YcTr(J145,AJ145,AN145)))","v":""},{"$f":"IF(AD145=\"\",\"\",IF(AE145=1,Teta1(AX145,AK145),\"-\"))","v":""},{"$f":"IF(AD145=\"\",\"\",IF(AE145=1,AreaCi(AK145,AX145),AreaTr(AJ145,AN145,AX145)))","v":""},"",{"$f":"IF(AD145=\"\",\"\",IF(AE145=1,Ynci(AK145,J145,AM145,AO145),YnTr(1,AM145,AJ145,AN145,AO145,J145)))","v":""},{"$f":"IF(AD145=\"\",\"\",IF(AE145=1,Teta1(BB145,AK145),\"-\"))","v":""},{"$f":"IF(AD145=\"\",\"\",IF(AE145=1,AreaCi(AK145,BB145),AreaTr(AJ145,AN145,BB145)))","v":""},{"$f":"IF(AD145=\"\",\"\",IF(AE145=1,FrCi(BF145,9.806,BC145,AK145),FrTr(BF145,9.806,AJ145,AN145,BB145)))","v":""},"",{"$f":"IF(AD145=\"\",\"\",IF(AE145=1,LOOKUP(AI145,'Vmáx(material) - Tab.4.3'!$L$2:$L$11,'Vmáx(material) - Tab.4.3'!$M$2:$M$11),LOOKUP(AI145,'Vmáx(material) - Tab.4.3'!$L$15,'Vmáx(material) - Tab.4.3'!$M$15)))","v":""},{"$f":"IF(AD145=\"\",\"\",VLOOKUP($AH145,'Vmáx(material) - Tab.4.3'!$R$35:$X$41,2))","v":""},{"$f":"IF(AD145=\"\",\"\",VLOOKUP($AH145,'Vmáx(material) - Tab.4.3'!$R$35:$X$41,3))","v":""},{"$f":"IF(AD145=\"\",\"\",VLOOKUP($AH145,'Vmáx(material) - Tab.4.3'!$R$35:$X$41,4))","v":""},{"$f":"IF(AD145=\"\",\"\",VLOOKUP($AH145,'Vmáx(material) - Tab.4.3'!$R$35:$X$41,5))","v":""},{"$f":"IF(AD145=\"\",\"\",VLOOKUP($AH145,'Vmáx(material) - Tab.4.3'!$R$35:$X$41,6))","v":""},{"$f":"IF(AD145=\"\",\"\",IF(AD145=\"\",\"\",VLOOKUP($AH145,'Vmáx(material) - Tab.4.3'!$R$35:$X$41,7)))","v":""},{"$f":"IF(AD145=\"\",\"\",IF(AE145=1,FCi(J145,AK145),FTr(J145,AJ145,AK145)))","v":""},"",{"$f":"IF(AD145=\"\",\"\",Hw(BH145,BI145,BJ145,BK145,BL145,BM145,Z,BN145,AO145,AK145))","v":""},"","","","",{"$f":"IF(AD145=\"\",\"\",ho(BT145,AK145,AX145))","v":""},{"$f":"IF(AD145=\"\",\"\",IF(AE145=1,PeriCi(AK145,BB145),PeriTr(AJ145,AN145,BB145)))","v":""},{"$f":"IF(AD145=\"\",\"\",IF(AE145=1,AreaCi(AK145,BB145),AreaTr(AJ145,AN145,BB145)))","v":""},{"$f":"IF(AD145=\"\",\"\",RhCi(BW145,BV145))","v":""},"",{"$f":"IF(AD145=\"\",\"\",hf(AL145,J145,AM145,BW145,BX145))","v":""},{"$f":"IF(AD145=\"\",\"\",LOOKUP(AP145,Tab.4.5!$J$6:$J$27,Tab.4.5!$L$6:$L$27))","v":""},{"$f":"IF(AD145=\"\",\"\",He(CA145,BY145))","v":""},{"$f":"IF(AD145=\"\",\"\",Hs(BY145))","v":""},{"$f":"IF(AD145=\"\",\"\",Hm(BU145,BZ145,CB145,CC145,AL145,AO145))","v":""},"","","","","","",null,null,null,null,null,null,null,null,null,null,null,null,null,null,null,0,0,0,0,0,{"$f":"IF(CK145=\"\",\"\",IF(CL145=1,YcCi(CR145,J145),YcTr(J145,CQ145,CU145)))","v":""},{"$f":"IF(CK145=\"\",\"\",IF(CL145=1,Teta1(DE145,CR145),\"-\"))","v":""},"","",{"$f":"IF(CK145=\"\",\"\",IF(CL145=1,Ynci(CR145,J145,CT145,CV145),YnTr(1,CT145,CQ145,CU145,CV145,J145)))","v":""},{"$f":"IF(CK145=\"\",\"\",IF(CL145=1,Teta1(DI145,CR145),\"-\"))","v":""},{"$f":"IF(CK145=\"\",\"\",IF(CL145=1,AreaCi(CR145,J145),AreaTr(CQ145,CU145,DI145)))","v":""},{"$f":"IF(CK145=\"\",\"\",IF(CL145=1,FrCi(DM145,9.806,DJ145,CR145),FrTr(DM145,9.806,CQ145,CU145,DI145)))","v":""},"",{"$f":"IF(CK145=\"\",\"\",IF(CL145=1,LOOKUP(CP145,'Vmáx(material) - Tab.4.3'!$L$2:$L$11,'Vmáx(material) - Tab.4.3'!$M$2:$M$11),LOOKUP(CP145,'Vmáx(material) - Tab.4.3'!$L$15,'Vmáx(material) - Tab.4.3'!$M$15)))","v":""},{"$f":"IF(CK145=\"\",\"\",VLOOKUP($CO145,'Vmáx(material) - Tab.4.3'!$R$35:$X$41,2))","v":""},{"$f":"IF(CK145=\"\",\"\",VLOOKUP($CO145,'Vmáx(material) - Tab.4.3'!$R$35:$X$41,3))","v":""},{"$f":"IF(CK145=\"\",\"\",VLOOKUP($CO145,'Vmáx(material) - Tab.4.3'!$R$35:$X$41,4))","v":""},{"$f":"IF(CK145=\"\",\"\",VLOOKUP($CO145,'Vmáx(material) - Tab.4.3'!$R$35:$X$41,5))","v":""},{"$f":"IF(CK145=\"\",\"\",VLOOKUP($CO145,'Vmáx(material) - Tab.4.3'!$R$35:$X$41,6))","v":""},{"$f":"IF(CK145=\"\",\"\",IF(CK145=\"\",\"\",VLOOKUP(CO145,'Vmáx(material) - Tab.4.3'!$R$35:$X$41,7)))","v":""},{"$f":"IF(CK145=\"\",\"\",IF(CL145=1,FCi(J145,CR145),FTr(J145,CQ145,CR145)))","v":""},"",{"$f":"IF(CK145=\"\",\"\",Hw(DO145,DP145,DQ145,DR145,DS145,DT145,Z,DU145,CV145,CR145))","v":""},"","","","","",{"$f":"IF(CK145=\"\",\"\",IF(CL145=1,PeriCi(CR145,DI145),PeriTr(CQ145,CU145,DI145)))","v":""},{"$f":"IF(CK145=\"\",\"\",IF(CL145=1,AreaCi(CR145,DI145),AreaTr(CQ145,CU145,DI145)))","v":""},{"$f":"IF(CK145=\"\",\"\",RhCi(DK145,EC145))","v":""},"",{"$f":"IF(CK145=\"\",\"\",hf(CS145,J145,CT145,DK145,EE145))","v":""},{"$f":"IF(CK145=\"\",\"\",LOOKUP(CW145,Tab.4.5!$J$6:$J$27,Tab.4.5!$L$6:$L$27))","v":""},{"$f":"IF(CK145=\"\",\"\",He(EH145,DM145))","v":""},{"$f":"IF(CK145=\"\",\"\",Hs(DM145))","v":""},{"$f":"IF(CK145=\"\",\"\",Hm(EB145,EG145,EI145,EJ145,CS145,CV145))","v":""},"","","","","","","K45+-45000 () ",{"$f":"IF(B145=\"Existe.\",IF(AE145=1,CONCATENATE(#REF!,AK145,\" m.\"),CONCATENATE(#REF!,AJ145,\" m x \",AK145,\" m.\")),IF(CL145=1,CONCATENATE(#REF!,CR145,\" m.\"),CONCATENATE(#REF!,CQ145,\" m x \",CR145,\" m.\")))","v":{"$error":"#REF!"}},"Concreto, L =  m, S = 0 %.","Cota clave eje= 0 msnm.",null,null,null,"","","","","",{"$f":"IF(EV145=\"\",\"\",VLOOKUP(EY145,'Estructura escalonada'!$D$3:$H$953,2))","v":""},"","","","","",""]
[null,null,null,null,null,null,null,null,null,null,null,0,null,0,null,null,null,null,null,null,{"$f":"IF(K146=\"No\",\"\",IF(O146=\"\",YcCi(P146,N146),YcTr(N146,O146,S146)))","v":{"$error":"#VALUE!"}},{"$f":"IF(K146=\"No\",\"\",IF(O146=\"\",Teta1(U146,P146),\"-\"))","v":{"$error":"#VALUE!"}},{"$error":"#VALUE!"},{"$error":"#VALUE!"},{"$f":"IF(K146=\"No\",\"\",IF(O146=\"\",Ynci(P146,N146,R146,T146),YnTr(1,R146,O146,S146,T146,N146)))","v":{"$error":"#VALUE!"}},{"$f":"IF(K146=\"No\",\"\",IF(O146=\"\",Teta1(Y146,P146),\"-\"))","v":{"$error":"#VALUE!"}},{"$f":"IF(K146=\"No\",\"\",IF(O146=\"\",AreaCi(P146,Y146),AreaTr(O146,S146,Y146)))","v":{"$error":"#VALUE!"}},{"$f":"IF(K146=\"No\",\"\",IF(O146=\"\",FrCi(AC146,9.806,Z146,P146),FrTr(AC146,9.806,O146,S146,Y146)))","v":{"$error":"#VALUE!"}},{"$error":"#VALUE!"},null,null,null,null,null,null,null,null,null,null,null,null,null,null,null,0,0,"","","",{"$f":"IF(AD146=\"\",\"\",IF(AE146=1,YcCi(AK146,J146),YcTr(J146,AJ146,AN146)))","v":""},{"$f":"IF(AD146=\"\",\"\",IF(AE146=1,Teta1(AX146,AK146),\"-\"))","v":""},{"$f":"IF(AD146=\"\",\"\",IF(AE146=1,AreaCi(AK146,AX146),AreaTr(AJ146,AN146,AX146)))","v":""},"",{"$f":"IF(AD146=\"\",\"\",IF(AE146=1,Ynci(AK146,J146,AM146,AO146),YnTr(1,AM146,AJ146,AN146,AO146,J146)))","v":""},{"$f":"IF(AD146=\"\",\"\",IF(AE146=1,Teta1(BB146,AK146),\"-\"))","v":""},{"$f":"IF(AD146=\"\",\"\",IF(AE146=1,AreaCi(AK146,BB146),AreaTr(AJ146,AN146,BB146)))","v":""},{"$f":"IF(AD146=\"\",\"\",IF(AE146=1,FrCi(BF146,9.806,BC146,AK146),FrTr(BF146,9.806,AJ146,AN146,BB146)))","v":""},"",{"$f":"IF(AD146=\"\",\"\",IF(AE146=1,LOOKUP(AI146,'Vmáx(material) - Tab.4.3'!$L$2:$L$11,'Vmáx(material) - Tab.4.3'!$M$2:$M$11),LOOKUP(AI146,'Vmáx(material) - Tab.4.3'!$L$15,'Vmáx(material) - Tab.4.3'!$M$15)))","v":""},{"$f":"IF(AD146=\"\",\"\",VLOOKUP($AH146,'Vmáx(material) - Tab.4.3'!$R$35:$X$41,2))","v":""},{"$f":"IF(AD146=\"\",\"\",VLOOKUP($AH146,'Vmáx(material) - Tab.4.3'!$R$35:$X$41,3))","v":""},{"$f":"IF(AD146=\"\",\"\",VLOOKUP($AH146,'Vmáx(material) - Tab.4.3'!$R$35:$X$41,4))","v":""},{"$f":"IF(AD146=\"\",\"\",VLOOKUP($AH146,'Vmáx(material) - Tab.4.3'!$R$35:$X$41,5))","v":""},{"$f":"IF(AD146=\"\",\"\",VLOOKUP($AH146,'Vmáx(material) - Tab.4.3'!$R$35:$X$41,6))","v":""},{"$f":"IF(AD146=\"\",\"\",IF(AD146=\"\",\"\",VLOOKUP($AH146,'Vmáx(material) - Tab.4.3'!$R$35:$X$41,7)))","v":""},{"$f":"IF(AD146=\"\",\"\",IF(AE146=1,FCi(J146,AK146),FTr(J146,AJ146,AK146)))","v":""},"",{"$f":"IF(AD146=\"\",\"\",Hw(BH146,BI146,BJ146,BK146,BL146,BM146,Z,BN146,AO146,AK146))","v":""},"","","","",{"$f":"IF(AD146=\"\",\"\",ho(BT146,AK146,AX146))","v":""},{"$f":"IF(AD146=\"\",\"\",IF(AE146=1,PeriCi(AK146,BB146),PeriTr(AJ146,AN146,BB146)))","v":""},{"$f":"IF(AD146=\"\",\"\",IF(AE146=1,AreaCi(AK146,BB146),AreaTr(AJ146,AN146,BB146)))","v":""},{"$f":"IF(AD146=\"\",\"\",RhCi(BW146,BV146))","v":""},"",{"$f":"IF(AD146=\"\",\"\",hf(AL146,J146,AM146,BW146,BX146))","v":""},{"$f":"IF(AD146=\"\",\"\",LOOKUP(AP146,Tab.4.5!$J$6:$J$27,Tab.4.5!$L$6:$L$27))","v":""},{"$f":"IF(AD146=\"\",\"\",He(CA146,BY146))","v":""},{"$f":"IF(AD146=\"\",\"\",Hs(BY146))","v":""},{"$f":"IF(AD146=\"\",\"\",Hm(BU146,BZ146,CB146,CC146,AL146,AO146))","v":""},"","","","","","",null,null,null,null,null,null,null,null,null,null,null,null,null,null,null,0,0,0,0,0,{"$f":"IF(CK146=\"\",\"\",IF(CL146=1,YcCi(CR146,J146),YcTr(J146,CQ146,CU146)))","v":""},{"$f":"IF(CK146=\"\",\"\",IF(CL146=1,Teta1(DE146,CR146),\"-\"))","v":""},"","",{"$f":"IF(CK146=\"\",\"\",IF(CL146=1,Ynci(CR146,J146,CT146,CV146),YnTr(1,CT146,CQ146,CU146,CV146,J146)))","v":""},{"$f":"IF(CK146=\"\",\"\",IF(CL146=1,Teta1(DI146,CR146),\"-\"))","v":""},{"$f":"IF(CK146=\"\",\"\",IF(CL146=1,AreaCi(CR146,J146),AreaTr(CQ146,CU146,DI146)))","v":""},{"$f":"IF(CK146=\"\",\"\",IF(CL146=1,FrCi(DM146,9.806,DJ146,CR146),FrTr(DM146,9.806,CQ146,CU146,DI146)))","v":""},"",{"$f":"IF(CK146=\"\",\"\",IF(CL146=1,LOOKUP(CP146,'Vmáx(material) - Tab.4.3'!$L$2:$L$11,'Vmáx(material) - Tab.4.3'!$M$2:$M$11),LOOKUP(CP146,'Vmáx(material) - Tab.4.3'!$L$15,'Vmáx(material) - Tab.4.3'!$M$15)))","v":""},{"$f":"IF(CK146=\"\",\"\",VLOOKUP($CO146,'Vmáx(material) - Tab.4.3'!$R$35:$X$41,2))","v":""},{"$f":"IF(CK146=\"\",\"\",VLOOKUP($CO146,'Vmáx(material) - Tab.4.3'!$R$35:$X$41,3))","v":""},{"$f":"IF(CK146=\"\",\"\",VLOOKUP($CO146,'Vmáx(material) - Tab.4.3'!$R$35:$X$41,4))","v":""},{"$f":"IF(CK146=\"\",\"\",VLOOKUP($CO146,'Vmáx(material) - Tab.4.3'!$R$35:$X$41,5))","v":""},{"$f":"IF(CK146=\"\",\"\",VLOOKUP($CO146,'Vmáx(material) - Tab.4.3'!$R$35:$X$41,6))","v":""},{"$f":"IF(CK146=\"\",\"\",IF(CK146=\"\",\"\",VLOOKUP(CO146,'Vmáx(material) - Tab.4.3'!$R$35:$X$41,7)))","v":""},{"$f":"IF(CK146=\"\",\"\",IF(CL146=1,FCi(J146,CR146),FTr(J146,CQ146,CR146)))","v":""},"",{"$f":"IF(CK146=\"\",\"\",Hw(DO146,DP146,DQ146,DR146,DS146,DT146,Z,DU146,CV146,CR146))","v":""},"","","","","",{"$f":"IF(CK146=\"\",\"\",IF(CL146=1,PeriCi(CR146,DI146),PeriTr(CQ146,CU146,DI146)))","v":""},{"$f":"IF(CK146=\"\",\"\",IF(CL146=1,AreaCi(CR146,DI146),AreaTr(CQ146,CU146,DI146)))","v":""},{"$f":"IF(CK146=\"\",\"\",RhCi(DK146,EC146))","v":""},"",{"$f":"IF(CK146=\"\",\"\",hf(CS146,J146,CT146,DK146,EE146))","v":""},{"$f":"IF(CK146=\"\",\"\",LOOKUP(CW146,Tab.4.5!$J$6:$J$27,Tab.4.5!$L$6:$L$27))","v":""},{"$f":"IF(CK146=\"\",\"\",He(EH146,DM146))","v":""},{"$f":"IF(CK146=\"\",\"\",Hs(DM146))","v":""},{"$f":"IF(CK146=\"\",\"\",Hm(EB146,EG146,EI146,EJ146,CS146,CV146))","v":""},"","","","","","","K45+-45000 () ",{"$f":"IF(B146=\"Existe.\",IF(AE146=1,CONCATENATE(#REF!,AK146,\" m.\"),CONCATENATE(#REF!,AJ146,\" m x \",AK146,\" m.\")),IF(CL146=1,CONCATENATE(#REF!,CR146,\" m.\"),CONCATENATE(#REF!,CQ146,\" m x \",CR146,\" m.\")))","v":{"$error":"#REF!"}},"Concreto, L =  m, S = 0 %.","Cota clave eje= 0 msnm.",null,null,null,"","","","","",{"$f":"IF(EV146=\"\",\"\",VLOOKUP(EY146,'Estructura escalonada'!$D$3:$H$953,2))","v":""},"","","","","",""]
[null,null,null,null,null,null,null,null,null,null,null,0,null,0,null,null,null,null,null,null,{"$f":"IF(K147=\"No\",\"\",IF(O147=\"\",YcCi(P147,N147),YcTr(N147,O147,S147)))","v":{"$error":"#VALUE!"}},{"$f":"IF(K147=\"No\",\"\",IF(O147=\"\",Teta1(U147,P147),\"-\"))","v":{"$error":"#VALUE!"}},{"$error":"#VALUE!"},{"$error":"#VALUE!"},{"$f":"IF(K147=\"No\",\"\",IF(O147=\"\",Ynci(P147,N147,R147,T147),YnTr(1,R147,O147,S147,T147,N147)))","v":{"$error":"#VALUE!"}},{"$f":"IF(K147=\"No\",\"\",IF(O147=\"\",Teta1(Y147,P147),\"-\"))","v":{"$error":"#VALUE!"}},{"$f":"IF(K147=\"No\",\"\",IF(O147=\"\",AreaCi(P147,Y147),AreaTr(O147,S147,Y147)))","v":{"$error":"#VALUE!"}},{"$f":"IF(K147=\"No\",\"\",IF(O147=\"\",FrCi(AC147,9.806,Z147,P147),FrTr(AC147,9.806,O147,S147,Y147)))","v":{"$error":"#VALUE!"}},{"$error":"#VALUE!"},null,null,null,null,null,null,null,null,null,null,null,null,null,null,null,0,0,"","","",{"$f":"IF(AD147=\"\",\"\",IF(AE147=1,YcCi(AK147,J147),YcTr(J147,AJ147,AN147)))","v":""},{"$f":"IF(AD147=\"\",\"\",IF(AE147=1,Teta1(AX147,AK147),\"-\"))","v":""},{"$f":"IF(AD147=\"\",\"\",IF(AE147=1,AreaCi(AK147,AX147),AreaTr(AJ147,AN147,AX147)))","v":""},"",{"$f":"IF(AD147=\"\",\"\",IF(AE147=1,Ynci(AK147,J147,AM147,AO147),YnTr(1,AM147,AJ147,AN147,AO147,J147)))","v":""},{"$f":"IF(AD147=\"\",\"\",IF(AE147=1,Teta1(BB147,AK147),\"-\"))","v":""},{"$f":"IF(AD147=\"\",\"\",IF(AE147=1,AreaCi(AK147,BB147),AreaTr(AJ147,AN147,BB147)))","v":""},{"$f":"IF(AD147=\"\",\"\",IF(AE147=1,FrCi(BF147,9.806,BC147,AK147),FrTr(BF147,9.806,AJ147,AN147,BB147)))","v":""},"",{"$f":"IF(AD147=\"\",\"\",IF(AE147=1,LOOKUP(AI147,'Vmáx(material) - Tab.4.3'!$L$2:$L$11,'Vmáx(material) - Tab.4.3'!$M$2:$M$11),LOOKUP(AI147,'Vmáx(material) - Tab.4.3'!$L$15,'Vmáx(material) - Tab.4.3'!$M$15)))","v":""},{"$f":"IF(AD147=\"\",\"\",VLOOKUP($AH147,'Vmáx(material) - Tab.4.3'!$R$35:$X$41,2))","v":""},{"$f":"IF(AD147=\"\",\"\",VLOOKUP($AH147,'Vmáx(material) - Tab.4.3'!$R$35:$X$41,3))","v":""},{"$f":"IF(AD147=\"\",\"\",VLOOKUP($AH147,'Vmáx(material) - Tab.4.3'!$R$35:$X$41,4))","v":""},{"$f":"IF(AD147=\"\",\"\",VLOOKUP($AH147,'Vmáx(material) - Tab.4.3'!$R$35:$X$41,5))","v":""},{"$f":"IF(AD147=\"\",\"\",VLOOKUP($AH147,'Vmáx(material) - Tab.4.3'!$R$35:$X$41,6))","v":""},{"$f":"IF(AD147=\"\",\"\",IF(AD147=\"\",\"\",VLOOKUP($AH147,'Vmáx(material) - Tab.4.3'!$R$35:$X$41,7)))","v":""},{"$f":"IF(AD147=\"\",\"\",IF(AE147=1,FCi(J147,AK147),FTr(J147,AJ147,AK147)))","v":""},"",{"$f":"IF(AD147=\"\",\"\",Hw(BH147,BI147,BJ147,BK147,BL147,BM147,Z,BN147,AO147,AK147))","v":""},"","","","",{"$f":"IF(AD147=\"\",\"\",ho(BT147,AK147,AX147))","v":""},{"$f":"IF(AD147=\"\",\"\",IF(AE147=1,PeriCi(AK147,BB147),PeriTr(AJ147,AN147,BB147)))","v":""},{"$f":"IF(AD147=\"\",\"\",IF(AE147=1,AreaCi(AK147,BB147),AreaTr(AJ147,AN147,BB147)))","v":""},{"$f":"IF(AD147=\"\",\"\",RhCi(BW147,BV147))","v":""},"",{"$f":"IF(AD147=\"\",\"\",hf(AL147,J147,AM147,BW147,BX147))","v":""},{"$f":"IF(AD147=\"\",\"\",LOOKUP(AP147,Tab.4.5!$J$6:$J$27,Tab.4.5!$L$6:$L$27))","v":""},{"$f":"IF(AD147=\"\",\"\",He(CA147,BY147))","v":""},{"$f":"IF(AD147=\"\",\"\",Hs(BY147))","v":""},{"$f":"IF(AD147=\"\",\"\",Hm(BU147,BZ147,CB147,CC147,AL147,AO147))","v":""},"","","","","","",null,null,null,null,null,null,null,null,null,null,null,null,null,null,null,0,0,0,0,0,{"$f":"IF(CK147=\"\",\"\",IF(CL147=1,YcCi(CR147,J147),YcTr(J147,CQ147,CU147)))","v":""},{"$f":"IF(CK147=\"\",\"\",IF(CL147=1,Teta1(DE147,CR147),\"-\"))","v":""},"","",{"$f":"IF(CK147=\"\",\"\",IF(CL147=1,Ynci(CR147,J147,CT147,CV147),YnTr(1,CT147,CQ147,CU147,CV147,J147)))","v":""},{"$f":"IF(CK147=\"\",\"\",IF(CL147=1,Teta1(DI147,CR147),\"-\"))","v":""},{"$f":"IF(CK147=\"\",\"\",IF(CL147=1,AreaCi(CR147,J147),AreaTr(CQ147,CU147,DI147)))","v":""},{"$f":"IF(CK147=\"\",\"\",IF(CL147=1,FrCi(DM147,9.806,DJ147,CR147),FrTr(DM147,9.806,CQ147,CU147,DI147)))","v":""},"",{"$f":"IF(CK147=\"\",\"\",IF(CL147=1,LOOKUP(CP147,'Vmáx(material) - Tab.4.3'!$L$2:$L$11,'Vmáx(material) - Tab.4.3'!$M$2:$M$11),LOOKUP(CP147,'Vmáx(material) - Tab.4.3'!$L$15,'Vmáx(material) - Tab.4.3'!$M$15)))","v":""},{"$f":"IF(CK147=\"\",\"\",VLOOKUP($CO147,'Vmáx(material) - Tab.4.3'!$R$35:$X$41,2))","v":""},{"$f":"IF(CK147=\"\",\"\",VLOOKUP($CO147,'Vmáx(material) - Tab.4.3'!$R$35:$X$41,3))","v":""},{"$f":"IF(CK147=\"\",\"\",VLOOKUP($CO147,'Vmáx(material) - Tab.4.3'!$R$35:$X$41,4))","v":""},{"$f":"IF(CK147=\"\",\"\",VLOOKUP($CO147,'Vmáx(material) - Tab.4.3'!$R$35:$X$41,5))","v":""},{"$f":"IF(CK147=\"\",\"\",VLOOKUP($CO147,'Vmáx(material) - Tab.4.3'!$R$35:$X$41,6))","v":""},{"$f":"IF(CK147=\"\",\"\",IF(CK147=\"\",\"\",VLOOKUP(CO147,'Vmáx(material) - Tab.4.3'!$R$35:$X$41,7)))","v":""},{"$f":"IF(CK147=\"\",\"\",IF(CL147=1,FCi(J147,CR147),FTr(J147,CQ147,CR147)))","v":""},"",{"$f":"IF(CK147=\"\",\"\",Hw(DO147,DP147,DQ147,DR147,DS147,DT147,Z,DU147,CV147,CR147))","v":""},"","","","","",{"$f":"IF(CK147=\"\",\"\",IF(CL147=1,PeriCi(CR147,DI147),PeriTr(CQ147,CU147,DI147)))","v":""},{"$f":"IF(CK147=\"\",\"\",IF(CL147=1,AreaCi(CR147,DI147),AreaTr(CQ147,CU147,DI147)))","v":""},{"$f":"IF(CK147=\"\",\"\",RhCi(DK147,EC147))","v":""},"",{"$f":"IF(CK147=\"\",\"\",hf(CS147,J147,CT147,DK147,EE147))","v":""},{"$f":"IF(CK147=\"\",\"\",LOOKUP(CW147,Tab.4.5!$J$6:$J$27,Tab.4.5!$L$6:$L$27))","v":""},{"$f":"IF(CK147=\"\",\"\",He(EH147,DM147))","v":""},{"$f":"IF(CK147=\"\",\"\",Hs(DM147))","v":""},{"$f":"IF(CK147=\"\",\"\",Hm(EB147,EG147,EI147,EJ147,CS147,CV147))","v":""},"","","","","","","K45+-45000 () ",{"$f":"IF(B147=\"Existe.\",IF(AE147=1,CONCATENATE(#REF!,AK147,\" m.\"),CONCATENATE(#REF!,AJ147,\" m x \",AK147,\" m.\")),IF(CL147=1,CONCATENATE(#REF!,CR147,\" m.\"),CONCATENATE(#REF!,CQ147,\" m x \",CR147,\" m.\")))","v":{"$error":"#REF!"}},"Concreto, L =  m, S = 0 %.","Cota clave eje= 0 msnm.",null,null,null,"","","","","",{"$f":"IF(EV147=\"\",\"\",VLOOKUP(EY147,'Estructura escalonada'!$D$3:$H$953,2))","v":""},"","","","","",""]
[null,null,null,null,null,null,null,null,null,null,null,0,null,0,null,null,null,null,null,null,{"$f":"IF(K148=\"No\",\"\",IF(O148=\"\",YcCi(P148,N148),YcTr(N148,O148,S148)))","v":{"$error":"#VALUE!"}},{"$f":"IF(K148=\"No\",\"\",IF(O148=\"\",Teta1(U148,P148),\"-\"))","v":{"$error":"#VALUE!"}},{"$error":"#VALUE!"},{"$error":"#VALUE!"},{"$f":"IF(K148=\"No\",\"\",IF(O148=\"\",Ynci(P148,N148,R148,T148),YnTr(1,R148,O148,S148,T148,N148)))","v":{"$error":"#VALUE!"}},{"$f":"IF(K148=\"No\",\"\",IF(O148=\"\",Teta1(Y148,P148),\"-\"))","v":{"$error":"#VALUE!"}},{"$f":"IF(K148=\"No\",\"\",IF(O148=\"\",AreaCi(P148,Y148),AreaTr(O148,S148,Y148)))","v":{"$error":"#VALUE!"}},{"$f":"IF(K148=\"No\",\"\",IF(O148=\"\",FrCi(AC148,9.806,Z148,P148),FrTr(AC148,9.806,O148,S148,Y148)))","v":{"$error":"#VALUE!"}},{"$error":"#VALUE!"},null,null,null,null,null,null,null,null,null,null,null,null,null,null,null,0,0,"","","",{"$f":"IF(AD148=\"\",\"\",IF(AE148=1,YcCi(AK148,J148),YcTr(J148,AJ148,AN148)))","v":""},{"$f":"IF(AD148=\"\",\"\",IF(AE148=1,Teta1(AX148,AK148),\"-\"))","v":""},{"$f":"IF(AD148=\"\",\"\",IF(AE148=1,AreaCi(AK148,AX148),AreaTr(AJ148,AN148,AX148)))","v":""},"",{"$f":"IF(AD148=\"\",\"\",IF(AE148=1,Ynci(AK148,J148,AM148,AO148),YnTr(1,AM148,AJ148,AN148,AO148,J148)))","v":""},{"$f":"IF(AD148=\"\",\"\",IF(AE148=1,Teta1(BB148,AK148),\"-\"))","v":""},{"$f":"IF(AD148=\"\",\"\",IF(AE148=1,AreaCi(AK148,BB148),AreaTr(AJ148,AN148,BB148)))","v":""},{"$f":"IF(AD148=\"\",\"\",IF(AE148=1,FrCi(BF148,9.806,BC148,AK148),FrTr(BF148,9.806,AJ148,AN148,BB148)))","v":""},"",{"$f":"IF(AD148=\"\",\"\",IF(AE148=1,LOOKUP(AI148,'Vmáx(material) - Tab.4.3'!$L$2:$L$11,'Vmáx(material) - Tab.4.3'!$M$2:$M$11),LOOKUP(AI148,'Vmáx(material) - Tab.4.3'!$L$15,'Vmáx(material) - Tab.4.3'!$M$15)))","v":""},{"$f":"IF(AD148=\"\",\"\",VLOOKUP($AH148,'Vmáx(material) - Tab.4.3'!$R$35:$X$41,2))","v":""},{"$f":"IF(AD148=\"\",\"\",VLOOKUP($AH148,'Vmáx(material) - Tab.4.3'!$R$35:$X$41,3))","v":""},{"$f":"IF(AD148=\"\",\"\",VLOOKUP($AH148,'Vmáx(material) - Tab.4.3'!$R$35:$X$41,4))","v":""},{"$f":"IF(AD148=\"\",\"\",VLOOKUP($AH148,'Vmáx(material) - Tab.4.3'!$R$35:$X$41,5))","v":""},{"$f":"IF(AD148=\"\",\"\",VLOOKUP($AH148,'Vmáx(material) - Tab.4.3'!$R$35:$X$41,6))","v":""},{"$f":"IF(AD148=\"\",\"\",IF(AD148=\"\",\"\",VLOOKUP($AH148,'Vmáx(material) - Tab.4.3'!$R$35:$X$41,7)))","v":""},{"$f":"IF(AD148=\"\",\"\",IF(AE148=1,FCi(J148,AK148),FTr(J148,AJ148,AK148)))","v":""},"",{"$f":"IF(AD148=\"\",\"\",Hw(BH148,BI148,BJ148,BK148,BL148,BM148,Z,BN148,AO148,AK148))","v":""},"","","","",{"$f":"IF(AD148=\"\",\"\",ho(BT148,AK148,AX148))","v":""},{"$f":"IF(AD148=\"\",\"\",IF(AE148=1,PeriCi(AK148,BB148),PeriTr(AJ148,AN148,BB148)))","v":""},{"$f":"IF(AD148=\"\",\"\",IF(AE148=1,AreaCi(AK148,BB148),AreaTr(AJ148,AN148,BB148)))","v":""},{"$f":"IF(AD148=\"\",\"\",RhCi(BW148,BV148))","v":""},"",{"$f":"IF(AD148=\"\",\"\",hf(AL148,J148,AM148,BW148,BX148))","v":""},{"$f":"IF(AD148=\"\",\"\",LOOKUP(AP148,Tab.4.5!$J$6:$J$27,Tab.4.5!$L$6:$L$27))","v":""},{"$f":"IF(AD148=\"\",\"\",He(CA148,BY148))","v":""},{"$f":"IF(AD148=\"\",\"\",Hs(BY148))","v":""},{"$f":"IF(AD148=\"\",\"\",Hm(BU148,BZ148,CB148,CC148,AL148,AO148))","v":""},"","","","","","",null,null,null,null,null,null,null,null,null,null,null,null,null,null,null,0,0,0,0,0,{"$f":"IF(CK148=\"\",\"\",IF(CL148=1,YcCi(CR148,J148),YcTr(J148,CQ148,CU148)))","v":""},{"$f":"IF(CK148=\"\",\"\",IF(CL148=1,Teta1(DE148,CR148),\"-\"))","v":""},"","",{"$f":"IF(CK148=\"\",\"\",IF(CL148=1,Ynci(CR148,J148,CT148,CV148),YnTr(1,CT148,CQ148,CU148,CV148,J148)))","v":""},{"$f":"IF(CK148=\"\",\"\",IF(CL148=1,Teta1(DI148,CR148),\"-\"))","v":""},{"$f":"IF(CK148=\"\",\"\",IF(CL148=1,AreaCi(CR148,J148),AreaTr(CQ148,CU148,DI148)))","v":""},{"$f":"IF(CK148=\"\",\"\",IF(CL148=1,FrCi(DM148,9.806,DJ148,CR148),FrTr(DM148,9.806,CQ148,CU148,DI148)))","v":""},"",{"$f":"IF(CK148=\"\",\"\",IF(CL148=1,LOOKUP(CP148,'Vmáx(material) - Tab.4.3'!$L$2:$L$11,'Vmáx(material) - Tab.4.3'!$M$2:$M$11),LOOKUP(CP148,'Vmáx(material) - Tab.4.3'!$L$15,'Vmáx(material) - Tab.4.3'!$M$15)))","v":""},{"$f":"IF(CK148=\"\",\"\",VLOOKUP($CO148,'Vmáx(material) - Tab.4.3'!$R$35:$X$41,2))","v":""},{"$f":"IF(CK148=\"\",\"\",VLOOKUP($CO148,'Vmáx(material) - Tab.4.3'!$R$35:$X$41,3))","v":""},{"$f":"IF(CK148=\"\",\"\",VLOOKUP($CO148,'Vmáx(material) - Tab.4.3'!$R$35:$X$41,4))","v":""},{"$f":"IF(CK148=\"\",\"\",VLOOKUP($CO148,'Vmáx(material) - Tab.4.3'!$R$35:$X$41,5))","v":""},{"$f":"IF(CK148=\"\",\"\",VLOOKUP($CO148,'Vmáx(material) - Tab.4.3'!$R$35:$X$41,6))","v":""},{"$f":"IF(CK148=\"\",\"\",IF(CK148=\"\",\"\",VLOOKUP(CO148,'Vmáx(material) - Tab.4.3'!$R$35:$X$41,7)))","v":""},{"$f":"IF(CK148=\"\",\"\",IF(CL148=1,FCi(J148,CR148),FTr(J148,CQ148,CR148)))","v":""},"",{"$f":"IF(CK148=\"\",\"\",Hw(DO148,DP148,DQ148,DR148,DS148,DT148,Z,DU148,CV148,CR148))","v":""},"","","","","",{"$f":"IF(CK148=\"\",\"\",IF(CL148=1,PeriCi(CR148,DI148),PeriTr(CQ148,CU148,DI148)))","v":""},{"$f":"IF(CK148=\"\",\"\",IF(CL148=1,AreaCi(CR148,DI148),AreaTr(CQ148,CU148,DI148)))","v":""},{"$f":"IF(CK148=\"\",\"\",RhCi(DK148,EC148))","v":""},"",{"$f":"IF(CK148=\"\",\"\",hf(CS148,J148,CT148,DK148,EE148))","v":""},{"$f":"IF(CK148=\"\",\"\",LOOKUP(CW148,Tab.4.5!$J$6:$J$27,Tab.4.5!$L$6:$L$27))","v":""},{"$f":"IF(CK148=\"\",\"\",He(EH148,DM148))","v":""},{"$f":"IF(CK148=\"\",\"\",Hs(DM148))","v":""},{"$f":"IF(CK148=\"\",\"\",Hm(EB148,EG148,EI148,EJ148,CS148,CV148))","v":""},"","","","","","","K45+-45000 () ",{"$f":"IF(B148=\"Existe.\",IF(AE148=1,CONCATENATE(#REF!,AK148,\" m.\"),CONCATENATE(#REF!,AJ148,\" m x \",AK148,\" m.\")),IF(CL148=1,CONCATENATE(#REF!,CR148,\" m.\"),CONCATENATE(#REF!,CQ148,\" m x \",CR148,\" m.\")))","v":{"$error":"#REF!"}},"Concreto, L =  m, S = 0 %.","Cota clave eje= 0 msnm.",null,null,null,"","","","","",{"$f":"IF(EV148=\"\",\"\",VLOOKUP(EY148,'Estructura escalonada'!$D$3:$H$953,2))","v":""},"","","","","",""]
[null,null,null,null,null,null,null,null,null,null,null,0,null,0,null,null,null,null,null,null,{"$f":"IF(K149=\"No\",\"\",IF(O149=\"\",YcCi(P149,N149),YcTr(N149,O149,S149)))","v":{"$error":"#VALUE!"}},{"$f":"IF(K149=\"No\",\"\",IF(O149=\"\",Teta1(U149,P149),\"-\"))","v":{"$error":"#VALUE!"}},{"$error":"#VALUE!"},{"$error":"#VALUE!"},{"$f":"IF(K149=\"No\",\"\",IF(O149=\"\",Ynci(P149,N149,R149,T149),YnTr(1,R149,O149,S149,T149,N149)))","v":{"$error":"#VALUE!"}},{"$f":"IF(K149=\"No\",\"\",IF(O149=\"\",Teta1(Y149,P149),\"-\"))","v":{"$error":"#VALUE!"}},{"$f":"IF(K149=\"No\",\"\",IF(O149=\"\",AreaCi(P149,Y149),AreaTr(O149,S149,Y149)))","v":{"$error":"#VALUE!"}},{"$f":"IF(K149=\"No\",\"\",IF(O149=\"\",FrCi(AC149,9.806,Z149,P149),FrTr(AC149,9.806,O149,S149,Y149)))","v":{"$error":"#VALUE!"}},{"$error":"#VALUE!"},null,null,null,null,null,null,null,null,null,null,null,null,null,null,null,0,0,"","","",{"$f":"IF(AD149=\"\",\"\",IF(AE149=1,YcCi(AK149,J149),YcTr(J149,AJ149,AN149)))","v":""},{"$f":"IF(AD149=\"\",\"\",IF(AE149=1,Teta1(AX149,AK149),\"-\"))","v":""},{"$f":"IF(AD149=\"\",\"\",IF(AE149=1,AreaCi(AK149,AX149),AreaTr(AJ149,AN149,AX149)))","v":""},"",{"$f":"IF(AD149=\"\",\"\",IF(AE149=1,Ynci(AK149,J149,AM149,AO149),YnTr(1,AM149,AJ149,AN149,AO149,J149)))","v":""},{"$f":"IF(AD149=\"\",\"\",IF(AE149=1,Teta1(BB149,AK149),\"-\"))","v":""},{"$f":"IF(AD149=\"\",\"\",IF(AE149=1,AreaCi(AK149,BB149),AreaTr(AJ149,AN149,BB149)))","v":""},{"$f":"IF(AD149=\"\",\"\",IF(AE149=1,FrCi(BF149,9.806,BC149,AK149),FrTr(BF149,9.806,AJ149,AN149,BB149)))","v":""},"",{"$f":"IF(AD149=\"\",\"\",IF(AE149=1,LOOKUP(AI149,'Vmáx(material) - Tab.4.3'!$L$2:$L$11,'Vmáx(material) - Tab.4.3'!$M$2:$M$11),LOOKUP(AI149,'Vmáx(material) - Tab.4.3'!$L$15,'Vmáx(material) - Tab.4.3'!$M$15)))","v":""},{"$f":"IF(AD149=\"\",\"\",VLOOKUP($AH149,'Vmáx(material) - Tab.4.3'!$R$35:$X$41,2))","v":""},{"$f":"IF(AD149=\"\",\"\",VLOOKUP($AH149,'Vmáx(material) - Tab.4.3'!$R$35:$X$41,3))","v":""},{"$f":"IF(AD149=\"\",\"\",VLOOKUP($AH149,'Vmáx(material) - Tab.4.3'!$R$35:$X$41,4))","v":""},{"$f":"IF(AD149=\"\",\"\",VLOOKUP($AH149,'Vmáx(material) - Tab.4.3'!$R$35:$X$41,5))","v":""},{"$f":"IF(AD149=\"\",\"\",VLOOKUP($AH149,'Vmáx(material) - Tab.4.3'!$R$35:$X$41,6))","v":""},{"$f":"IF(AD149=\"\",\"\",IF(AD149=\"\",\"\",VLOOKUP($AH149,'Vmáx(material) - Tab.4.3'!$R$35:$X$41,7)))","v":""},{"$f":"IF(AD149=\"\",\"\",IF(AE149=1,FCi(J149,AK149),FTr(J149,AJ149,AK149)))","v":""},"",{"$f":"IF(AD149=\"\",\"\",Hw(BH149,BI149,BJ149,BK149,BL149,BM149,Z,BN149,AO149,AK149))","v":""},"","","","",{"$f":"IF(AD149=\"\",\"\",ho(BT149,AK149,AX149))","v":""},{"$f":"IF(AD149=\"\",\"\",IF(AE149=1,PeriCi(AK149,BB149),PeriTr(AJ149,AN149,BB149)))","v":""},{"$f":"IF(AD149=\"\",\"\",IF(AE149=1,AreaCi(AK149,BB149),AreaTr(AJ149,AN149,BB149)))","v":""},{"$f":"IF(AD149=\"\",\"\",RhCi(BW149,BV149))","v":""},"",{"$f":"IF(AD149=\"\",\"\",hf(AL149,J149,AM149,BW149,BX149))","v":""},{"$f":"IF(AD149=\"\",\"\",LOOKUP(AP149,Tab.4.5!$J$6:$J$27,Tab.4.5!$L$6:$L$27))","v":""},{"$f":"IF(AD149=\"\",\"\",He(CA149,BY149))","v":""},{"$f":"IF(AD149=\"\",\"\",Hs(BY149))","v":""},{"$f":"IF(AD149=\"\",\"\",Hm(BU149,BZ149,CB149,CC149,AL149,AO149))","v":""},"","","","","","",null,null,null,null,null,null,null,null,null,null,null,null,null,null,null,0,0,0,0,0,{"$f":"IF(CK149=\"\",\"\",IF(CL149=1,YcCi(CR149,J149),YcTr(J149,CQ149,CU149)))","v":""},{"$f":"IF(CK149=\"\",\"\",IF(CL149=1,Teta1(DE149,CR149),\"-\"))","v":""},"","",{"$f":"IF(CK149=\"\",\"\",IF(CL149=1,Ynci(CR149,J149,CT149,CV149),YnTr(1,CT149,CQ149,CU149,CV149,J149)))","v":""},{"$f":"IF(CK149=\"\",\"\",IF(CL149=1,Teta1(DI149,CR149),\"-\"))","v":""},{"$f":"IF(CK149=\"\",\"\",IF(CL149=1,AreaCi(CR149,J149),AreaTr(CQ149,CU149,DI149)))","v":""},{"$f":"IF(CK149=\"\",\"\",IF(CL149=1,FrCi(DM149,9.806,DJ149,CR149),FrTr(DM149,9.806,CQ149,CU149,DI149)))","v":""},"",{"$f":"IF(CK149=\"\",\"\",IF(CL149=1,LOOKUP(CP149,'Vmáx(material) - Tab.4.3'!$L$2:$L$11,'Vmáx(material) - Tab.4.3'!$M$2:$M$11),LOOKUP(CP149,'Vmáx(material) - Tab.4.3'!$L$15,'Vmáx(material) - Tab.4.3'!$M$15)))","v":""},{"$f":"IF(CK149=\"\",\"\",VLOOKUP($CO149,'Vmáx(material) - Tab.4.3'!$R$35:$X$41,2))","v":""},{"$f":"IF(CK149=\"\",\"\",VLOOKUP($CO149,'Vmáx(material) - Tab.4.3'!$R$35:$X$41,3))","v":""},{"$f":"IF(CK149=\"\",\"\",VLOOKUP($CO149,'Vmáx(material) - Tab.4.3'!$R$35:$X$41,4))","v":""},{"$f":"IF(CK149=\"\",\"\",VLOOKUP($CO149,'Vmáx(material) - Tab.4.3'!$R$35:$X$41,5))","v":""},{"$f":"IF(CK149=\"\",\"\",VLOOKUP($CO149,'Vmáx(material) - Tab.4.3'!$R$35:$X$41,6))","v":""},{"$f":"IF(CK149=\"\",\"\",IF(CK149=\"\",\"\",VLOOKUP(CO149,'Vmáx(material) - Tab.4.3'!$R$35:$X$41,7)))","v":""},{"$f":"IF(CK149=\"\",\"\",IF(CL149=1,FCi(J149,CR149),FTr(J149,CQ149,CR149)))","v":""},"",{"$f":"IF(CK149=\"\",\"\",Hw(DO149,DP149,DQ149,DR149,DS149,DT149,Z,DU149,CV149,CR149))","v":""},"","","","","",{"$f":"IF(CK149=\"\",\"\",IF(CL149=1,PeriCi(CR149,DI149),PeriTr(CQ149,CU149,DI149)))","v":""},{"$f":"IF(CK149=\"\",\"\",IF(CL149=1,AreaCi(CR149,DI149),AreaTr(CQ149,CU149,DI149)))","v":""},{"$f":"IF(CK149=\"\",\"\",RhCi(DK149,EC149))","v":""},"",{"$f":"IF(CK149=\"\",\"\",hf(CS149,J149,CT149,DK149,EE149))","v":""},{"$f":"IF(CK149=\"\",\"\",LOOKUP(CW149,Tab.4.5!$J$6:$J$27,Tab.4.5!$L$6:$L$27))","v":""},{"$f":"IF(CK149=\"\",\"\",He(EH149,DM149))","v":""},{"$f":"IF(CK149=\"\",\"\",Hs(DM149))","v":""},{"$f":"IF(CK149=\"\",\"\",Hm(EB149,EG149,EI149,EJ149,CS149,CV149))","v":""},"","","","","","","K45+-45000 () ",{"$f":"IF(B149=\"Existe.\",IF(AE149=1,CONCATENATE(#REF!,AK149,\" m.\"),CONCATENATE(#REF!,AJ149,\" m x \",AK149,\" m.\")),IF(CL149=1,CONCATENATE(#REF!,CR149,\" m.\"),CONCATENATE(#REF!,CQ149,\" m x \",CR149,\" m.\")))","v":{"$error":"#REF!"}},"Concreto, L =  m, S = 0 %.","Cota clave eje= 0 msnm.",null,null,null,"","","","","",{"$f":"IF(EV149=\"\",\"\",VLOOKUP(EY149,'Estructura escalonada'!$D$3:$H$953,2))","v":""},"","","","","",""]
[null,null,null,null,null,null,null,null,null,null,null,{"$f":"IF(K150=\"No\",\"\",J150)","v":0},null,{"$f":"IF(K150=\"No\",\"\",L150+M150)","v":0},null,null,null,null,null,null,{"$f":"IF(K150=\"No\",\"\",IF(O150=\"\",YcCi(P150,N150),YcTr(N150,O150,S150)))","v":{"$error":"#VALUE!"}},{"$f":"IF(K150=\"No\",\"\",IF(O150=\"\",Teta1(U150,P150),\"-\"))","v":{"$error":"#VALUE!"}},{"$f":"IF(K150=\"No\",\"\",IF(O150=\"\",(1/8*(V150-SIN(V150))*P150^2),(O150+S150*U150)*U150))","v":{"$error":"#VALUE!"}},{"$f":"IF(W150=\"\",\"\",N150/W150)","v":{"$error":"#VALUE!"}},{"$f":"IF(K150=\"No\",\"\",IF(O150=\"\",Ynci(P150,N150,R150,T150),YnTr(1,R150,O150,S150,T150,N150)))","v":{"$error":"#VALUE!"}},{"$f":"IF(K150=\"No\",\"\",IF(O150=\"\",Teta1(Y150,P150),\"-\"))","v":{"$error":"#VALUE!"}},{"$f":"IF(K150=\"No\",\"\",IF(O150=\"\",AreaCi(P150,Y150),AreaTr(O150,S150,Y150)))","v":{"$error":"#VALUE!"}},{"$f":"IF(K150=\"No\",\"\",IF(O150=\"\",FrCi(AC150,9.806,Z150,P150),FrTr(AC150,9.806,O150,S150,Y150)))","v":{"$error":"#VALUE!"}},{"$f":"IF(K150=\"No\",\"\",N150/AA150)","v":{"$error":"#VALUE!"}},null,null,null,null,null,null,null,null,null,null,null,null,null,null,null,{"$f":"AQ150-AO150*AL150/2","v":0},{"$f":"AQ150-AO150*AL150","v":0},{"$f":"IF(AD150=\"\",\"\",AR150-AS150)","v":""},{"$f":"IF(AD150=\"\",\"\",1.2*AK150)","v":""},{"$f":"IF(AD150=\"\",\"\",AK150)","v":""},{"$f":"IF(AD150=\"\",\"\",IF(AE150=1,YcCi(AK150,J150),YcTr(J150,AJ150,AN150)))","v":""},{"$f":"IF(AD150=\"\",\"\",IF(AE150=1,Teta1(AX150,AK150),\"-\"))","v":""},{"$f":"IF(AD150=\"\",\"\",IF(AE150=1,AreaCi(AK150,AX150),AreaTr(AJ150,AN150,AX150)))","v":""},{"$f":"IF(AD150=\"\",\"\",J150/AZ150)","v":""},{"$f":"IF(AD150=\"\",\"\",IF(AE150=1,Ynci(AK150,J150,AM150,AO150),YnTr(1,AM150,AJ150,AN150,AO150,J150)))","v":""},{"$f":"IF(AD150=\"\",\"\",IF(AE150=1,Teta1(BB150,AK150),\"-\"))","v":""},{"$f":"IF(AD150=\"\",\"\",IF(AE150=1,AreaCi(AK150,BB150),AreaTr(AJ150,AN150,BB150)))","v":""},{"$f":"IF(AD150=\"\",\"\",IF(AE150=1,FrCi(BF150,9.806,BC150,AK150),FrTr(BF150,9.806,AJ150,AN150,BB150)))","v":""},{"$f":"IF(AD150=\"\",\"\",J150/BD150)","v":""},{"$f":"IF(AD150=\"\",\"\",IF(AE150=1,LOOKUP(AI150,'Vmáx(material) - Tab.4.3'!$L$2:$L$11,'Vmáx(material) - Tab.4.3'!$M$2:$M$11),LOOKUP(AI150,'Vmáx(material) - Tab.4.3'!$L$15,'Vmáx(material) - Tab.4.3'!$M$15)))","v":""},{"$f":"IF(AD150=\"\",\"\",VLOOKUP($AH150,'Vmáx(material) - Tab.4.3'!$R$35:$X$41,2))","v":""},{"$f":"IF(AD150=\"\",\"\",VLOOKUP($AH150,'Vmáx(material) - Tab.4.3'!$R$35:$X$41,3))","v":""},{"$f":"IF(AD150=\"\",\"\",VLOOKUP($AH150,'Vmáx(material) - Tab.4.3'!$R$35:$X$41,4))","v":""},{"$f":"IF(AD150=\"\",\"\",VLOOKUP($AH150,'Vmáx(material) - Tab.4.3'!$R$35:$X$41,5))","v":""},{"$f":"IF(AD150=\"\",\"\",VLOOKUP($AH150,'Vmáx(material) - Tab.4.3'!$R$35:$X$41,6))","v":""},{"$f":"IF(AD150=\"\",\"\",IF(AD150=\"\",\"\",VLOOKUP($AH150,'Vmáx(material) - Tab.4.3'!$R$35:$X$41,7)))","v":""},{"$f":"IF(AD150=\"\",\"\",IF(AE150=1,FCi(J150,AK150),FTr(J150,AJ150,AK150)))","v":""},{"$f":"IF(AD150=\"\",\"\",IF(BB150=\"Q > Qmax\",\"Insuficiencia hidráulica.\", IF(ABS(AX150-BB150)<=0.0001,\"Crítico\",IF(AX150>BB150,\"Supercrítico\",\"Subcrítico\"))))","v":""},{"$f":"IF(AD150=\"\",\"\",Hw(BH150,BI150,BJ150,BK150,BL150,BM150,Z,BN150,AO150,AK150))","v":""},{"$f":"IF(AD150=\"\",\"\",BP150/AK150)","v":""},{"$f":"IF(AD150=\"\",\"\",IF(AE150=1,0.438*AK150*SQRT(9.806)*AV150^1.5/AK150^0.4,2/3*0.9*AJ150*AV150*SQRT(2/3*9.806*AV150))*AD150)","v":""},{"$f":"IF(AD150=\"\",\"\",IF(BQ150<1.2,\"Cumple\",\"No Cumple\"))","v":""},{"$f":"IF(AD150=\"\",\"\",IF(K150=\"No\",0,Y150))","v":""},{"$f":"IF(AD150=\"\",\"\",ho(BT150,AK150,AX150))","v":""},{"$f":"IF(AD150=\"\",\"\",IF(AE150=1,PeriCi(AK150,BB150),PeriTr(AJ150,AN150,BB150)))","v":""},{"$f":"IF(AD150=\"\",\"\",IF(AE150=1,AreaCi(AK150,BB150),AreaTr(AJ150,AN150,BB150)))","v":""},{"$f":"IF(AD150=\"\",\"\",RhCi(BW150,BV150))","v":""},{"$f":"IF(AD150=\"\",\"\",J150/BW150)","v":""},{"$f":"IF(AD150=\"\",\"\",hf(AL150,J150,AM150,BW150,BX150))","v":""},{"$f":"IF(AD150=\"\",\"\",LOOKUP(AP150,Tab.4.5!$J$6:$J$27,Tab.4.5!$L$6:$L$27))","v":""},{"$f":"IF(AD150=\"\",\"\",He(CA150,BY150))","v":""},{"$f":"IF(AD150=\"\",\"\",Hs(BY150))","v":""},{"$f":"IF(AD150=\"\",\"\",Hm(BU150,BZ150,CB150,CC150,AL150,AO150))","v":""},{"$f":"IF(AD150=\"\",\"\",CD150/AK150)","v":""},{"$f":"IF(AD150=\"\",\"\",IF(AE150=1,0.438*AK150*SQRT(9.806)*AV150^1.5/AK150^0.4,2/3*0.9*AJ150*AV150*SQRT(2/3*9.806*AV150))*AD150)","v":""},{"$f":"IF(AD150=\"\",\"\",IF(CE150<1.2,\"Cumple\",\"No Cumple\"))","v":""},{"$f":"IF(AD150=\"\",\"\",IF(BT150=\"\",\"\",IF(BO150=\"Supercrítico\",\"Funciona con control a la entrada.\",\"Funciona con control a la salida\")))","v":""},{"$f":"IF(AD150=\"\",\"\",IF(BT150=\"\",\"\",IF(BO150=\"Supercrítico\",IF(BT150>BB150,\"Se presenta resalto hidráulico cerca de la salida.\",\"\"),\"\")))","v":""},{"$f":"IF(AD150=\"\",\"\",IF(BS150=\"No Cumple\",\"Reemplazar.\",IF(B150=\"Nueva\",\"Se requiere obra nueva.\",\"Conservar y realizar labores de limpieza y mantenimiento.\")))","v":""},null,null,null,null,null,null,null,null,null,null,null,null,null,null,null,{"$f":"CX150-CV150*CS150/2","v":0},{"$f":"CX150-CV150*CS150","v":0},{"$f":"CY150-CZ150","v":0},{"$f":"1.2*CR150","v":0},{"$f":"CR150","v":0},{"$f":"IF(CK150=\"\",\"\",IF(CL150=1,YcCi(CR150,J150),YcTr(J150,CQ150,CU150)))","v":""},{"$f":"IF(CK150=\"\",\"\",IF(CL150=1,Teta1(DE150,CR150),\"-\"))","v":""},{"$f":"IF(CK150=\"\",\"\",IF(CL150=1,1/8*(DF150-SIN(DF150))*CR150^2,(CQ150+CU150*DE150)*DE150))","v":""},{"$f":"IF(CK150=\"\",\"\",J150/DG150)","v":""},{"$f":"IF(CK150=\"\",\"\",IF(CL150=1,Ynci(CR150,J150,CT150,CV150),YnTr(1,CT150,CQ150,CU150,CV150,J150)))","v":""},{"$f":"IF(CK150=\"\",\"\",IF(CL150=1,Teta1(DI150,CR150),\"-\"))","v":""},{"$f":"IF(CK150=\"\",\"\",IF(CL150=1,AreaCi(CR150,J150),AreaTr(CQ150,CU150,DI150)))","v":""},{"$f":"IF(CK150=\"\",\"\",IF(CL150=1,FrCi(DM150,9.806,DJ150,CR150),FrTr(DM150,9.806,CQ150,CU150,DI150)))","v":""},{"$f":"IF(CK150=\"\",\"\",J150/DK150)","v":""},{"$f":"IF(CK150=\"\",\"\",IF(CL150=1,LOOKUP(CP150,'Vmáx(material) - Tab.4.3'!$L$2:$L$11,'Vmáx(material) - Tab.4.3'!$M$2:$M$11),LOOKUP(CP150,'Vmáx(material) - Tab.4.3'!$L$15,'Vmáx(material) - Tab.4.3'!$M$15)))","v":""},{"$f":"IF(CK150=\"\",\"\",VLOOKUP($CO150,'Vmáx(material) - Tab.4.3'!$R$35:$X$41,2))","v":""},{"$f":"IF(CK150=\"\",\"\",VLOOKUP($CO150,'Vmáx(material) - Tab.4.3'!$R$35:$X$41,3))","v":""},{"$f":"IF(CK150=\"\",\"\",VLOOKUP($CO150,'Vmáx(material) - Tab.4.3'!$R$35:$X$41,4))","v":""},{"$f":"IF(CK150=\"\",\"\",VLOOKUP($CO150,'Vmáx(material) - Tab.4.3'!$R$35:$X$41,5))","v":""},{"$f":"IF(CK150=\"\",\"\",VLOOKUP($CO150,'Vmáx(material) - Tab.4.3'!$R$35:$X$41,6))","v":""},{"$f":"IF(CK150=\"\",\"\",IF(CK150=\"\",\"\",VLOOKUP(CO150,'Vmáx(material) - Tab.4.3'!$R$35:$X$41,7)))","v":""},{"$f":"IF(CK150=\"\",\"\",IF(CL150=1,FCi(J150,CR150),FTr(J150,CQ150,CR150)))","v":""},{"$f":"IF(CK150=\"\",\"\",IF(DI150=\"Q > Qmax\",\"Insuficiencia hidráulica.\",IF(ABS(DE150-DI150)<=0.0001,\"Crítico\",IF(DE150>DI150,\"Supercrítico\",\"Subcrítico\"))))","v":""},{"$f":"IF(CK150=\"\",\"\",Hw(DO150,DP150,DQ150,DR150,DS150,DT150,Z,DU150,CV150,CR150))","v":""},{"$f":"IF(CK150=\"\",\"\",DW150/CR150)","v":""},{"$f":"IF(CK150=\"\",\"\",IF(CL150=1,0.438*CR150*SQRT(9.806)*DC150^1.5/CR150^0.4,2/3*0.9*CQ150*DC150*SQRT(2/3*9.806*DC150))*CK150)","v":""},{"$f":"IF(CK150=\"\",\"\",IF(DX150<1.2,\"Cumple\",\"No Cumple\"))","v":""},{"$f":"IF(CK150=\"\",\"\",IF(K150=\"No\",0,Y150))","v":""},{"$f":"IF(CK150=\"\",\"\",MAX(EA150,(CR150+DE150)/2))","v":""},{"$f":"IF(CK150=\"\",\"\",IF(CL150=1,PeriCi(CR150,DI150),PeriTr(CQ150,CU150,DI150)))","v":""},{"$f":"IF(CK150=\"\",\"\",IF(CL150=1,AreaCi(CR150,DI150),AreaTr(CQ150,CU150,DI150)))","v":""},{"$f":"IF(CK150=\"\",\"\",RhCi(DK150,EC150))","v":""},{"$f":"IF(CK150=\"\",\"\",AVERAGE(AC150,J150/ED150))","v":""},{"$f":"IF(CK150=\"\",\"\",hf(CS150,J150,CT150,DK150,EE150))","v":""},{"$f":"IF(CK150=\"\",\"\",LOOKUP(CW150,Tab.4.5!$J$6:$J$27,Tab.4.5!$L$6:$L$27))","v":""},{"$f":"IF(CK150=\"\",\"\",He(EH150,DM150))","v":""},{"$f":"IF(CK150=\"\",\"\",Hs(DM150))","v":""},{"$f":"IF(CK150=\"\",\"\",Hm(EB150,EG150,EI150,EJ150,CS150,CV150))","v":""},{"$f":"IF(CK150=\"\",\"\",EK150/CR150)","v":""},{"$f":"IF(CK150=\"\",\"\",IF(CL150=1,0.438*CR150*SQRT(9.806)*DC150^1.5/CR150^0.4,2/3*0.9*CQ150*DC150*SQRT(2/3*9.806*DC150))*CK150)","v":""},{"$f":"IF(EL150=\"\",\"\",IF(EL150<1.2,\"Cumple\",\"No Cumple\"))","v":""},{"$f":"IF(CK150=\"\",\"\",IF(EA150=\"\",\"\",IF(DV150=\"Supercrítico\",\"Funciona con control a la entrada.\",\"Funciona con control a la salida\")))","v":""},{"$f":"IF(CK150=\"\",\"\",IF(EA150=\"\",\"\",IF(DV150=\"Supercrítico\",IF(EA150>DI150,\"Se presenta resalto hidráulico cerca de la salida.\",\"\"),\"\")))","v":""},{"$f":"IF(CK150=\"\",\"\",ES150)","v":""},{"$f":" CONCATENATE(\"K45+\",D150-45000, \" (\",A150,\")\",\" \",B150)","v":"K45+-45000 () "},{"$f":"IF(B150=\"Existe.\",IF(AE150=1,CONCATENATE(#REF!,AK150,\" m.\"),CONCATENATE(#REF!,AJ150,\" m x \",AK150,\" m.\")),IF(CL150=1,CONCATENATE(#REF!,CR150,\" m.\"),CONCATENATE(#REF!,CQ150,\" m x \",CR150,\" m.\")))","v":{"$error":"#REF!"}},{"$f":"IF(AI150=2,CONCATENATE(\"Concreto, L = \",AL150,\" m, S = \",AO150*100,\" %.\"),CONCATENATE(\"Concreto, L = \",CS150,\" m, S = \",CV150*100,\" %.\"))","v":"Concreto, L =  m, S = 0 %."},{"$f":"IF(B150=\"Existe.\",\"\",CONCATENATE(\"Cota clave eje= \",CZ150,\" msnm.\"))","v":"Cota clave eje= 0 msnm."},null,null,null,{"$f":"IF(EV150=\"\",\"\",N150)","v":""},{"$f":"IF(EV150=\"\",\"\",EW150/EX150)","v":""},{"$f":"IF(EV150=\"\",\"\",ATAN(EZ150)*(180/PI()))","v":""},{"$f":"IF(EV150=\"\",\"\",EX150*(SIN(FA150*PI()/180)))","v":""},{"$f":"IF(EV150=\"\",\"\",(EW150^2+EX150^2)^0.5)","v":""},{"$f":"IF(EV150=\"\",\"\",VLOOKUP(EY150,'Estructura escalonada'!$D$3:$H$953,2))","v":""},{"$f":"IF(EV150=\"\",\"\",EV150*FD150)","v":""},{"$f":"IF(EV150=\"\",\"\",(2*FD150+EV150))","v":""},{"$f":"IF(EV150=\"\",\"\",FE150/FF150)","v":""},{"$f":"IF(EV150=\"\",\"\",18*LOG10(6*FG150/(FB150/2)))","v":""},{"$f":"IF(EV150=\"\",\"\",FH150*(FG150*EZ150)^0.5)","v":""},{"$f":"IF(EV150=\"\",\"\",IF(FD150+0.15<0.5,0.5,IF(FD150+0.15<1,1,\"Amplíe el ancho B\")))","v":""}]
[null,null,null,null,null,null,null,null,null,null,null,0,null,0,null,null,null,null,null,null,{"$f":"IF(K151=\"No\",\"\",IF(O151=\"\",YcCi(P151,N151),YcTr(N151,O151,S151)))","v":{"$error":"#VALUE!"}},{"$f":"IF(K151=\"No\",\"\",IF(O151=\"\",Teta1(U151,P151),\"-\"))","v":{"$error":"#VALUE!"}},{"$error":"#VALUE!"},{"$error":"#VALUE!"},{"$f":"IF(K151=\"No\",\"\",IF(O151=\"\",Ynci(P151,N151,R151,T151),YnTr(1,R151,O151,S151,T151,N151)))","v":{"$error":"#VALUE!"}},{"$f":"IF(K151=\"No\",\"\",IF(O151=\"\",Teta1(Y151,P151),\"-\"))","v":{"$error":"#VALUE!"}},{"$f":"IF(K151=\"No\",\"\",IF(O151=\"\",AreaCi(P151,Y151),AreaTr(O151,S151,Y151)))","v":{"$error":"#VALUE!"}},{"$f":"IF(K151=\"No\",\"\",IF(O151=\"\",FrCi(AC151,9.806,Z151,P151),FrTr(AC151,9.806,O151,S151,Y151)))","v":{"$error":"#VALUE!"}},{"$error":"#VALUE!"},null,null,null,null,null,null,null,null,null,null,null,null,null,null,null,0,0,"","","",{"$f":"IF(AD151=\"\",\"\",IF(AE151=1,YcCi(AK151,J151),YcTr(J151,AJ151,AN151)))","v":""},{"$f":"IF(AD151=\"\",\"\",IF(AE151=1,Teta1(AX151,AK151),\"-\"))","v":""},{"$f":"IF(AD151=\"\",\"\",IF(AE151=1,AreaCi(AK151,AX151),AreaTr(AJ151,AN151,AX151)))","v":""},"",{"$f":"IF(AD151=\"\",\"\",IF(AE151=1,Ynci(AK151,J151,AM151,AO151),YnTr(1,AM151,AJ151,AN151,AO151,J151)))","v":""},{"$f":"IF(AD151=\"\",\"\",IF(AE151=1,Teta1(BB151,AK151),\"-\"))","v":""},{"$f":"IF(AD151=\"\",\"\",IF(AE151=1,AreaCi(AK151,BB151),AreaTr(AJ151,AN151,BB151)))","v":""},{"$f":"IF(AD151=\"\",\"\",IF(AE151=1,FrCi(BF151,9.806,BC151,AK151),FrTr(BF151,9.806,AJ151,AN151,BB151)))","v":""},"",{"$f":"IF(AD151=\"\",\"\",IF(AE151=1,LOOKUP(AI151,'Vmáx(material) - Tab.4.3'!$L$2:$L$11,'Vmáx(material) - Tab.4.3'!$M$2:$M$11),LOOKUP(AI151,'Vmáx(material) - Tab.4.3'!$L$15,'Vmáx(material) - Tab.4.3'!$M$15)))","v":""},{"$f":"IF(AD151=\"\",\"\",VLOOKUP($AH151,'Vmáx(material) - Tab.4.3'!$R$35:$X$41,2))","v":""},{"$f":"IF(AD151=\"\",\"\",VLOOKUP($AH151,'Vmáx(material) - Tab.4.3'!$R$35:$X$41,3))","v":""},{"$f":"IF(AD151=\"\",\"\",VLOOKUP($AH151,'Vmáx(material) - Tab.4.3'!$R$35:$X$41,4))","v":""},{"$f":"IF(AD151=\"\",\"\",VLOOKUP($AH151,'Vmáx(material) - Tab.4.3'!$R$35:$X$41,5))","v":""},{"$f":"IF(AD151=\"\",\"\",VLOOKUP($AH151,'Vmáx(material) - Tab.4.3'!$R$35:$X$41,6))","v":""},{"$f":"IF(AD151=\"\",\"\",IF(AD151=\"\",\"\",VLOOKUP($AH151,'Vmáx(material) - Tab.4.3'!$R$35:$X$41,7)))","v":""},{"$f":"IF(AD151=\"\",\"\",IF(AE151=1,FCi(J151,AK151),FTr(J151,AJ151,AK151)))","v":""},"",{"$f":"IF(AD151=\"\",\"\",Hw(BH151,BI151,BJ151,BK151,BL151,BM151,Z,BN151,AO151,AK151))","v":""},"","","","",{"$f":"IF(AD151=\"\",\"\",ho(BT151,AK151,AX151))","v":""},{"$f":"IF(AD151=\"\",\"\",IF(AE151=1,PeriCi(AK151,BB151),PeriTr(AJ151,AN151,BB151)))","v":""},{"$f":"IF(AD151=\"\",\"\",IF(AE151=1,AreaCi(AK151,BB151),AreaTr(AJ151,AN151,BB151)))","v":""},{"$f":"IF(AD151=\"\",\"\",RhCi(BW151,BV151))","v":""},"",{"$f":"IF(AD151=\"\",\"\",hf(AL151,J151,AM151,BW151,BX151))","v":""},{"$f":"IF(AD151=\"\",\"\",LOOKUP(AP151,Tab.4.5!$J$6:$J$27,Tab.4.5!$L$6:$L$27))","v":""},{"$f":"IF(AD151=\"\",\"\",He(CA151,BY151))","v":""},{"$f":"IF(AD151=\"\",\"\",Hs(BY151))","v":""},{"$f":"IF(AD151=\"\",\"\",Hm(BU151,BZ151,CB151,CC151,AL151,AO151))","v":""},"","","","","","",null,null,null,null,null,null,null,null,null,null,null,null,null,null,null,0,0,0,0,0,{"$f":"IF(CK151=\"\",\"\",IF(CL151=1,YcCi(CR151,J151),YcTr(J151,CQ151,CU151)))","v":""},{"$f":"IF(CK151=\"\",\"\",IF(CL151=1,Teta1(DE151,CR151),\"-\"))","v":""},"","",{"$f":"IF(CK151=\"\",\"\",IF(CL151=1,Ynci(CR151,J151,CT151,CV151),YnTr(1,CT151,CQ151,CU151,CV151,J151)))","v":""},{"$f":"IF(CK151=\"\",\"\",IF(CL151=1,Teta1(DI151,CR151),\"-\"))","v":""},{"$f":"IF(CK151=\"\",\"\",IF(CL151=1,AreaCi(CR151,J151),AreaTr(CQ151,CU151,DI151)))","v":""},{"$f":"IF(CK151=\"\",\"\",IF(CL151=1,FrCi(DM151,9.806,DJ151,CR151),FrTr(DM151,9.806,CQ151,CU151,DI151)))","v":""},"",{"$f":"IF(CK151=\"\",\"\",IF(CL151=1,LOOKUP(CP151,'Vmáx(material) - Tab.4.3'!$L$2:$L$11,'Vmáx(material) - Tab.4.3'!$M$2:$M$11),LOOKUP(CP151,'Vmáx(material) - Tab.4.3'!$L$15,'Vmáx(material) - Tab.4.3'!$M$15)))","v":""},{"$f":"IF(CK151=\"\",\"\",VLOOKUP($CO151,'Vmáx(material) - Tab.4.3'!$R$35:$X$41,2))","v":""},{"$f":"IF(CK151=\"\",\"\",VLOOKUP($CO151,'Vmáx(material) - Tab.4.3'!$R$35:$X$41,3))","v":""},{"$f":"IF(CK151=\"\",\"\",VLOOKUP($CO151,'Vmáx(material) - Tab.4.3'!$R$35:$X$41,4))","v":""},{"$f":"IF(CK151=\"\",\"\",VLOOKUP($CO151,'Vmáx(material) - Tab.4.3'!$R$35:$X$41,5))","v":""},{"$f":"IF(CK151=\"\",\"\",VLOOKUP($CO151,'Vmáx(material) - Tab.4.3'!$R$35:$X$41,6))","v":""},{"$f":"IF(CK151=\"\",\"\",IF(CK151=\"\",\"\",VLOOKUP(CO151,'Vmáx(material) - Tab.4.3'!$R$35:$X$41,7)))","v":""},{"$f":"IF(CK151=\"\",\"\",IF(CL151=1,FCi(J151,CR151),FTr(J151,CQ151,CR151)))","v":""},"",{"$f":"IF(CK151=\"\",\"\",Hw(DO151,DP151,DQ151,DR151,DS151,DT151,Z,DU151,CV151,CR151))","v":""},"","","","","",{"$f":"IF(CK151=\"\",\"\",IF(CL151=1,PeriCi(CR151,DI151),PeriTr(CQ151,CU151,DI151)))","v":""},{"$f":"IF(CK151=\"\",\"\",IF(CL151=1,AreaCi(CR151,DI151),AreaTr(CQ151,CU151,DI151)))","v":""},{"$f":"IF(CK151=\"\",\"\",RhCi(DK151,EC151))","v":""},"",{"$f":"IF(CK151=\"\",\"\",hf(CS151,J151,CT151,DK151,EE151))","v":""},{"$f":"IF(CK151=\"\",\"\",LOOKUP(CW151,Tab.4.5!$J$6:$J$27,Tab.4.5!$L$6:$L$27))","v":""},{"$f":"IF(CK151=\"\",\"\",He(EH151,DM151))","v":""},{"$f":"IF(CK151=\"\",\"\",Hs(DM151))","v":""},{"$f":"IF(CK151=\"\",\"\",Hm(EB151,EG151,EI151,EJ151,CS151,CV151))","v":""},"","","","","","","K45+-45000 () ",{"$f":"IF(B151=\"Existe.\",IF(AE151=1,CONCATENATE(#REF!,AK151,\" m.\"),CONCATENATE(#REF!,AJ151,\" m x \",AK151,\" m.\")),IF(CL151=1,CONCATENATE(#REF!,CR151,\" m.\"),CONCATENATE(#REF!,CQ151,\" m x \",CR151,\" m.\")))","v":{"$error":"#REF!"}},"Concreto, L =  m, S = 0 %.","Cota clave eje= 0 msnm.",null,null,null,"","","","","",{"$f":"IF(EV151=\"\",\"\",VLOOKUP(EY151,'Estructura escalonada'!$D$3:$H$953,2))","v":""},"","","","","",""]
[null,null,null,null,null,null,null,null,null,null,null,0,null,0,null,null,null,null,null,null,{"$f":"IF(K152=\"No\",\"\",IF(O152=\"\",YcCi(P152,N152),YcTr(N152,O152,S152)))","v":{"$error":"#VALUE!"}},{"$f":"IF(K152=\"No\",\"\",IF(O152=\"\",Teta1(U152,P152),\"-\"))","v":{"$error":"#VALUE!"}},{"$error":"#VALUE!"},{"$error":"#VALUE!"},{"$f":"IF(K152=\"No\",\"\",IF(O152=\"\",Ynci(P152,N152,R152,T152),YnTr(1,R152,O152,S152,T152,N152)))","v":{"$error":"#VALUE!"}},{"$f":"IF(K152=\"No\",\"\",IF(O152=\"\",Teta1(Y152,P152),\"-\"))","v":{"$error":"#VALUE!"}},{"$f":"IF(K152=\"No\",\"\",IF(O152=\"\",AreaCi(P152,Y152),AreaTr(O152,S152,Y152)))","v":{"$error":"#VALUE!"}},{"$f":"IF(K152=\"No\",\"\",IF(O152=\"\",FrCi(AC152,9.806,Z152,P152),FrTr(AC152,9.806,O152,S152,Y152)))","v":{"$error":"#VALUE!"}},{"$error":"#VALUE!"},null,null,null,null,null,null,null,null,null,null,null,null,null,null,null,0,0,"","","",{"$f":"IF(AD152=\"\",\"\",IF(AE152=1,YcCi(AK152,J152),YcTr(J152,AJ152,AN152)))","v":""},{"$f":"IF(AD152=\"\",\"\",IF(AE152=1,Teta1(AX152,AK152),\"-\"))","v":""},{"$f":"IF(AD152=\"\",\"\",IF(AE152=1,AreaCi(AK152,AX152),AreaTr(AJ152,AN152,AX152)))","v":""},"",{"$f":"IF(AD152=\"\",\"\",IF(AE152=1,Ynci(AK152,J152,AM152,AO152),YnTr(1,AM152,AJ152,AN152,AO152,J152)))","v":""},{"$f":"IF(AD152=\"\",\"\",IF(AE152=1,Teta1(BB152,AK152),\"-\"))","v":""},{"$f":"IF(AD152=\"\",\"\",IF(AE152=1,AreaCi(AK152,BB152),AreaTr(AJ152,AN152,BB152)))","v":""},{"$f":"IF(AD152=\"\",\"\",IF(AE152=1,FrCi(BF152,9.806,BC152,AK152),FrTr(BF152,9.806,AJ152,AN152,BB152)))","v":""},"",{"$f":"IF(AD152=\"\",\"\",IF(AE152=1,LOOKUP(AI152,'Vmáx(material) - Tab.4.3'!$L$2:$L$11,'Vmáx(material) - Tab.4.3'!$M$2:$M$11),LOOKUP(AI152,'Vmáx(material) - Tab.4.3'!$L$15,'Vmáx(material) - Tab.4.3'!$M$15)))","v":""},{"$f":"IF(AD152=\"\",\"\",VLOOKUP($AH152,'Vmáx(material) - Tab.4.3'!$R$35:$X$41,2))","v":""},{"$f":"IF(AD152=\"\",\"\",VLOOKUP($AH152,'Vmáx(material) - Tab.4.3'!$R$35:$X$41,3))","v":""},{"$f":"IF(AD152=\"\",\"\",VLOOKUP($AH152,'Vmáx(material) - Tab.4.3'!$R$35:$X$41,4))","v":""},{"$f":"IF(AD152=\"\",\"\",VLOOKUP($AH152,'Vmáx(material) - Tab.4.3'!$R$35:$X$41,5))","v":""},{"$f":"IF(AD152=\"\",\"\",VLOOKUP($AH152,'Vmáx(material) - Tab.4.3'!$R$35:$X$41,6))","v":""},{"$f":"IF(AD152=\"\",\"\",IF(AD152=\"\",\"\",VLOOKUP($AH152,'Vmáx(material) - Tab.4.3'!$R$35:$X$41,7)))","v":""},{"$f":"IF(AD152=\"\",\"\",IF(AE152=1,FCi(J152,AK152),FTr(J152,AJ152,AK152)))","v":""},"",{"$f":"IF(AD152=\"\",\"\",Hw(BH152,BI152,BJ152,BK152,BL152,BM152,Z,BN152,AO152,AK152))","v":""},"","","","",{"$f":"IF(AD152=\"\",\"\",ho(BT152,AK152,AX152))","v":""},{"$f":"IF(AD152=\"\",\"\",IF(AE152=1,PeriCi(AK152,BB152),PeriTr(AJ152,AN152,BB152)))","v":""},{"$f":"IF(AD152=\"\",\"\",IF(AE152=1,AreaCi(AK152,BB152),AreaTr(AJ152,AN152,BB152)))","v":""},{"$f":"IF(AD152=\"\",\"\",RhCi(BW152,BV152))","v":""},"",{"$f":"IF(AD152=\"\",\"\",hf(AL152,J152,AM152,BW152,BX152))","v":""},{"$f":"IF(AD152=\"\",\"\",LOOKUP(AP152,Tab.4.5!$J$6:$J$27,Tab.4.5!$L$6:$L$27))","v":""},{"$f":"IF(AD152=\"\",\"\",He(CA152,BY152))","v":""},{"$f":"IF(AD152=\"\",\"\",Hs(BY152))","v":""},{"$f":"IF(AD152=\"\",\"\",Hm(BU152,BZ152,CB152,CC152,AL152,AO152))","v":""},"","","","","","",null,null,null,null,null,null,null,null,null,null,null,null,null,null,null,0,0,0,0,0,{"$f":"IF(CK152=\"\",\"\",IF(CL152=1,YcCi(CR152,J152),YcTr(J152,CQ152,CU152)))","v":""},{"$f":"IF(CK152=\"\",\"\",IF(CL152=1,Teta1(DE152,CR152),\"-\"))","v":""},"","",{"$f":"IF(CK152=\"\",\"\",IF(CL152=1,Ynci(CR152,J152,CT152,CV152),YnTr(1,CT152,CQ152,CU152,CV152,J152)))","v":""},{"$f":"IF(CK152=\"\",\"\",IF(CL152=1,Teta1(DI152,CR152),\"-\"))","v":""},{"$f":"IF(CK152=\"\",\"\",IF(CL152=1,AreaCi(CR152,J152),AreaTr(CQ152,CU152,DI152)))","v":""},{"$f":"IF(CK152=\"\",\"\",IF(CL152=1,FrCi(DM152,9.806,DJ152,CR152),FrTr(DM152,9.806,CQ152,CU152,DI152)))","v":""},"",{"$f":"IF(CK152=\"\",\"\",IF(CL152=1,LOOKUP(CP152,'Vmáx(material) - Tab.4.3'!$L$2:$L$11,'Vmáx(material) - Tab.4.3'!$M$2:$M$11),LOOKUP(CP152,'Vmáx(material) - Tab.4.3'!$L$15,'Vmáx(material) - Tab.4.3'!$M$15)))","v":""},{"$f":"IF(CK152=\"\",\"\",VLOOKUP($CO152,'Vmáx(material) - Tab.4.3'!$R$35:$X$41,2))","v":""},{"$f":"IF(CK152=\"\",\"\",VLOOKUP($CO152,'Vmáx(material) - Tab.4.3'!$R$35:$X$41,3))","v":""},{"$f":"IF(CK152=\"\",\"\",VLOOKUP($CO152,'Vmáx(material) - Tab.4.3'!$R$35:$X$41,4))","v":""},{"$f":"IF(CK152=\"\",\"\",VLOOKUP($CO152,'Vmáx(material) - Tab.4.3'!$R$35:$X$41,5))","v":""},{"$f":"IF(CK152=\"\",\"\",VLOOKUP($CO152,'Vmáx(material) - Tab.4.3'!$R$35:$X$41,6))","v":""},{"$f":"IF(CK152=\"\",\"\",IF(CK152=\"\",\"\",VLOOKUP(CO152,'Vmáx(material) - Tab.4.3'!$R$35:$X$41,7)))","v":""},{"$f":"IF(CK152=\"\",\"\",IF(CL152=1,FCi(J152,CR152),FTr(J152,CQ152,CR152)))","v":""},"",{"$f":"IF(CK152=\"\",\"\",Hw(DO152,DP152,DQ152,DR152,DS152,DT152,Z,DU152,CV152,CR152))","v":""},"","","","","",{"$f":"IF(CK152=\"\",\"\",IF(CL152=1,PeriCi(CR152,DI152),PeriTr(CQ152,CU152,DI152)))","v":""},{"$f":"IF(CK152=\"\",\"\",IF(CL152=1,AreaCi(CR152,DI152),AreaTr(CQ152,CU152,DI152)))","v":""},{"$f":"IF(CK152=\"\",\"\",RhCi(DK152,EC152))","v":""},"",{"$f":"IF(CK152=\"\",\"\",hf(CS152,J152,CT152,DK152,EE152))","v":""},{"$f":"IF(CK152=\"\",\"\",LOOKUP(CW152,Tab.4.5!$J$6:$J$27,Tab.4.5!$L$6:$L$27))","v":""},{"$f":"IF(CK152=\"\",\"\",He(EH152,DM152))","v":""},{"$f":"IF(CK152=\"\",\"\",Hs(DM152))","v":""},{"$f":"IF(CK152=\"\",\"\",Hm(EB152,EG152,EI152,EJ152,CS152,CV152))","v":""},"","","","","","","K45+-45000 () ",{"$f":"IF(B152=\"Existe.\",IF(AE152=1,CONCATENATE(#REF!,AK152,\" m.\"),CONCATENATE(#REF!,AJ152,\" m x \",AK152,\" m.\")),IF(CL152=1,CONCATENATE(#REF!,CR152,\" m.\"),CONCATENATE(#REF!,CQ152,\" m x \",CR152,\" m.\")))","v":{"$error":"#REF!"}},"Concreto, L =  m, S = 0 %.","Cota clave eje= 0 msnm.",null,null,null,"","","","","",{"$f":"IF(EV152=\"\",\"\",VLOOKUP(EY152,'Estructura escalonada'!$D$3:$H$953,2))","v":""},"","","","","",""]
[null,null,null,null,null,null,null,null,null,null,null,0,null,0,null,null,null,null,null,null,{"$f":"IF(K153=\"No\",\"\",IF(O153=\"\",YcCi(P153,N153),YcTr(N153,O153,S153)))","v":{"$error":"#VALUE!"}},{"$f":"IF(K153=\"No\",\"\",IF(O153=\"\",Teta1(U153,P153),\"-\"))","v":{"$error":"#VALUE!"}},{"$error":"#VALUE!"},{"$error":"#VALUE!"},{"$f":"IF(K153=\"No\",\"\",IF(O153=\"\",Ynci(P153,N153,R153,T153),YnTr(1,R153,O153,S153,T153,N153)))","v":{"$error":"#VALUE!"}},{"$f":"IF(K153=\"No\",\"\",IF(O153=\"\",Teta1(Y153,P153),\"-\"))","v":{"$error":"#VALUE!"}},{"$f":"IF(K153=\"No\",\"\",IF(O153=\"\",AreaCi(P153,Y153),AreaTr(O153,S153,Y153)))","v":{"$error":"#VALUE!"}},{"$f":"IF(K153=\"No\",\"\",IF(O153=\"\",FrCi(AC153,9.806,Z153,P153),FrTr(AC153,9.806,O153,S153,Y153)))","v":{"$error":"#VALUE!"}},{"$error":"#VALUE!"},null,null,null,null,null,null,null,null,null,null,null,null,null,null,null,0,0,"","","",{"$f":"IF(AD153=\"\",\"\",IF(AE153=1,YcCi(AK153,J153),YcTr(J153,AJ153,AN153)))","v":""},{"$f":"IF(AD153=\"\",\"\",IF(AE153=1,Teta1(AX153,AK153),\"-\"))","v":""},{"$f":"IF(AD153=\"\",\"\",IF(AE153=1,AreaCi(AK153,AX153),AreaTr(AJ153,AN153,AX153)))","v":""},"",{"$f":"IF(AD153=\"\",\"\",IF(AE153=1,Ynci(AK153,J153,AM153,AO153),YnTr(1,AM153,AJ153,AN153,AO153,J153)))","v":""},{"$f":"IF(AD153=\"\",\"\",IF(AE153=1,Teta1(BB153,AK153),\"-\"))","v":""},{"$f":"IF(AD153=\"\",\"\",IF(AE153=1,AreaCi(AK153,BB153),AreaTr(AJ153,AN153,BB153)))","v":""},{"$f":"IF(AD153=\"\",\"\",IF(AE153=1,FrCi(BF153,9.806,BC153,AK153),FrTr(BF153,9.806,AJ153,AN153,BB153)))","v":""},"",{"$f":"IF(AD153=\"\",\"\",IF(AE153=1,LOOKUP(AI153,'Vmáx(material) - Tab.4.3'!$L$2:$L$11,'Vmáx(material) - Tab.4.3'!$M$2:$M$11),LOOKUP(AI153,'Vmáx(material) - Tab.4.3'!$L$15,'Vmáx(material) - Tab.4.3'!$M$15)))","v":""},{"$f":"IF(AD153=\"\",\"\",VLOOKUP($AH153,'Vmáx(material) - Tab.4.3'!$R$35:$X$41,2))","v":""},{"$f":"IF(AD153=\"\",\"\",VLOOKUP($AH153,'Vmáx(material) - Tab.4.3'!$R$35:$X$41,3))","v":""},{"$f":"IF(AD153=\"\",\"\",VLOOKUP($AH153,'Vmáx(material) - Tab.4.3'!$R$35:$X$41,4))","v":""},{"$f":"IF(AD153=\"\",\"\",VLOOKUP($AH153,'Vmáx(material) - Tab.4.3'!$R$35:$X$41,5))","v":""},{"$f":"IF(AD153=\"\",\"\",VLOOKUP($AH153,'Vmáx(material) - Tab.4.3'!$R$35:$X$41,6))","v":""},{"$f":"IF(AD153=\"\",\"\",IF(AD153=\"\",\"\",VLOOKUP($AH153,'Vmáx(material) - Tab.4.3'!$R$35:$X$41,7)))","v":""},{"$f":"IF(AD153=\"\",\"\",IF(AE153=1,FCi(J153,AK153),FTr(J153,AJ153,AK153)))","v":""},"",{"$f":"IF(AD153=\"\",\"\",Hw(BH153,BI153,BJ153,BK153,BL153,BM153,Z,BN153,AO153,AK153))","v":""},"","","","",{"$f":"IF(AD153=\"\",\"\",ho(BT153,AK153,AX153))","v":""},{"$f":"IF(AD153=\"\",\"\",IF(AE153=1,PeriCi(AK153,BB153),PeriTr(AJ153,AN153,BB153)))","v":""},{"$f":"IF(AD153=\"\",\"\",IF(AE153=1,AreaCi(AK153,BB153),AreaTr(AJ153,AN153,BB153)))","v":""},{"$f":"IF(AD153=\"\",\"\",RhCi(BW153,BV153))","v":""},"",{"$f":"IF(AD153=\"\",\"\",hf(AL153,J153,AM153,BW153,BX153))","v":""},{"$f":"IF(AD153=\"\",\"\",LOOKUP(AP153,Tab.4.5!$J$6:$J$27,Tab.4.5!$L$6:$L$27))","v":""},{"$f":"IF(AD153=\"\",\"\",He(CA153,BY153))","v":""},{"$f":"IF(AD153=\"\",\"\",Hs(BY153))","v":""},{"$f":"IF(AD153=\"\",\"\",Hm(BU153,BZ153,CB153,CC153,AL153,AO153))","v":""},"","","","","","",null,null,null,null,null,null,null,null,null,null,null,null,null,null,null,0,0,0,0,0,{"$f":"IF(CK153=\"\",\"\",IF(CL153=1,YcCi(CR153,J153),YcTr(J153,CQ153,CU153)))","v":""},{"$f":"IF(CK153=\"\",\"\",IF(CL153=1,Teta1(DE153,CR153),\"-\"))","v":""},"","",{"$f":"IF(CK153=\"\",\"\",IF(CL153=1,Ynci(CR153,J153,CT153,CV153),YnTr(1,CT153,CQ153,CU153,CV153,J153)))","v":""},{"$f":"IF(CK153=\"\",\"\",IF(CL153=1,Teta1(DI153,CR153),\"-\"))","v":""},{"$f":"IF(CK153=\"\",\"\",IF(CL153=1,AreaCi(CR153,J153),AreaTr(CQ153,CU153,DI153)))","v":""},{"$f":"IF(CK153=\"\",\"\",IF(CL153=1,FrCi(DM153,9.806,DJ153,CR153),FrTr(DM153,9.806,CQ153,CU153,DI153)))","v":""},"",{"$f":"IF(CK153=\"\",\"\",IF(CL153=1,LOOKUP(CP153,'Vmáx(material) - Tab.4.3'!$L$2:$L$11,'Vmáx(material) - Tab.4.3'!$M$2:$M$11),LOOKUP(CP153,'Vmáx(material) - Tab.4.3'!$L$15,'Vmáx(material) - Tab.4.3'!$M$15)))","v":""},{"$f":"IF(CK153=\"\",\"\",VLOOKUP($CO153,'Vmáx(material) - Tab.4.3'!$R$35:$X$41,2))","v":""},{"$f":"IF(CK153=\"\",\"\",VLOOKUP($CO153,'Vmáx(material) - Tab.4.3'!$R$35:$X$41,3))","v":""},{"$f":"IF(CK153=\"\",\"\",VLOOKUP($CO153,'Vmáx(material) - Tab.4.3'!$R$35:$X$41,4))","v":""},{"$f":"IF(CK153=\"\",\"\",VLOOKUP($CO153,'Vmáx(material) - Tab.4.3'!$R$35:$X$41,5))","v":""},{"$f":"IF(CK153=\"\",\"\",VLOOKUP($CO153,'Vmáx(material) - Tab.4.3'!$R$35:$X$41,6))","v":""},{"$f":"IF(CK153=\"\",\"\",IF(CK153=\"\",\"\",VLOOKUP(CO153,'Vmáx(material) - Tab.4.3'!$R$35:$X$41,7)))","v":""},{"$f":"IF(CK153=\"\",\"\",IF(CL153=1,FCi(J153,CR153),FTr(J153,CQ153,CR153)))","v":""},"",{"$f":"IF(CK153=\"\",\"\",Hw(DO153,DP153,DQ153,DR153,DS153,DT153,Z,DU153,CV153,CR153))","v":""},"","","","","",{"$f":"IF(CK153=\"\",\"\",IF(CL153=1,PeriCi(CR153,DI153),PeriTr(CQ153,CU153,DI153)))","v":""},{"$f":"IF(CK153=\"\",\"\",IF(CL153=1,AreaCi(CR153,DI153),AreaTr(CQ153,CU153,DI153)))","v":""},{"$f":"IF(CK153=\"\",\"\",RhCi(DK153,EC153))","v":""},"",{"$f":"IF(CK153=\"\",\"\",hf(CS153,J153,CT153,DK153,EE153))","v":""},{"$f":"IF(CK153=\"\",\"\",LOOKUP(CW153,Tab.4.5!$J$6:$J$27,Tab.4.5!$L$6:$L$27))","v":""},{"$f":"IF(CK153=\"\",\"\",He(EH153,DM153))","v":""},{"$f":"IF(CK153=\"\",\"\",Hs(DM153))","v":""},{"$f":"IF(CK153=\"\",\"\",Hm(EB153,EG153,EI153,EJ153,CS153,CV153))","v":""},"","","","","","","K45+-45000 () ",{"$f":"IF(B153=\"Existe.\",IF(AE153=1,CONCATENATE(#REF!,AK153,\" m.\"),CONCATENATE(#REF!,AJ153,\" m x \",AK153,\" m.\")),IF(CL153=1,CONCATENATE(#REF!,CR153,\" m.\"),CONCATENATE(#REF!,CQ153,\" m x \",CR153,\" m.\")))","v":{"$error":"#REF!"}},"Concreto, L =  m, S = 0 %.","Cota clave eje= 0 msnm.",null,null,null,"","","","","",{"$f":"IF(EV153=\"\",\"\",VLOOKUP(EY153,'Estructura escalonada'!$D$3:$H$953,2))","v":""},"","","","","",""]
[null,null,null,null,null,null,null,null,null,null,null,0,null,0,null,null,null,null,null,null,{"$f":"IF(K154=\"No\",\"\",IF(O154=\"\",YcCi(P154,N154),YcTr(N154,O154,S154)))","v":{"$error":"#VALUE!"}},{"$f":"IF(K154=\"No\",\"\",IF(O154=\"\",Teta1(U154,P154),\"-\"))","v":{"$error":"#VALUE!"}},{"$error":"#VALUE!"},{"$error":"#VALUE!"},{"$f":"IF(K154=\"No\",\"\",IF(O154=\"\",Ynci(P154,N154,R154,T154),YnTr(1,R154,O154,S154,T154,N154)))","v":{"$error":"#VALUE!"}},{"$f":"IF(K154=\"No\",\"\",IF(O154=\"\",Teta1(Y154,P154),\"-\"))","v":{"$error":"#VALUE!"}},{"$f":"IF(K154=\"No\",\"\",IF(O154=\"\",AreaCi(P154,Y154),AreaTr(O154,S154,Y154)))","v":{"$error":"#VALUE!"}},{"$f":"IF(K154=\"No\",\"\",IF(O154=\"\",FrCi(AC154,9.806,Z154,P154),FrTr(AC154,9.806,O154,S154,Y154)))","v":{"$error":"#VALUE!"}},{"$error":"#VALUE!"},null,null,null,null,null,null,null,null,null,null,null,null,null,null,null,0,0,"","","",{"$f":"IF(AD154=\"\",\"\",IF(AE154=1,YcCi(AK154,J154),YcTr(J154,AJ154,AN154)))","v":""},{"$f":"IF(AD154=\"\",\"\",IF(AE154=1,Teta1(AX154,AK154),\"-\"))","v":""},{"$f":"IF(AD154=\"\",\"\",IF(AE154=1,AreaCi(AK154,AX154),AreaTr(AJ154,AN154,AX154)))","v":""},"",{"$f":"IF(AD154=\"\",\"\",IF(AE154=1,Ynci(AK154,J154,AM154,AO154),YnTr(1,AM154,AJ154,AN154,AO154,J154)))","v":""},{"$f":"IF(AD154=\"\",\"\",IF(AE154=1,Teta1(BB154,AK154),\"-\"))","v":""},{"$f":"IF(AD154=\"\",\"\",IF(AE154=1,AreaCi(AK154,BB154),AreaTr(AJ154,AN154,BB154)))","v":""},{"$f":"IF(AD154=\"\",\"\",IF(AE154=1,FrCi(BF154,9.806,BC154,AK154),FrTr(BF154,9.806,AJ154,AN154,BB154)))","v":""},"",{"$f":"IF(AD154=\"\",\"\",IF(AE154=1,LOOKUP(AI154,'Vmáx(material) - Tab.4.3'!$L$2:$L$11,'Vmáx(material) - Tab.4.3'!$M$2:$M$11),LOOKUP(AI154,'Vmáx(material) - Tab.4.3'!$L$15,'Vmáx(material) - Tab.4.3'!$M$15)))","v":""},{"$f":"IF(AD154=\"\",\"\",VLOOKUP($AH154,'Vmáx(material) - Tab.4.3'!$R$35:$X$41,2))","v":""},{"$f":"IF(AD154=\"\",\"\",VLOOKUP($AH154,'Vmáx(material) - Tab.4.3'!$R$35:$X$41,3))","v":""},{"$f":"IF(AD154=\"\",\"\",VLOOKUP($AH154,'Vmáx(material) - Tab.4.3'!$R$35:$X$41,4))","v":""},{"$f":"IF(AD154=\"\",\"\",VLOOKUP($AH154,'Vmáx(material) - Tab.4.3'!$R$35:$X$41,5))","v":""},{"$f":"IF(AD154=\"\",\"\",VLOOKUP($AH154,'Vmáx(material) - Tab.4.3'!$R$35:$X$41,6))","v":""},{"$f":"IF(AD154=\"\",\"\",IF(AD154=\"\",\"\",VLOOKUP($AH154,'Vmáx(material) - Tab.4.3'!$R$35:$X$41,7)))","v":""},{"$f":"IF(AD154=\"\",\"\",IF(AE154=1,FCi(J154,AK154),FTr(J154,AJ154,AK154)))","v":""},"",{"$f":"IF(AD154=\"\",\"\",Hw(BH154,BI154,BJ154,BK154,BL154,BM154,Z,BN154,AO154,AK154))","v":""},"","","","",{"$f":"IF(AD154=\"\",\"\",ho(BT154,AK154,AX154))","v":""},{"$f":"IF(AD154=\"\",\"\",IF(AE154=1,PeriCi(AK154,BB154),PeriTr(AJ154,AN154,BB154)))","v":""},{"$f":"IF(AD154=\"\",\"\",IF(AE154=1,AreaCi(AK154,BB154),AreaTr(AJ154,AN154,BB154)))","v":""},{"$f":"IF(AD154=\"\",\"\",RhCi(BW154,BV154))","v":""},"",{"$f":"IF(AD154=\"\",\"\",hf(AL154,J154,AM154,BW154,BX154))","v":""},{"$f":"IF(AD154=\"\",\"\",LOOKUP(AP154,Tab.4.5!$J$6:$J$27,Tab.4.5!$L$6:$L$27))","v":""},{"$f":"IF(AD154=\"\",\"\",He(CA154,BY154))","v":""},{"$f":"IF(AD154=\"\",\"\",Hs(BY154))","v":""},{"$f":"IF(AD154=\"\",\"\",Hm(BU154,BZ154,CB154,CC154,AL154,AO154))","v":""},"","","","","","",null,null,null,null,null,null,null,null,null,null,null,null,null,null,null,0,0,0,0,0,{"$f":"IF(CK154=\"\",\"\",IF(CL154=1,YcCi(CR154,J154),YcTr(J154,CQ154,CU154)))","v":""},{"$f":"IF(CK154=\"\",\"\",IF(CL154=1,Teta1(DE154,CR154),\"-\"))","v":""},"","",{"$f":"IF(CK154=\"\",\"\",IF(CL154=1,Ynci(CR154,J154,CT154,CV154),YnTr(1,CT154,CQ154,CU154,CV154,J154)))","v":""},{"$f":"IF(CK154=\"\",\"\",IF(CL154=1,Teta1(DI154,CR154),\"-\"))","v":""},{"$f":"IF(CK154=\"\",\"\",IF(CL154=1,AreaCi(CR154,J154),AreaTr(CQ154,CU154,DI154)))","v":""},{"$f":"IF(CK154=\"\",\"\",IF(CL154=1,FrCi(DM154,9.806,DJ154,CR154),FrTr(DM154,9.806,CQ154,CU154,DI154)))","v":""},"",{"$f":"IF(CK154=\"\",\"\",IF(CL154=1,LOOKUP(CP154,'Vmáx(material) - Tab.4.3'!$L$2:$L$11,'Vmáx(material) - Tab.4.3'!$M$2:$M$11),LOOKUP(CP154,'Vmáx(material) - Tab.4.3'!$L$15,'Vmáx(material) - Tab.4.3'!$M$15)))","v":""},{"$f":"IF(CK154=\"\",\"\",VLOOKUP($CO154,'Vmáx(material) - Tab.4.3'!$R$35:$X$41,2))","v":""},{"$f":"IF(CK154=\"\",\"\",VLOOKUP($CO154,'Vmáx(material) - Tab.4.3'!$R$35:$X$41,3))","v":""},{"$f":"IF(CK154=\"\",\"\",VLOOKUP($CO154,'Vmáx(material) - Tab.4.3'!$R$35:$X$41,4))","v":""},{"$f":"IF(CK154=\"\",\"\",VLOOKUP($CO154,'Vmáx(material) - Tab.4.3'!$R$35:$X$41,5))","v":""},{"$f":"IF(CK154=\"\",\"\",VLOOKUP($CO154,'Vmáx(material) - Tab.4.3'!$R$35:$X$41,6))","v":""},{"$f":"IF(CK154=\"\",\"\",IF(CK154=\"\",\"\",VLOOKUP(CO154,'Vmáx(material) - Tab.4.3'!$R$35:$X$41,7)))","v":""},{"$f":"IF(CK154=\"\",\"\",IF(CL154=1,FCi(J154,CR154),FTr(J154,CQ154,CR154)))","v":""},"",{"$f":"IF(CK154=\"\",\"\",Hw(DO154,DP154,DQ154,DR154,DS154,DT154,Z,DU154,CV154,CR154))","v":""},"","","","","",{"$f":"IF(CK154=\"\",\"\",IF(CL154=1,PeriCi(CR154,DI154),PeriTr(CQ154,CU154,DI154)))","v":""},{"$f":"IF(CK154=\"\",\"\",IF(CL154=1,AreaCi(CR154,DI154),AreaTr(CQ154,CU154,DI154)))","v":""},{"$f":"IF(CK154=\"\",\"\",RhCi(DK154,EC154))","v":""},"",{"$f":"IF(CK154=\"\",\"\",hf(CS154,J154,CT154,DK154,EE154))","v":""},{"$f":"IF(CK154=\"\",\"\",LOOKUP(CW154,Tab.4.5!$J$6:$J$27,Tab.4.5!$L$6:$L$27))","v":""},{"$f":"IF(CK154=\"\",\"\",He(EH154,DM154))","v":""},{"$f":"IF(CK154=\"\",\"\",Hs(DM154))","v":""},{"$f":"IF(CK154=\"\",\"\",Hm(EB154,EG154,EI154,EJ154,CS154,CV154))","v":""},"","","","","","","K45+-45000 () ",{"$f":"IF(B154=\"Existe.\",IF(AE154=1,CONCATENATE(#REF!,AK154,\" m.\"),CONCATENATE(#REF!,AJ154,\" m x \",AK154,\" m.\")),IF(CL154=1,CONCATENATE(#REF!,CR154,\" m.\"),CONCATENATE(#REF!,CQ154,\" m x \",CR154,\" m.\")))","v":{"$error":"#REF!"}},"Concreto, L =  m, S = 0 %.","Cota clave eje= 0 msnm.",null,null,null,"","","","","",{"$f":"IF(EV154=\"\",\"\",VLOOKUP(EY154,'Estructura escalonada'!$D$3:$H$953,2))","v":""},"","","","","",""]
[null,null,null,null,null,null,null,null,null,null,null,0,null,0,null,null,null,null,null,null,{"$f":"IF(K155=\"No\",\"\",IF(O155=\"\",YcCi(P155,N155),YcTr(N155,O155,S155)))","v":{"$error":"#VALUE!"}},{"$f":"IF(K155=\"No\",\"\",IF(O155=\"\",Teta1(U155,P155),\"-\"))","v":{"$error":"#VALUE!"}},{"$error":"#VALUE!"},{"$error":"#VALUE!"},{"$f":"IF(K155=\"No\",\"\",IF(O155=\"\",Ynci(P155,N155,R155,T155),YnTr(1,R155,O155,S155,T155,N155)))","v":{"$error":"#VALUE!"}},{"$f":"IF(K155=\"No\",\"\",IF(O155=\"\",Teta1(Y155,P155),\"-\"))","v":{"$error":"#VALUE!"}},{"$f":"IF(K155=\"No\",\"\",IF(O155=\"\",AreaCi(P155,Y155),AreaTr(O155,S155,Y155)))","v":{"$error":"#VALUE!"}},{"$f":"IF(K155=\"No\",\"\",IF(O155=\"\",FrCi(AC155,9.806,Z155,P155),FrTr(AC155,9.806,O155,S155,Y155)))","v":{"$error":"#VALUE!"}},{"$error":"#VALUE!"},null,null,null,null,null,null,null,null,null,null,null,null,null,null,null,0,0,"","","",{"$f":"IF(AD155=\"\",\"\",IF(AE155=1,YcCi(AK155,J155),YcTr(J155,AJ155,AN155)))","v":""},{"$f":"IF(AD155=\"\",\"\",IF(AE155=1,Teta1(AX155,AK155),\"-\"))","v":""},{"$f":"IF(AD155=\"\",\"\",IF(AE155=1,AreaCi(AK155,AX155),AreaTr(AJ155,AN155,AX155)))","v":""},"",{"$f":"IF(AD155=\"\",\"\",IF(AE155=1,Ynci(AK155,J155,AM155,AO155),YnTr(1,AM155,AJ155,AN155,AO155,J155)))","v":""},{"$f":"IF(AD155=\"\",\"\",IF(AE155=1,Teta1(BB155,AK155),\"-\"))","v":""},{"$f":"IF(AD155=\"\",\"\",IF(AE155=1,AreaCi(AK155,BB155),AreaTr(AJ155,AN155,BB155)))","v":""},{"$f":"IF(AD155=\"\",\"\",IF(AE155=1,FrCi(BF155,9.806,BC155,AK155),FrTr(BF155,9.806,AJ155,AN155,BB155)))","v":""},"",{"$f":"IF(AD155=\"\",\"\",IF(AE155=1,LOOKUP(AI155,'Vmáx(material) - Tab.4.3'!$L$2:$L$11,'Vmáx(material) - Tab.4.3'!$M$2:$M$11),LOOKUP(AI155,'Vmáx(material) - Tab.4.3'!$L$15,'Vmáx(material) - Tab.4.3'!$M$15)))","v":""},{"$f":"IF(AD155=\"\",\"\",VLOOKUP($AH155,'Vmáx(material) - Tab.4.3'!$R$35:$X$41,2))","v":""},{"$f":"IF(AD155=\"\",\"\",VLOOKUP($AH155,'Vmáx(material) - Tab.4.3'!$R$35:$X$41,3))","v":""},{"$f":"IF(AD155=\"\",\"\",VLOOKUP($AH155,'Vmáx(material) - Tab.4.3'!$R$35:$X$41,4))","v":""},{"$f":"IF(AD155=\"\",\"\",VLOOKUP($AH155,'Vmáx(material) - Tab.4.3'!$R$35:$X$41,5))","v":""},{"$f":"IF(AD155=\"\",\"\",VLOOKUP($AH155,'Vmáx(material) - Tab.4.3'!$R$35:$X$41,6))","v":""},{"$f":"IF(AD155=\"\",\"\",IF(AD155=\"\",\"\",VLOOKUP($AH155,'Vmáx(material) - Tab.4.3'!$R$35:$X$41,7)))","v":""},{"$f":"IF(AD155=\"\",\"\",IF(AE155=1,FCi(J155,AK155),FTr(J155,AJ155,AK155)))","v":""},"",{"$f":"IF(AD155=\"\",\"\",Hw(BH155,BI155,BJ155,BK155,BL155,BM155,Z,BN155,AO155,AK155))","v":""},"","","","",{"$f":"IF(AD155=\"\",\"\",ho(BT155,AK155,AX155))","v":""},{"$f":"IF(AD155=\"\",\"\",IF(AE155=1,PeriCi(AK155,BB155),PeriTr(AJ155,AN155,BB155)))","v":""},{"$f":"IF(AD155=\"\",\"\",IF(AE155=1,AreaCi(AK155,BB155),AreaTr(AJ155,AN155,BB155)))","v":""},{"$f":"IF(AD155=\"\",\"\",RhCi(BW155,BV155))","v":""},"",{"$f":"IF(AD155=\"\",\"\",hf(AL155,J155,AM155,BW155,BX155))","v":""},{"$f":"IF(AD155=\"\",\"\",LOOKUP(AP155,Tab.4.5!$J$6:$J$27,Tab.4.5!$L$6:$L$27))","v":""},{"$f":"IF(AD155=\"\",\"\",He(CA155,BY155))","v":""},{"$f":"IF(AD155=\"\",\"\",Hs(BY155))","v":""},{"$f":"IF(AD155=\"\",\"\",Hm(BU155,BZ155,CB155,CC155,AL155,AO155))","v":""},"","","","","","",null,null,null,null,null,null,null,null,null,null,null,null,null,null,null,0,0,0,0,0,{"$f":"IF(CK155=\"\",\"\",IF(CL155=1,YcCi(CR155,J155),YcTr(J155,CQ155,CU155)))","v":""},{"$f":"IF(CK155=\"\",\"\",IF(CL155=1,Teta1(DE155,CR155),\"-\"))","v":""},"","",{"$f":"IF(CK155=\"\",\"\",IF(CL155=1,Ynci(CR155,J155,CT155,CV155),YnTr(1,CT155,CQ155,CU155,CV155,J155)))","v":""},{"$f":"IF(CK155=\"\",\"\",IF(CL155=1,Teta1(DI155,CR155),\"-\"))","v":""},{"$f":"IF(CK155=\"\",\"\",IF(CL155=1,AreaCi(CR155,J155),AreaTr(CQ155,CU155,DI155)))","v":""},{"$f":"IF(CK155=\"\",\"\",IF(CL155=1,FrCi(DM155,9.806,DJ155,CR155),FrTr(DM155,9.806,CQ155,CU155,DI155)))","v":""},"",{"$f":"IF(CK155=\"\",\"\",IF(CL155=1,LOOKUP(CP155,'Vmáx(material) - Tab.4.3'!$L$2:$L$11,'Vmáx(material) - Tab.4.3'!$M$2:$M$11),LOOKUP(CP155,'Vmáx(material) - Tab.4.3'!$L$15,'Vmáx(material) - Tab.4.3'!$M$15)))","v":""},{"$f":"IF(CK155=\"\",\"\",VLOOKUP($CO155,'Vmáx(material) - Tab.4.3'!$R$35:$X$41,2))","v":""},{"$f":"IF(CK155=\"\",\"\",VLOOKUP($CO155,'Vmáx(material) - Tab.4.3'!$R$35:$X$41,3))","v":""},{"$f":"IF(CK155=\"\",\"\",VLOOKUP($CO155,'Vmáx(material) - Tab.4.3'!$R$35:$X$41,4))","v":""},{"$f":"IF(CK155=\"\",\"\",VLOOKUP($CO155,'Vmáx(material) - Tab.4.3'!$R$35:$X$41,5))","v":""},{"$f":"IF(CK155=\"\",\"\",VLOOKUP($CO155,'Vmáx(material) - Tab.4.3'!$R$35:$X$41,6))","v":""},{"$f":"IF(CK155=\"\",\"\",IF(CK155=\"\",\"\",VLOOKUP(CO155,'Vmáx(material) - Tab.4.3'!$R$35:$X$41,7)))","v":""},{"$f":"IF(CK155=\"\",\"\",IF(CL155=1,FCi(J155,CR155),FTr(J155,CQ155,CR155)))","v":""},"",{"$f":"IF(CK155=\"\",\"\",Hw(DO155,DP155,DQ155,DR155,DS155,DT155,Z,DU155,CV155,CR155))","v":""},"","","","","",{"$f":"IF(CK155=\"\",\"\",IF(CL155=1,PeriCi(CR155,DI155),PeriTr(CQ155,CU155,DI155)))","v":""},{"$f":"IF(CK155=\"\",\"\",IF(CL155=1,AreaCi(CR155,DI155),AreaTr(CQ155,CU155,DI155)))","v":""},{"$f":"IF(CK155=\"\",\"\",RhCi(DK155,EC155))","v":""},"",{"$f":"IF(CK155=\"\",\"\",hf(CS155,J155,CT155,DK155,EE155))","v":""},{"$f":"IF(CK155=\"\",\"\",LOOKUP(CW155,Tab.4.5!$J$6:$J$27,Tab.4.5!$L$6:$L$27))","v":""},{"$f":"IF(CK155=\"\",\"\",He(EH155,DM155))","v":""},{"$f":"IF(CK155=\"\",\"\",Hs(DM155))","v":""},{"$f":"IF(CK155=\"\",\"\",Hm(EB155,EG155,EI155,EJ155,CS155,CV155))","v":""},"","","","","","","K45+-45000 () ",{"$f":"IF(B155=\"Existe.\",IF(AE155=1,CONCATENATE(#REF!,AK155,\" m.\"),CONCATENATE(#REF!,AJ155,\" m x \",AK155,\" m.\")),IF(CL155=1,CONCATENATE(#REF!,CR155,\" m.\"),CONCATENATE(#REF!,CQ155,\" m x \",CR155,\" m.\")))","v":{"$error":"#REF!"}},"Concreto, L =  m, S = 0 %.","Cota clave eje= 0 msnm.",null,null,null,"","","","","",{"$f":"IF(EV155=\"\",\"\",VLOOKUP(EY155,'Estructura escalonada'!$D$3:$H$953,2))","v":""},"","","","","",""]
[null,null,null,null,null,null,null,null,null,null,null,0,null,0,null,null,null,null,null,null,{"$f":"IF(K156=\"No\",\"\",IF(O156=\"\",YcCi(P156,N156),YcTr(N156,O156,S156)))","v":{"$error":"#VALUE!"}},{"$f":"IF(K156=\"No\",\"\",IF(O156=\"\",Teta1(U156,P156),\"-\"))","v":{"$error":"#VALUE!"}},{"$error":"#VALUE!"},{"$error":"#VALUE!"},{"$f":"IF(K156=\"No\",\"\",IF(O156=\"\",Ynci(P156,N156,R156,T156),YnTr(1,R156,O156,S156,T156,N156)))","v":{"$error":"#VALUE!"}},{"$f":"IF(K156=\"No\",\"\",IF(O156=\"\",Teta1(Y156,P156),\"-\"))","v":{"$error":"#VALUE!"}},{"$f":"IF(K156=\"No\",\"\",IF(O156=\"\",AreaCi(P156,Y156),AreaTr(O156,S156,Y156)))","v":{"$error":"#VALUE!"}},{"$f":"IF(K156=\"No\",\"\",IF(O156=\"\",FrCi(AC156,9.806,Z156,P156),FrTr(AC156,9.806,O156,S156,Y156)))","v":{"$error":"#VALUE!"}},{"$error":"#VALUE!"},null,null,null,null,null,null,null,null,null,null,null,null,null,null,null,0,0,"","","",{"$f":"IF(AD156=\"\",\"\",IF(AE156=1,YcCi(AK156,J156),YcTr(J156,AJ156,AN156)))","v":""},{"$f":"IF(AD156=\"\",\"\",IF(AE156=1,Teta1(AX156,AK156),\"-\"))","v":""},{"$f":"IF(AD156=\"\",\"\",IF(AE156=1,AreaCi(AK156,AX156),AreaTr(AJ156,AN156,AX156)))","v":""},"",{"$f":"IF(AD156=\"\",\"\",IF(AE156=1,Ynci(AK156,J156,AM156,AO156),YnTr(1,AM156,AJ156,AN156,AO156,J156)))","v":""},{"$f":"IF(AD156=\"\",\"\",IF(AE156=1,Teta1(BB156,AK156),\"-\"))","v":""},{"$f":"IF(AD156=\"\",\"\",IF(AE156=1,AreaCi(AK156,BB156),AreaTr(AJ156,AN156,BB156)))","v":""},{"$f":"IF(AD156=\"\",\"\",IF(AE156=1,FrCi(BF156,9.806,BC156,AK156),FrTr(BF156,9.806,AJ156,AN156,BB156)))","v":""},"",{"$f":"IF(AD156=\"\",\"\",IF(AE156=1,LOOKUP(AI156,'Vmáx(material) - Tab.4.3'!$L$2:$L$11,'Vmáx(material) - Tab.4.3'!$M$2:$M$11),LOOKUP(AI156,'Vmáx(material) - Tab.4.3'!$L$15,'Vmáx(material) - Tab.4.3'!$M$15)))","v":""},{"$f":"IF(AD156=\"\",\"\",VLOOKUP($AH156,'Vmáx(material) - Tab.4.3'!$R$35:$X$41,2))","v":""},{"$f":"IF(AD156=\"\",\"\",VLOOKUP($AH156,'Vmáx(material) - Tab.4.3'!$R$35:$X$41,3))","v":""},{"$f":"IF(AD156=\"\",\"\",VLOOKUP($AH156,'Vmáx(material) - Tab.4.3'!$R$35:$X$41,4))","v":""},{"$f":"IF(AD156=\"\",\"\",VLOOKUP($AH156,'Vmáx(material) - Tab.4.3'!$R$35:$X$41,5))","v":""},{"$f":"IF(AD156=\"\",\"\",VLOOKUP($AH156,'Vmáx(material) - Tab.4.3'!$R$35:$X$41,6))","v":""},{"$f":"IF(AD156=\"\",\"\",IF(AD156=\"\",\"\",VLOOKUP($AH156,'Vmáx(material) - Tab.4.3'!$R$35:$X$41,7)))","v":""},{"$f":"IF(AD156=\"\",\"\",IF(AE156=1,FCi(J156,AK156),FTr(J156,AJ156,AK156)))","v":""},"",{"$f":"IF(AD156=\"\",\"\",Hw(BH156,BI156,BJ156,BK156,BL156,BM156,Z,BN156,AO156,AK156))","v":""},"","","","",{"$f":"IF(AD156=\"\",\"\",ho(BT156,AK156,AX156))","v":""},{"$f":"IF(AD156=\"\",\"\",IF(AE156=1,PeriCi(AK156,BB156),PeriTr(AJ156,AN156,BB156)))","v":""},{"$f":"IF(AD156=\"\",\"\",IF(AE156=1,AreaCi(AK156,BB156),AreaTr(AJ156,AN156,BB156)))","v":""},{"$f":"IF(AD156=\"\",\"\",RhCi(BW156,BV156))","v":""},"",{"$f":"IF(AD156=\"\",\"\",hf(AL156,J156,AM156,BW156,BX156))","v":""},{"$f":"IF(AD156=\"\",\"\",LOOKUP(AP156,Tab.4.5!$J$6:$J$27,Tab.4.5!$L$6:$L$27))","v":""},{"$f":"IF(AD156=\"\",\"\",He(CA156,BY156))","v":""},{"$f":"IF(AD156=\"\",\"\",Hs(BY156))","v":""},{"$f":"IF(AD156=\"\",\"\",Hm(BU156,BZ156,CB156,CC156,AL156,AO156))","v":""},"","","","","","",null,null,null,null,null,null,null,null,null,null,null,null,null,null,null,0,0,0,0,0,{"$f":"IF(CK156=\"\",\"\",IF(CL156=1,YcCi(CR156,J156),YcTr(J156,CQ156,CU156)))","v":""},{"$f":"IF(CK156=\"\",\"\",IF(CL156=1,Teta1(DE156,CR156),\"-\"))","v":""},"","",{"$f":"IF(CK156=\"\",\"\",IF(CL156=1,Ynci(CR156,J156,CT156,CV156),YnTr(1,CT156,CQ156,CU156,CV156,J156)))","v":""},{"$f":"IF(CK156=\"\",\"\",IF(CL156=1,Teta1(DI156,CR156),\"-\"))","v":""},{"$f":"IF(CK156=\"\",\"\",IF(CL156=1,AreaCi(CR156,J156),AreaTr(CQ156,CU156,DI156)))","v":""},{"$f":"IF(CK156=\"\",\"\",IF(CL156=1,FrCi(DM156,9.806,DJ156,CR156),FrTr(DM156,9.806,CQ156,CU156,DI156)))","v":""},"",{"$f":"IF(CK156=\"\",\"\",IF(CL156=1,LOOKUP(CP156,'Vmáx(material) - Tab.4.3'!$L$2:$L$11,'Vmáx(material) - Tab.4.3'!$M$2:$M$11),LOOKUP(CP156,'Vmáx(material) - Tab.4.3'!$L$15,'Vmáx(material) - Tab.4.3'!$M$15)))","v":""},{"$f":"IF(CK156=\"\",\"\",VLOOKUP($CO156,'Vmáx(material) - Tab.4.3'!$R$35:$X$41,2))","v":""},{"$f":"IF(CK156=\"\",\"\",VLOOKUP($CO156,'Vmáx(material) - Tab.4.3'!$R$35:$X$41,3))","v":""},{"$f":"IF(CK156=\"\",\"\",VLOOKUP($CO156,'Vmáx(material) - Tab.4.3'!$R$35:$X$41,4))","v":""},{"$f":"IF(CK156=\"\",\"\",VLOOKUP($CO156,'Vmáx(material) - Tab.4.3'!$R$35:$X$41,5))","v":""},{"$f":"IF(CK156=\"\",\"\",VLOOKUP($CO156,'Vmáx(material) - Tab.4.3'!$R$35:$X$41,6))","v":""},{"$f":"IF(CK156=\"\",\"\",IF(CK156=\"\",\"\",VLOOKUP(CO156,'Vmáx(material) - Tab.4.3'!$R$35:$X$41,7)))","v":""},{"$f":"IF(CK156=\"\",\"\",IF(CL156=1,FCi(J156,CR156),FTr(J156,CQ156,CR156)))","v":""},"",{"$f":"IF(CK156=\"\",\"\",Hw(DO156,DP156,DQ156,DR156,DS156,DT156,Z,DU156,CV156,CR156))","v":""},"","","","","",{"$f":"IF(CK156=\"\",\"\",IF(CL156=1,PeriCi(CR156,DI156),PeriTr(CQ156,CU156,DI156)))","v":""},{"$f":"IF(CK156=\"\",\"\",IF(CL156=1,AreaCi(CR156,DI156),AreaTr(CQ156,CU156,DI156)))","v":""},{"$f":"IF(CK156=\"\",\"\",RhCi(DK156,EC156))","v":""},"",{"$f":"IF(CK156=\"\",\"\",hf(CS156,J156,CT156,DK156,EE156))","v":""},{"$f":"IF(CK156=\"\",\"\",LOOKUP(CW156,Tab.4.5!$J$6:$J$27,Tab.4.5!$L$6:$L$27))","v":""},{"$f":"IF(CK156=\"\",\"\",He(EH156,DM156))","v":""},{"$f":"IF(CK156=\"\",\"\",Hs(DM156))","v":""},{"$f":"IF(CK156=\"\",\"\",Hm(EB156,EG156,EI156,EJ156,CS156,CV156))","v":""},"","","","","","","K45+-45000 () ",{"$f":"IF(B156=\"Existe.\",IF(AE156=1,CONCATENATE(#REF!,AK156,\" m.\"),CONCATENATE(#REF!,AJ156,\" m x \",AK156,\" m.\")),IF(CL156=1,CONCATENATE(#REF!,CR156,\" m.\"),CONCATENATE(#REF!,CQ156,\" m x \",CR156,\" m.\")))","v":{"$error":"#REF!"}},"Concreto, L =  m, S = 0 %.","Cota clave eje= 0 msnm.",null,null,null,"","","","","",{"$f":"IF(EV156=\"\",\"\",VLOOKUP(EY156,'Estructura escalonada'!$D$3:$H$953,2))","v":""},"","","","","",""]
[null,null,null,null,null,null,null,null,null,null,null,0,null,0,null,null,null,null,null,null,{"$f":"IF(K157=\"No\",\"\",IF(O157=\"\",YcCi(P157,N157),YcTr(N157,O157,S157)))","v":{"$error":"#VALUE!"}},{"$f":"IF(K157=\"No\",\"\",IF(O157=\"\",Teta1(U157,P157),\"-\"))","v":{"$error":"#VALUE!"}},{"$error":"#VALUE!"},{"$error":"#VALUE!"},{"$f":"IF(K157=\"No\",\"\",IF(O157=\"\",Ynci(P157,N157,R157,T157),YnTr(1,R157,O157,S157,T157,N157)))","v":{"$error":"#VALUE!"}},{"$f":"IF(K157=\"No\",\"\",IF(O157=\"\",Teta1(Y157,P157),\"-\"))","v":{"$error":"#VALUE!"}},{"$f":"IF(K157=\"No\",\"\",IF(O157=\"\",AreaCi(P157,Y157),AreaTr(O157,S157,Y157)))","v":{"$error":"#VALUE!"}},{"$f":"IF(K157=\"No\",\"\",IF(O157=\"\",FrCi(AC157,9.806,Z157,P157),FrTr(AC157,9.806,O157,S157,Y157)))","v":{"$error":"#VALUE!"}},{"$error":"#VALUE!"},null,null,null,null,null,null,null,null,null,null,null,null,null,null,null,0,0,"","","",{"$f":"IF(AD157=\"\",\"\",IF(AE157=1,YcCi(AK157,J157),YcTr(J157,AJ157,AN157)))","v":""},{"$f":"IF(AD157=\"\",\"\",IF(AE157=1,Teta1(AX157,AK157),\"-\"))","v":""},{"$f":"IF(AD157=\"\",\"\",IF(AE157=1,AreaCi(AK157,AX157),AreaTr(AJ157,AN157,AX157)))","v":""},"",{"$f":"IF(AD157=\"\",\"\",IF(AE157=1,Ynci(AK157,J157,AM157,AO157),YnTr(1,AM157,AJ157,AN157,AO157,J157)))","v":""},{"$f":"IF(AD157=\"\",\"\",IF(AE157=1,Teta1(BB157,AK157),\"-\"))","v":""},{"$f":"IF(AD157=\"\",\"\",IF(AE157=1,AreaCi(AK157,BB157),AreaTr(AJ157,AN157,BB157)))","v":""},{"$f":"IF(AD157=\"\",\"\",IF(AE157=1,FrCi(BF157,9.806,BC157,AK157),FrTr(BF157,9.806,AJ157,AN157,BB157)))","v":""},"",{"$f":"IF(AD157=\"\",\"\",IF(AE157=1,LOOKUP(AI157,'Vmáx(material) - Tab.4.3'!$L$2:$L$11,'Vmáx(material) - Tab.4.3'!$M$2:$M$11),LOOKUP(AI157,'Vmáx(material) - Tab.4.3'!$L$15,'Vmáx(material) - Tab.4.3'!$M$15)))","v":""},{"$f":"IF(AD157=\"\",\"\",VLOOKUP($AH157,'Vmáx(material) - Tab.4.3'!$R$35:$X$41,2))","v":""},{"$f":"IF(AD157=\"\",\"\",VLOOKUP($AH157,'Vmáx(material) - Tab.4.3'!$R$35:$X$41,3))","v":""},{"$f":"IF(AD157=\"\",\"\",VLOOKUP($AH157,'Vmáx(material) - Tab.4.3'!$R$35:$X$41,4))","v":""},{"$f":"IF(AD157=\"\",\"\",VLOOKUP($AH157,'Vmáx(material) - Tab.4.3'!$R$35:$X$41,5))","v":""},{"$f":"IF(AD157=\"\",\"\",VLOOKUP($AH157,'Vmáx(material) - Tab.4.3'!$R$35:$X$41,6))","v":""},{"$f":"IF(AD157=\"\",\"\",IF(AD157=\"\",\"\",VLOOKUP($AH157,'Vmáx(material) - Tab.4.3'!$R$35:$X$41,7)))","v":""},{"$f":"IF(AD157=\"\",\"\",IF(AE157=1,FCi(J157,AK157),FTr(J157,AJ157,AK157)))","v":""},"",{"$f":"IF(AD157=\"\",\"\",Hw(BH157,BI157,BJ157,BK157,BL157,BM157,Z,BN157,AO157,AK157))","v":""},"","","","",{"$f":"IF(AD157=\"\",\"\",ho(BT157,AK157,AX157))","v":""},{"$f":"IF(AD157=\"\",\"\",IF(AE157=1,PeriCi(AK157,BB157),PeriTr(AJ157,AN157,BB157)))","v":""},{"$f":"IF(AD157=\"\",\"\",IF(AE157=1,AreaCi(AK157,BB157),AreaTr(AJ157,AN157,BB157)))","v":""},{"$f":"IF(AD157=\"\",\"\",RhCi(BW157,BV157))","v":""},"",{"$f":"IF(AD157=\"\",\"\",hf(AL157,J157,AM157,BW157,BX157))","v":""},{"$f":"IF(AD157=\"\",\"\",LOOKUP(AP157,Tab.4.5!$J$6:$J$27,Tab.4.5!$L$6:$L$27))","v":""},{"$f":"IF(AD157=\"\",\"\",He(CA157,BY157))","v":""},{"$f":"IF(AD157=\"\",\"\",Hs(BY157))","v":""},{"$f":"IF(AD157=\"\",\"\",Hm(BU157,BZ157,CB157,CC157,AL157,AO157))","v":""},"","","","","","",null,null,null,null,null,null,null,null,null,null,null,null,null,null,null,0,0,0,0,0,{"$f":"IF(CK157=\"\",\"\",IF(CL157=1,YcCi(CR157,J157),YcTr(J157,CQ157,CU157)))","v":""},{"$f":"IF(CK157=\"\",\"\",IF(CL157=1,Teta1(DE157,CR157),\"-\"))","v":""},"","",{"$f":"IF(CK157=\"\",\"\",IF(CL157=1,Ynci(CR157,J157,CT157,CV157),YnTr(1,CT157,CQ157,CU157,CV157,J157)))","v":""},{"$f":"IF(CK157=\"\",\"\",IF(CL157=1,Teta1(DI157,CR157),\"-\"))","v":""},{"$f":"IF(CK157=\"\",\"\",IF(CL157=1,AreaCi(CR157,J157),AreaTr(CQ157,CU157,DI157)))","v":""},{"$f":"IF(CK157=\"\",\"\",IF(CL157=1,FrCi(DM157,9.806,DJ157,CR157),FrTr(DM157,9.806,CQ157,CU157,DI157)))","v":""},"",{"$f":"IF(CK157=\"\",\"\",IF(CL157=1,LOOKUP(CP157,'Vmáx(material) - Tab.4.3'!$L$2:$L$11,'Vmáx(material) - Tab.4.3'!$M$2:$M$11),LOOKUP(CP157,'Vmáx(material) - Tab.4.3'!$L$15,'Vmáx(material) - Tab.4.3'!$M$15)))","v":""},{"$f":"IF(CK157=\"\",\"\",VLOOKUP($CO157,'Vmáx(material) - Tab.4.3'!$R$35:$X$41,2))","v":""},{"$f":"IF(CK157=\"\",\"\",VLOOKUP($CO157,'Vmáx(material) - Tab.4.3'!$R$35:$X$41,3))","v":""},{"$f":"IF(CK157=\"\",\"\",VLOOKUP($CO157,'Vmáx(material) - Tab.4.3'!$R$35:$X$41,4))","v":""},{"$f":"IF(CK157=\"\",\"\",VLOOKUP($CO157,'Vmáx(material) - Tab.4.3'!$R$35:$X$41,5))","v":""},{"$f":"IF(CK157=\"\",\"\",VLOOKUP($CO157,'Vmáx(material) - Tab.4.3'!$R$35:$X$41,6))","v":""},{"$f":"IF(CK157=\"\",\"\",IF(CK157=\"\",\"\",VLOOKUP(CO157,'Vmáx(material) - Tab.4.3'!$R$35:$X$41,7)))","v":""},{"$f":"IF(CK157=\"\",\"\",IF(CL157=1,FCi(J157,CR157),FTr(J157,CQ157,CR157)))","v":""},"",{"$f":"IF(CK157=\"\",\"\",Hw(DO157,DP157,DQ157,DR157,DS157,DT157,Z,DU157,CV157,CR157))","v":""},"","","","","",{"$f":"IF(CK157=\"\",\"\",IF(CL157=1,PeriCi(CR157,DI157),PeriTr(CQ157,CU157,DI157)))","v":""},{"$f":"IF(CK157=\"\",\"\",IF(CL157=1,AreaCi(CR157,DI157),AreaTr(CQ157,CU157,DI157)))","v":""},{"$f":"IF(CK157=\"\",\"\",RhCi(DK157,EC157))","v":""},"",{"$f":"IF(CK157=\"\",\"\",hf(CS157,J157,CT157,DK157,EE157))","v":""},{"$f":"IF(CK157=\"\",\"\",LOOKUP(CW157,Tab.4.5!$J$6:$J$27,Tab.4.5!$L$6:$L$27))","v":""},{"$f":"IF(CK157=\"\",\"\",He(EH157,DM157))","v":""},{"$f":"IF(CK157=\"\",\"\",Hs(DM157))","v":""},{"$f":"IF(CK157=\"\",\"\",Hm(EB157,EG157,EI157,EJ157,CS157,CV157))","v":""},"","","","","","","K45+-45000 () ",{"$f":"IF(B157=\"Existe.\",IF(AE157=1,CONCATENATE(#REF!,AK157,\" m.\"),CONCATENATE(#REF!,AJ157,\" m x \",AK157,\" m.\")),IF(CL157=1,CONCATENATE(#REF!,CR157,\" m.\"),CONCATENATE(#REF!,CQ157,\" m x \",CR157,\" m.\")))","v":{"$error":"#REF!"}},"Concreto, L =  m, S = 0 %.","Cota clave eje= 0 msnm.",null,null,null,"","","","","",{"$f":"IF(EV157=\"\",\"\",VLOOKUP(EY157,'Estructura escalonada'!$D$3:$H$953,2))","v":""},"","","","","",""]
[null,null,null,null,null,null,null,null,null,null,null,0,null,0,null,null,null,null,null,null,{"$f":"IF(K158=\"No\",\"\",IF(O158=\"\",YcCi(P158,N158),YcTr(N158,O158,S158)))","v":{"$error":"#VALUE!"}},{"$f":"IF(K158=\"No\",\"\",IF(O158=\"\",Teta1(U158,P158),\"-\"))","v":{"$error":"#VALUE!"}},{"$error":"#VALUE!"},{"$error":"#VALUE!"},{"$f":"IF(K158=\"No\",\"\",IF(O158=\"\",Ynci(P158,N158,R158,T158),YnTr(1,R158,O158,S158,T158,N158)))","v":{"$error":"#VALUE!"}},{"$f":"IF(K158=\"No\",\"\",IF(O158=\"\",Teta1(Y158,P158),\"-\"))","v":{"$error":"#VALUE!"}},{"$f":"IF(K158=\"No\",\"\",IF(O158=\"\",AreaCi(P158,Y158),AreaTr(O158,S158,Y158)))","v":{"$error":"#VALUE!"}},{"$f":"IF(K158=\"No\",\"\",IF(O158=\"\",FrCi(AC158,9.806,Z158,P158),FrTr(AC158,9.806,O158,S158,Y158)))","v":{"$error":"#VALUE!"}},{"$error":"#VALUE!"},null,null,null,null,null,null,null,null,null,null,null,null,null,null,null,0,0,"","","",{"$f":"IF(AD158=\"\",\"\",IF(AE158=1,YcCi(AK158,J158),YcTr(J158,AJ158,AN158)))","v":""},{"$f":"IF(AD158=\"\",\"\",IF(AE158=1,Teta1(AX158,AK158),\"-\"))","v":""},{"$f":"IF(AD158=\"\",\"\",IF(AE158=1,AreaCi(AK158,AX158),AreaTr(AJ158,AN158,AX158)))","v":""},"",{"$f":"IF(AD158=\"\",\"\",IF(AE158=1,Ynci(AK158,J158,AM158,AO158),YnTr(1,AM158,AJ158,AN158,AO158,J158)))","v":""},{"$f":"IF(AD158=\"\",\"\",IF(AE158=1,Teta1(BB158,AK158),\"-\"))","v":""},{"$f":"IF(AD158=\"\",\"\",IF(AE158=1,AreaCi(AK158,BB158),AreaTr(AJ158,AN158,BB158)))","v":""},{"$f":"IF(AD158=\"\",\"\",IF(AE158=1,FrCi(BF158,9.806,BC158,AK158),FrTr(BF158,9.806,AJ158,AN158,BB158)))","v":""},"",{"$f":"IF(AD158=\"\",\"\",IF(AE158=1,LOOKUP(AI158,'Vmáx(material) - Tab.4.3'!$L$2:$L$11,'Vmáx(material) - Tab.4.3'!$M$2:$M$11),LOOKUP(AI158,'Vmáx(material) - Tab.4.3'!$L$15,'Vmáx(material) - Tab.4.3'!$M$15)))","v":""},{"$f":"IF(AD158=\"\",\"\",VLOOKUP($AH158,'Vmáx(material) - Tab.4.3'!$R$35:$X$41,2))","v":""},{"$f":"IF(AD158=\"\",\"\",VLOOKUP($AH158,'Vmáx(material) - Tab.4.3'!$R$35:$X$41,3))","v":""},{"$f":"IF(AD158=\"\",\"\",VLOOKUP($AH158,'Vmáx(material) - Tab.4.3'!$R$35:$X$41,4))","v":""},{"$f":"IF(AD158=\"\",\"\",VLOOKUP($AH158,'Vmáx(material) - Tab.4.3'!$R$35:$X$41,5))","v":""},{"$f":"IF(AD158=\"\",\"\",VLOOKUP($AH158,'Vmáx(material) - Tab.4.3'!$R$35:$X$41,6))","v":""},{"$f":"IF(AD158=\"\",\"\",IF(AD158=\"\",\"\",VLOOKUP($AH158,'Vmáx(material) - Tab.4.3'!$R$35:$X$41,7)))","v":""},{"$f":"IF(AD158=\"\",\"\",IF(AE158=1,FCi(J158,AK158),FTr(J158,AJ158,AK158)))","v":""},"",{"$f":"IF(AD158=\"\",\"\",Hw(BH158,BI158,BJ158,BK158,BL158,BM158,Z,BN158,AO158,AK158))","v":""},"","","","",{"$f":"IF(AD158=\"\",\"\",ho(BT158,AK158,AX158))","v":""},{"$f":"IF(AD158=\"\",\"\",IF(AE158=1,PeriCi(AK158,BB158),PeriTr(AJ158,AN158,BB158)))","v":""},{"$f":"IF(AD158=\"\",\"\",IF(AE158=1,AreaCi(AK158,BB158),AreaTr(AJ158,AN158,BB158)))","v":""},{"$f":"IF(AD158=\"\",\"\",RhCi(BW158,BV158))","v":""},"",{"$f":"IF(AD158=\"\",\"\",hf(AL158,J158,AM158,BW158,BX158))","v":""},{"$f":"IF(AD158=\"\",\"\",LOOKUP(AP158,Tab.4.5!$J$6:$J$27,Tab.4.5!$L$6:$L$27))","v":""},{"$f":"IF(AD158=\"\",\"\",He(CA158,BY158))","v":""},{"$f":"IF(AD158=\"\",\"\",Hs(BY158))","v":""},{"$f":"IF(AD158=\"\",\"\",Hm(BU158,BZ158,CB158,CC158,AL158,AO158))","v":""},"","","","","","",null,null,null,null,null,null,null,null,null,null,null,null,null,null,null,0,0,0,0,0,{"$f":"IF(CK158=\"\",\"\",IF(CL158=1,YcCi(CR158,J158),YcTr(J158,CQ158,CU158)))","v":""},{"$f":"IF(CK158=\"\",\"\",IF(CL158=1,Teta1(DE158,CR158),\"-\"))","v":""},"","",{"$f":"IF(CK158=\"\",\"\",IF(CL158=1,Ynci(CR158,J158,CT158,CV158),YnTr(1,CT158,CQ158,CU158,CV158,J158)))","v":""},{"$f":"IF(CK158=\"\",\"\",IF(CL158=1,Teta1(DI158,CR158),\"-\"))","v":""},{"$f":"IF(CK158=\"\",\"\",IF(CL158=1,AreaCi(CR158,J158),AreaTr(CQ158,CU158,DI158)))","v":""},{"$f":"IF(CK158=\"\",\"\",IF(CL158=1,FrCi(DM158,9.806,DJ158,CR158),FrTr(DM158,9.806,CQ158,CU158,DI158)))","v":""},"",{"$f":"IF(CK158=\"\",\"\",IF(CL158=1,LOOKUP(CP158,'Vmáx(material) - Tab.4.3'!$L$2:$L$11,'Vmáx(material) - Tab.4.3'!$M$2:$M$11),LOOKUP(CP158,'Vmáx(material) - Tab.4.3'!$L$15,'Vmáx(material) - Tab.4.3'!$M$15)))","v":""},{"$f":"IF(CK158=\"\",\"\",VLOOKUP($CO158,'Vmáx(material) - Tab.4.3'!$R$35:$X$41,2))","v":""},{"$f":"IF(CK158=\"\",\"\",VLOOKUP($CO158,'Vmáx(material) - Tab.4.3'!$R$35:$X$41,3))","v":""},{"$f":"IF(CK158=\"\",\"\",VLOOKUP($CO158,'Vmáx(material) - Tab.4.3'!$R$35:$X$41,4))","v":""},{"$f":"IF(CK158=\"\",\"\",VLOOKUP($CO158,'Vmáx(material) - Tab.4.3'!$R$35:$X$41,5))","v":""},{"$f":"IF(CK158=\"\",\"\",VLOOKUP($CO158,'Vmáx(material) - Tab.4.3'!$R$35:$X$41,6))","v":""},{"$f":"IF(CK158=\"\",\"\",IF(CK158=\"\",\"\",VLOOKUP(CO158,'Vmáx(material) - Tab.4.3'!$R$35:$X$41,7)))","v":""},{"$f":"IF(CK158=\"\",\"\",IF(CL158=1,FCi(J158,CR158),FTr(J158,CQ158,CR158)))","v":""},"",{"$f":"IF(CK158=\"\",\"\",Hw(DO158,DP158,DQ158,DR158,DS158,DT158,Z,DU158,CV158,CR158))","v":""},"","","","","",{"$f":"IF(CK158=\"\",\"\",IF(CL158=1,PeriCi(CR158,DI158),PeriTr(CQ158,CU158,DI158)))","v":""},{"$f":"IF(CK158=\"\",\"\",IF(CL158=1,AreaCi(CR158,DI158),AreaTr(CQ158,CU158,DI158)))","v":""},{"$f":"IF(CK158=\"\",\"\",RhCi(DK158,EC158))","v":""},"",{"$f":"IF(CK158=\"\",\"\",hf(CS158,J158,CT158,DK158,EE158))","v":""},{"$f":"IF(CK158=\"\",\"\",LOOKUP(CW158,Tab.4.5!$J$6:$J$27,Tab.4.5!$L$6:$L$27))","v":""},{"$f":"IF(CK158=\"\",\"\",He(EH158,DM158))","v":""},{"$f":"IF(CK158=\"\",\"\",Hs(DM158))","v":""},{"$f":"IF(CK158=\"\",\"\",Hm(EB158,EG158,EI158,EJ158,CS158,CV158))","v":""},"","","","","","","K45+-45000 () ",{"$f":"IF(B158=\"Existe.\",IF(AE158=1,CONCATENATE(#REF!,AK158,\" m.\"),CONCATENATE(#REF!,AJ158,\" m x \",AK158,\" m.\")),IF(CL158=1,CONCATENATE(#REF!,CR158,\" m.\"),CONCATENATE(#REF!,CQ158,\" m x \",CR158,\" m.\")))","v":{"$error":"#REF!"}},"Concreto, L =  m, S = 0 %.","Cota clave eje= 0 msnm.",null,null,null,"","","","","",{"$f":"IF(EV158=\"\",\"\",VLOOKUP(EY158,'Estructura escalonada'!$D$3:$H$953,2))","v":""},"","","","","",""]
[null,null,null,null,null,null,null,null,null,null,null,0,null,0,null,null,null,null,null,null,{"$f":"IF(K159=\"No\",\"\",IF(O159=\"\",YcCi(P159,N159),YcTr(N159,O159,S159)))","v":{"$error":"#VALUE!"}},{"$f":"IF(K159=\"No\",\"\",IF(O159=\"\",Teta1(U159,P159),\"-\"))","v":{"$error":"#VALUE!"}},{"$error":"#VALUE!"},{"$error":"#VALUE!"},{"$f":"IF(K159=\"No\",\"\",IF(O159=\"\",Ynci(P159,N159,R159,T159),YnTr(1,R159,O159,S159,T159,N159)))","v":{"$error":"#VALUE!"}},{"$f":"IF(K159=\"No\",\"\",IF(O159=\"\",Teta1(Y159,P159),\"-\"))","v":{"$error":"#VALUE!"}},{"$f":"IF(K159=\"No\",\"\",IF(O159=\"\",AreaCi(P159,Y159),AreaTr(O159,S159,Y159)))","v":{"$error":"#VALUE!"}},{"$f":"IF(K159=\"No\",\"\",IF(O159=\"\",FrCi(AC159,9.806,Z159,P159),FrTr(AC159,9.806,O159,S159,Y159)))","v":{"$error":"#VALUE!"}},{"$error":"#VALUE!"},null,null,null,null,null,null,null,null,null,null,null,null,null,null,null,0,0,"","","",{"$f":"IF(AD159=\"\",\"\",IF(AE159=1,YcCi(AK159,J159),YcTr(J159,AJ159,AN159)))","v":""},{"$f":"IF(AD159=\"\",\"\",IF(AE159=1,Teta1(AX159,AK159),\"-\"))","v":""},{"$f":"IF(AD159=\"\",\"\",IF(AE159=1,AreaCi(AK159,AX159),AreaTr(AJ159,AN159,AX159)))","v":""},"",{"$f":"IF(AD159=\"\",\"\",IF(AE159=1,Ynci(AK159,J159,AM159,AO159),YnTr(1,AM159,AJ159,AN159,AO159,J159)))","v":""},{"$f":"IF(AD159=\"\",\"\",IF(AE159=1,Teta1(BB159,AK159),\"-\"))","v":""},{"$f":"IF(AD159=\"\",\"\",IF(AE159=1,AreaCi(AK159,BB159),AreaTr(AJ159,AN159,BB159)))","v":""},{"$f":"IF(AD159=\"\",\"\",IF(AE159=1,FrCi(BF159,9.806,BC159,AK159),FrTr(BF159,9.806,AJ159,AN159,BB159)))","v":""},"",{"$f":"IF(AD159=\"\",\"\",IF(AE159=1,LOOKUP(AI159,'Vmáx(material) - Tab.4.3'!$L$2:$L$11,'Vmáx(material) - Tab.4.3'!$M$2:$M$11),LOOKUP(AI159,'Vmáx(material) - Tab.4.3'!$L$15,'Vmáx(material) - Tab.4.3'!$M$15)))","v":""},{"$f":"IF(AD159=\"\",\"\",VLOOKUP($AH159,'Vmáx(material) - Tab.4.3'!$R$35:$X$41,2))","v":""},{"$f":"IF(AD159=\"\",\"\",VLOOKUP($AH159,'Vmáx(material) - Tab.4.3'!$R$35:$X$41,3))","v":""},{"$f":"IF(AD159=\"\",\"\",VLOOKUP($AH159,'Vmáx(material) - Tab.4.3'!$R$35:$X$41,4))","v":""},{"$f":"IF(AD159=\"\",\"\",VLOOKUP($AH159,'Vmáx(material) - Tab.4.3'!$R$35:$X$41,5))","v":""},{"$f":"IF(AD159=\"\",\"\",VLOOKUP($AH159,'Vmáx(material) - Tab.4.3'!$R$35:$X$41,6))","v":""},{"$f":"IF(AD159=\"\",\"\",IF(AD159=\"\",\"\",VLOOKUP($AH159,'Vmáx(material) - Tab.4.3'!$R$35:$X$41,7)))","v":""},{"$f":"IF(AD159=\"\",\"\",IF(AE159=1,FCi(J159,AK159),FTr(J159,AJ159,AK159)))","v":""},"",{"$f":"IF(AD159=\"\",\"\",Hw(BH159,BI159,BJ159,BK159,BL159,BM159,Z,BN159,AO159,AK159))","v":""},"","","","",{"$f":"IF(AD159=\"\",\"\",ho(BT159,AK159,AX159))","v":""},{"$f":"IF(AD159=\"\",\"\",IF(AE159=1,PeriCi(AK159,BB159),PeriTr(AJ159,AN159,BB159)))","v":""},{"$f":"IF(AD159=\"\",\"\",IF(AE159=1,AreaCi(AK159,BB159),AreaTr(AJ159,AN159,BB159)))","v":""},{"$f":"IF(AD159=\"\",\"\",RhCi(BW159,BV159))","v":""},"",{"$f":"IF(AD159=\"\",\"\",hf(AL159,J159,AM159,BW159,BX159))","v":""},{"$f":"IF(AD159=\"\",\"\",LOOKUP(AP159,Tab.4.5!$J$6:$J$27,Tab.4.5!$L$6:$L$27))","v":""},{"$f":"IF(AD159=\"\",\"\",He(CA159,BY159))","v":""},{"$f":"IF(AD159=\"\",\"\",Hs(BY159))","v":""},{"$f":"IF(AD159=\"\",\"\",Hm(BU159,BZ159,CB159,CC159,AL159,AO159))","v":""},"","","","","","",null,null,null,null,null,null,null,null,null,null,null,null,null,null,null,0,0,0,0,0,{"$f":"IF(CK159=\"\",\"\",IF(CL159=1,YcCi(CR159,J159),YcTr(J159,CQ159,CU159)))","v":""},{"$f":"IF(CK159=\"\",\"\",IF(CL159=1,Teta1(DE159,CR159),\"-\"))","v":""},"","",{"$f":"IF(CK159=\"\",\"\",IF(CL159=1,Ynci(CR159,J159,CT159,CV159),YnTr(1,CT159,CQ159,CU159,CV159,J159)))","v":""},{"$f":"IF(CK159=\"\",\"\",IF(CL159=1,Teta1(DI159,CR159),\"-\"))","v":""},{"$f":"IF(CK159=\"\",\"\",IF(CL159=1,AreaCi(CR159,J159),AreaTr(CQ159,CU159,DI159)))","v":""},{"$f":"IF(CK159=\"\",\"\",IF(CL159=1,FrCi(DM159,9.806,DJ159,CR159),FrTr(DM159,9.806,CQ159,CU159,DI159)))","v":""},"",{"$f":"IF(CK159=\"\",\"\",IF(CL159=1,LOOKUP(CP159,'Vmáx(material) - Tab.4.3'!$L$2:$L$11,'Vmáx(material) - Tab.4.3'!$M$2:$M$11),LOOKUP(CP159,'Vmáx(material) - Tab.4.3'!$L$15,'Vmáx(material) - Tab.4.3'!$M$15)))","v":""},{"$f":"IF(CK159=\"\",\"\",VLOOKUP($CO159,'Vmáx(material) - Tab.4.3'!$R$35:$X$41,2))","v":""},{"$f":"IF(CK159=\"\",\"\",VLOOKUP($CO159,'Vmáx(material) - Tab.4.3'!$R$35:$X$41,3))","v":""},{"$f":"IF(CK159=\"\",\"\",VLOOKUP($CO159,'Vmáx(material) - Tab.4.3'!$R$35:$X$41,4))","v":""},{"$f":"IF(CK159=\"\",\"\",VLOOKUP($CO159,'Vmáx(material) - Tab.4.3'!$R$35:$X$41,5))","v":""},{"$f":"IF(CK159=\"\",\"\",VLOOKUP($CO159,'Vmáx(material) - Tab.4.3'!$R$35:$X$41,6))","v":""},{"$f":"IF(CK159=\"\",\"\",IF(CK159=\"\",\"\",VLOOKUP(CO159,'Vmáx(material) - Tab.4.3'!$R$35:$X$41,7)))","v":""},{"$f":"IF(CK159=\"\",\"\",IF(CL159=1,FCi(J159,CR159),FTr(J159,CQ159,CR159)))","v":""},"",{"$f":"IF(CK159=\"\",\"\",Hw(DO159,DP159,DQ159,DR159,DS159,DT159,Z,DU159,CV159,CR159))","v":""},"","","","","",{"$f":"IF(CK159=\"\",\"\",IF(CL159=1,PeriCi(CR159,DI159),PeriTr(CQ159,CU159,DI159)))","v":""},{"$f":"IF(CK159=\"\",\"\",IF(CL159=1,AreaCi(CR159,DI159),AreaTr(CQ159,CU159,DI159)))","v":""},{"$f":"IF(CK159=\"\",\"\",RhCi(DK159,EC159))","v":""},"",{"$f":"IF(CK159=\"\",\"\",hf(CS159,J159,CT159,DK159,EE159))","v":""},{"$f":"IF(CK159=\"\",\"\",LOOKUP(CW159,Tab.4.5!$J$6:$J$27,Tab.4.5!$L$6:$L$27))","v":""},{"$f":"IF(CK159=\"\",\"\",He(EH159,DM159))","v":""},{"$f":"IF(CK159=\"\",\"\",Hs(DM159))","v":""},{"$f":"IF(CK159=\"\",\"\",Hm(EB159,EG159,EI159,EJ159,CS159,CV159))","v":""},"","","","","","","K45+-45000 () ",{"$f":"IF(B159=\"Existe.\",IF(AE159=1,CONCATENATE(#REF!,AK159,\" m.\"),CONCATENATE(#REF!,AJ159,\" m x \",AK159,\" m.\")),IF(CL159=1,CONCATENATE(#REF!,CR159,\" m.\"),CONCATENATE(#REF!,CQ159,\" m x \",CR159,\" m.\")))","v":{"$error":"#REF!"}},"Concreto, L =  m, S = 0 %.","Cota clave eje= 0 msnm.",null,null,null,"","","","","",{"$f":"IF(EV159=\"\",\"\",VLOOKUP(EY159,'Estructura escalonada'!$D$3:$H$953,2))","v":""},"","","","","",""]
[null,null,null,null,null,null,null,null,null,null,null,0,null,0,null,null,null,null,null,null,{"$f":"IF(K160=\"No\",\"\",IF(O160=\"\",YcCi(P160,N160),YcTr(N160,O160,S160)))","v":{"$error":"#VALUE!"}},{"$f":"IF(K160=\"No\",\"\",IF(O160=\"\",Teta1(U160,P160),\"-\"))","v":{"$error":"#VALUE!"}},{"$error":"#VALUE!"},{"$error":"#VALUE!"},{"$f":"IF(K160=\"No\",\"\",IF(O160=\"\",Ynci(P160,N160,R160,T160),YnTr(1,R160,O160,S160,T160,N160)))","v":{"$error":"#VALUE!"}},{"$f":"IF(K160=\"No\",\"\",IF(O160=\"\",Teta1(Y160,P160),\"-\"))","v":{"$error":"#VALUE!"}},{"$f":"IF(K160=\"No\",\"\",IF(O160=\"\",AreaCi(P160,Y160),AreaTr(O160,S160,Y160)))","v":{"$error":"#VALUE!"}},{"$f":"IF(K160=\"No\",\"\",IF(O160=\"\",FrCi(AC160,9.806,Z160,P160),FrTr(AC160,9.806,O160,S160,Y160)))","v":{"$error":"#VALUE!"}},{"$error":"#VALUE!"},null,null,null,null,null,null,null,null,null,null,null,null,null,null,null,0,0,"","","",{"$f":"IF(AD160=\"\",\"\",IF(AE160=1,YcCi(AK160,J160),YcTr(J160,AJ160,AN160)))","v":""},{"$f":"IF(AD160=\"\",\"\",IF(AE160=1,Teta1(AX160,AK160),\"-\"))","v":""},{"$f":"IF(AD160=\"\",\"\",IF(AE160=1,AreaCi(AK160,AX160),AreaTr(AJ160,AN160,AX160)))","v":""},"",{"$f":"IF(AD160=\"\",\"\",IF(AE160=1,Ynci(AK160,J160,AM160,AO160),YnTr(1,AM160,AJ160,AN160,AO160,J160)))","v":""},{"$f":"IF(AD160=\"\",\"\",IF(AE160=1,Teta1(BB160,AK160),\"-\"))","v":""},{"$f":"IF(AD160=\"\",\"\",IF(AE160=1,AreaCi(AK160,BB160),AreaTr(AJ160,AN160,BB160)))","v":""},{"$f":"IF(AD160=\"\",\"\",IF(AE160=1,FrCi(BF160,9.806,BC160,AK160),FrTr(BF160,9.806,AJ160,AN160,BB160)))","v":""},"",{"$f":"IF(AD160=\"\",\"\",IF(AE160=1,LOOKUP(AI160,'Vmáx(material) - Tab.4.3'!$L$2:$L$11,'Vmáx(material) - Tab.4.3'!$M$2:$M$11),LOOKUP(AI160,'Vmáx(material) - Tab.4.3'!$L$15,'Vmáx(material) - Tab.4.3'!$M$15)))","v":""},{"$f":"IF(AD160=\"\",\"\",VLOOKUP($AH160,'Vmáx(material) - Tab.4.3'!$R$35:$X$41,2))","v":""},{"$f":"IF(AD160=\"\",\"\",VLOOKUP($AH160,'Vmáx(material) - Tab.4.3'!$R$35:$X$41,3))","v":""},{"$f":"IF(AD160=\"\",\"\",VLOOKUP($AH160,'Vmáx(material) - Tab.4.3'!$R$35:$X$41,4))","v":""},{"$f":"IF(AD160=\"\",\"\",VLOOKUP($AH160,'Vmáx(material) - Tab.4.3'!$R$35:$X$41,5))","v":""},{"$f":"IF(AD160=\"\",\"\",VLOOKUP($AH160,'Vmáx(material) - Tab.4.3'!$R$35:$X$41,6))","v":""},{"$f":"IF(AD160=\"\",\"\",IF(AD160=\"\",\"\",VLOOKUP($AH160,'Vmáx(material) - Tab.4.3'!$R$35:$X$41,7)))","v":""},{"$f":"IF(AD160=\"\",\"\",IF(AE160=1,FCi(J160,AK160),FTr(J160,AJ160,AK160)))","v":""},"",{"$f":"IF(AD160=\"\",\"\",Hw(BH160,BI160,BJ160,BK160,BL160,BM160,Z,BN160,AO160,AK160))","v":""},"","","","",{"$f":"IF(AD160=\"\",\"\",ho(BT160,AK160,AX160))","v":""},{"$f":"IF(AD160=\"\",\"\",IF(AE160=1,PeriCi(AK160,BB160),PeriTr(AJ160,AN160,BB160)))","v":""},{"$f":"IF(AD160=\"\",\"\",IF(AE160=1,AreaCi(AK160,BB160),AreaTr(AJ160,AN160,BB160)))","v":""},{"$f":"IF(AD160=\"\",\"\",RhCi(BW160,BV160))","v":""},"",{"$f":"IF(AD160=\"\",\"\",hf(AL160,J160,AM160,BW160,BX160))","v":""},{"$f":"IF(AD160=\"\",\"\",LOOKUP(AP160,Tab.4.5!$J$6:$J$27,Tab.4.5!$L$6:$L$27))","v":""},{"$f":"IF(AD160=\"\",\"\",He(CA160,BY160))","v":""},{"$f":"IF(AD160=\"\",\"\",Hs(BY160))","v":""},{"$f":"IF(AD160=\"\",\"\",Hm(BU160,BZ160,CB160,CC160,AL160,AO160))","v":""},"","","","","","",null,null,null,null,null,null,null,null,null,null,null,null,null,null,null,0,0,0,0,0,{"$f":"IF(CK160=\"\",\"\",IF(CL160=1,YcCi(CR160,J160),YcTr(J160,CQ160,CU160)))","v":""},{"$f":"IF(CK160=\"\",\"\",IF(CL160=1,Teta1(DE160,CR160),\"-\"))","v":""},"","",{"$f":"IF(CK160=\"\",\"\",IF(CL160=1,Ynci(CR160,J160,CT160,CV160),YnTr(1,CT160,CQ160,CU160,CV160,J160)))","v":""},{"$f":"IF(CK160=\"\",\"\",IF(CL160=1,Teta1(DI160,CR160),\"-\"))","v":""},{"$f":"IF(CK160=\"\",\"\",IF(CL160=1,AreaCi(CR160,J160),AreaTr(CQ160,CU160,DI160)))","v":""},{"$f":"IF(CK160=\"\",\"\",IF(CL160=1,FrCi(DM160,9.806,DJ160,CR160),FrTr(DM160,9.806,CQ160,CU160,DI160)))","v":""},"",{"$f":"IF(CK160=\"\",\"\",IF(CL160=1,LOOKUP(CP160,'Vmáx(material) - Tab.4.3'!$L$2:$L$11,'Vmáx(material) - Tab.4.3'!$M$2:$M$11),LOOKUP(CP160,'Vmáx(material) - Tab.4.3'!$L$15,'Vmáx(material) - Tab.4.3'!$M$15)))","v":""},{"$f":"IF(CK160=\"\",\"\",VLOOKUP($CO160,'Vmáx(material) - Tab.4.3'!$R$35:$X$41,2))","v":""},{"$f":"IF(CK160=\"\",\"\",VLOOKUP($CO160,'Vmáx(material) - Tab.4.3'!$R$35:$X$41,3))","v":""},{"$f":"IF(CK160=\"\",\"\",VLOOKUP($CO160,'Vmáx(material) - Tab.4.3'!$R$35:$X$41,4))","v":""},{"$f":"IF(CK160=\"\",\"\",VLOOKUP($CO160,'Vmáx(material) - Tab.4.3'!$R$35:$X$41,5))","v":""},{"$f":"IF(CK160=\"\",\"\",VLOOKUP($CO160,'Vmáx(material) - Tab.4.3'!$R$35:$X$41,6))","v":""},{"$f":"IF(CK160=\"\",\"\",IF(CK160=\"\",\"\",VLOOKUP(CO160,'Vmáx(material) - Tab.4.3'!$R$35:$X$41,7)))","v":""},{"$f":"IF(CK160=\"\",\"\",IF(CL160=1,FCi(J160,CR160),FTr(J160,CQ160,CR160)))","v":""},"",{"$f":"IF(CK160=\"\",\"\",Hw(DO160,DP160,DQ160,DR160,DS160,DT160,Z,DU160,CV160,CR160))","v":""},"","","","","",{"$f":"IF(CK160=\"\",\"\",IF(CL160=1,PeriCi(CR160,DI160),PeriTr(CQ160,CU160,DI160)))","v":""},{"$f":"IF(CK160=\"\",\"\",IF(CL160=1,AreaCi(CR160,DI160),AreaTr(CQ160,CU160,DI160)))","v":""},{"$f":"IF(CK160=\"\",\"\",RhCi(DK160,EC160))","v":""},"",{"$f":"IF(CK160=\"\",\"\",hf(CS160,J160,CT160,DK160,EE160))","v":""},{"$f":"IF(CK160=\"\",\"\",LOOKUP(CW160,Tab.4.5!$J$6:$J$27,Tab.4.5!$L$6:$L$27))","v":""},{"$f":"IF(CK160=\"\",\"\",He(EH160,DM160))","v":""},{"$f":"IF(CK160=\"\",\"\",Hs(DM160))","v":""},{"$f":"IF(CK160=\"\",\"\",Hm(EB160,EG160,EI160,EJ160,CS160,CV160))","v":""},"","","","","","","K45+-45000 () ",{"$f":"IF(B160=\"Existe.\",IF(AE160=1,CONCATENATE(#REF!,AK160,\" m.\"),CONCATENATE(#REF!,AJ160,\" m x \",AK160,\" m.\")),IF(CL160=1,CONCATENATE(#REF!,CR160,\" m.\"),CONCATENATE(#REF!,CQ160,\" m x \",CR160,\" m.\")))","v":{"$error":"#REF!"}},"Concreto, L =  m, S = 0 %.","Cota clave eje= 0 msnm.",null,null,null,"","","","","",{"$f":"IF(EV160=\"\",\"\",VLOOKUP(EY160,'Estructura escalonada'!$D$3:$H$953,2))","v":""},"","","","","",""]
[null,null,null,null,null,null,null,null,null,null,null,0,null,0,null,null,null,null,null,null,{"$f":"IF(K161=\"No\",\"\",IF(O161=\"\",YcCi(P161,N161),YcTr(N161,O161,S161)))","v":{"$error":"#VALUE!"}},{"$f":"IF(K161=\"No\",\"\",IF(O161=\"\",Teta1(U161,P161),\"-\"))","v":{"$error":"#VALUE!"}},{"$error":"#VALUE!"},{"$error":"#VALUE!"},{"$f":"IF(K161=\"No\",\"\",IF(O161=\"\",Ynci(P161,N161,R161,T161),YnTr(1,R161,O161,S161,T161,N161)))","v":{"$error":"#VALUE!"}},{"$f":"IF(K161=\"No\",\"\",IF(O161=\"\",Teta1(Y161,P161),\"-\"))","v":{"$error":"#VALUE!"}},{"$f":"IF(K161=\"No\",\"\",IF(O161=\"\",AreaCi(P161,Y161),AreaTr(O161,S161,Y161)))","v":{"$error":"#VALUE!"}},{"$f":"IF(K161=\"No\",\"\",IF(O161=\"\",FrCi(AC161,9.806,Z161,P161),FrTr(AC161,9.806,O161,S161,Y161)))","v":{"$error":"#VALUE!"}},{"$error":"#VALUE!"},null,null,null,null,null,null,null,null,null,null,null,null,null,null,null,0,0,"","","",{"$f":"IF(AD161=\"\",\"\",IF(AE161=1,YcCi(AK161,J161),YcTr(J161,AJ161,AN161)))","v":""},{"$f":"IF(AD161=\"\",\"\",IF(AE161=1,Teta1(AX161,AK161),\"-\"))","v":""},{"$f":"IF(AD161=\"\",\"\",IF(AE161=1,AreaCi(AK161,AX161),AreaTr(AJ161,AN161,AX161)))","v":""},"",{"$f":"IF(AD161=\"\",\"\",IF(AE161=1,Ynci(AK161,J161,AM161,AO161),YnTr(1,AM161,AJ161,AN161,AO161,J161)))","v":""},{"$f":"IF(AD161=\"\",\"\",IF(AE161=1,Teta1(BB161,AK161),\"-\"))","v":""},{"$f":"IF(AD161=\"\",\"\",IF(AE161=1,AreaCi(AK161,BB161),AreaTr(AJ161,AN161,BB161)))","v":""},{"$f":"IF(AD161=\"\",\"\",IF(AE161=1,FrCi(BF161,9.806,BC161,AK161),FrTr(BF161,9.806,AJ161,AN161,BB161)))","v":""},"",{"$f":"IF(AD161=\"\",\"\",IF(AE161=1,LOOKUP(AI161,'Vmáx(material) - Tab.4.3'!$L$2:$L$11,'Vmáx(material) - Tab.4.3'!$M$2:$M$11),LOOKUP(AI161,'Vmáx(material) - Tab.4.3'!$L$15,'Vmáx(material) - Tab.4.3'!$M$15)))","v":""},{"$f":"IF(AD161=\"\",\"\",VLOOKUP($AH161,'Vmáx(material) - Tab.4.3'!$R$35:$X$41,2))","v":""},{"$f":"IF(AD161=\"\",\"\",VLOOKUP($AH161,'Vmáx(material) - Tab.4.3'!$R$35:$X$41,3))","v":""},{"$f":"IF(AD161=\"\",\"\",VLOOKUP($AH161,'Vmáx(material) - Tab.4.3'!$R$35:$X$41,4))","v":""},{"$f":"IF(AD161=\"\",\"\",VLOOKUP($AH161,'Vmáx(material) - Tab.4.3'!$R$35:$X$41,5))","v":""},{"$f":"IF(AD161=\"\",\"\",VLOOKUP($AH161,'Vmáx(material) - Tab.4.3'!$R$35:$X$41,6))","v":""},{"$f":"IF(AD161=\"\",\"\",IF(AD161=\"\",\"\",VLOOKUP($AH161,'Vmáx(material) - Tab.4.3'!$R$35:$X$41,7)))","v":""},{"$f":"IF(AD161=\"\",\"\",IF(AE161=1,FCi(J161,AK161),FTr(J161,AJ161,AK161)))","v":""},"",{"$f":"IF(AD161=\"\",\"\",Hw(BH161,BI161,BJ161,BK161,BL161,BM161,Z,BN161,AO161,AK161))","v":""},"","","","",{"$f":"IF(AD161=\"\",\"\",ho(BT161,AK161,AX161))","v":""},{"$f":"IF(AD161=\"\",\"\",IF(AE161=1,PeriCi(AK161,BB161),PeriTr(AJ161,AN161,BB161)))","v":""},{"$f":"IF(AD161=\"\",\"\",IF(AE161=1,AreaCi(AK161,BB161),AreaTr(AJ161,AN161,BB161)))","v":""},{"$f":"IF(AD161=\"\",\"\",RhCi(BW161,BV161))","v":""},"",{"$f":"IF(AD161=\"\",\"\",hf(AL161,J161,AM161,BW161,BX161))","v":""},{"$f":"IF(AD161=\"\",\"\",LOOKUP(AP161,Tab.4.5!$J$6:$J$27,Tab.4.5!$L$6:$L$27))","v":""},{"$f":"IF(AD161=\"\",\"\",He(CA161,BY161))","v":""},{"$f":"IF(AD161=\"\",\"\",Hs(BY161))","v":""},{"$f":"IF(AD161=\"\",\"\",Hm(BU161,BZ161,CB161,CC161,AL161,AO161))","v":""},"","","","","","",null,null,null,null,null,null,null,null,null,null,null,null,null,null,null,0,0,0,0,0,{"$f":"IF(CK161=\"\",\"\",IF(CL161=1,YcCi(CR161,J161),YcTr(J161,CQ161,CU161)))","v":""},{"$f":"IF(CK161=\"\",\"\",IF(CL161=1,Teta1(DE161,CR161),\"-\"))","v":""},"","",{"$f":"IF(CK161=\"\",\"\",IF(CL161=1,Ynci(CR161,J161,CT161,CV161),YnTr(1,CT161,CQ161,CU161,CV161,J161)))","v":""},{"$f":"IF(CK161=\"\",\"\",IF(CL161=1,Teta1(DI161,CR161),\"-\"))","v":""},{"$f":"IF(CK161=\"\",\"\",IF(CL161=1,AreaCi(CR161,J161),AreaTr(CQ161,CU161,DI161)))","v":""},{"$f":"IF(CK161=\"\",\"\",IF(CL161=1,FrCi(DM161,9.806,DJ161,CR161),FrTr(DM161,9.806,CQ161,CU161,DI161)))","v":""},"",{"$f":"IF(CK161=\"\",\"\",IF(CL161=1,LOOKUP(CP161,'Vmáx(material) - Tab.4.3'!$L$2:$L$11,'Vmáx(material) - Tab.4.3'!$M$2:$M$11),LOOKUP(CP161,'Vmáx(material) - Tab.4.3'!$L$15,'Vmáx(material) - Tab.4.3'!$M$15)))","v":""},{"$f":"IF(CK161=\"\",\"\",VLOOKUP($CO161,'Vmáx(material) - Tab.4.3'!$R$35:$X$41,2))","v":""},{"$f":"IF(CK161=\"\",\"\",VLOOKUP($CO161,'Vmáx(material) - Tab.4.3'!$R$35:$X$41,3))","v":""},{"$f":"IF(CK161=\"\",\"\",VLOOKUP($CO161,'Vmáx(material) - Tab.4.3'!$R$35:$X$41,4))","v":""},{"$f":"IF(CK161=\"\",\"\",VLOOKUP($CO161,'Vmáx(material) - Tab.4.3'!$R$35:$X$41,5))","v":""},{"$f":"IF(CK161=\"\",\"\",VLOOKUP($CO161,'Vmáx(material) - Tab.4.3'!$R$35:$X$41,6))","v":""},{"$f":"IF(CK161=\"\",\"\",IF(CK161=\"\",\"\",VLOOKUP(CO161,'Vmáx(material) - Tab.4.3'!$R$35:$X$41,7)))","v":""},{"$f":"IF(CK161=\"\",\"\",IF(CL161=1,FCi(J161,CR161),FTr(J161,CQ161,CR161)))","v":""},"",{"$f":"IF(CK161=\"\",\"\",Hw(DO161,DP161,DQ161,DR161,DS161,DT161,Z,DU161,CV161,CR161))","v":""},"","","","","",{"$f":"IF(CK161=\"\",\"\",IF(CL161=1,PeriCi(CR161,DI161),PeriTr(CQ161,CU161,DI161)))","v":""},{"$f":"IF(CK161=\"\",\"\",IF(CL161=1,AreaCi(CR161,DI161),AreaTr(CQ161,CU161,DI161)))","v":""},{"$f":"IF(CK161=\"\",\"\",RhCi(DK161,EC161))","v":""},"",{"$f":"IF(CK161=\"\",\"\",hf(CS161,J161,CT161,DK161,EE161))","v":""},{"$f":"IF(CK161=\"\",\"\",LOOKUP(CW161,Tab.4.5!$J$6:$J$27,Tab.4.5!$L$6:$L$27))","v":""},{"$f":"IF(CK161=\"\",\"\",He(EH161,DM161))","v":""},{"$f":"IF(CK161=\"\",\"\",Hs(DM161))","v":""},{"$f":"IF(CK161=\"\",\"\",Hm(EB161,EG161,EI161,EJ161,CS161,CV161))","v":""},"","","","","","","K45+-45000 () ",{"$f":"IF(B161=\"Existe.\",IF(AE161=1,CONCATENATE(#REF!,AK161,\" m.\"),CONCATENATE(#REF!,AJ161,\" m x \",AK161,\" m.\")),IF(CL161=1,CONCATENATE(#REF!,CR161,\" m.\"),CONCATENATE(#REF!,CQ161,\" m x \",CR161,\" m.\")))","v":{"$error":"#REF!"}},"Concreto, L =  m, S = 0 %.","Cota clave eje= 0 msnm.",null,null,null,"","","","","",{"$f":"IF(EV161=\"\",\"\",VLOOKUP(EY161,'Estructura escalonada'!$D$3:$H$953,2))","v":""},"","","","","",""]
[null,null,null,null,null,null,null,null,null,null,null,0,null,0,null,null,null,null,null,null,{"$f":"IF(K162=\"No\",\"\",IF(O162=\"\",YcCi(P162,N162),YcTr(N162,O162,S162)))","v":{"$error":"#VALUE!"}},{"$f":"IF(K162=\"No\",\"\",IF(O162=\"\",Teta1(U162,P162),\"-\"))","v":{"$error":"#VALUE!"}},{"$error":"#VALUE!"},{"$error":"#VALUE!"},{"$f":"IF(K162=\"No\",\"\",IF(O162=\"\",Ynci(P162,N162,R162,T162),YnTr(1,R162,O162,S162,T162,N162)))","v":{"$error":"#VALUE!"}},{"$f":"IF(K162=\"No\",\"\",IF(O162=\"\",Teta1(Y162,P162),\"-\"))","v":{"$error":"#VALUE!"}},{"$f":"IF(K162=\"No\",\"\",IF(O162=\"\",AreaCi(P162,Y162),AreaTr(O162,S162,Y162)))","v":{"$error":"#VALUE!"}},{"$f":"IF(K162=\"No\",\"\",IF(O162=\"\",FrCi(AC162,9.806,Z162,P162),FrTr(AC162,9.806,O162,S162,Y162)))","v":{"$error":"#VALUE!"}},{"$error":"#VALUE!"},null,null,null,null,null,null,null,null,null,null,null,null,null,null,null,0,0,"","","",{"$f":"IF(AD162=\"\",\"\",IF(AE162=1,YcCi(AK162,J162),YcTr(J162,AJ162,AN162)))","v":""},{"$f":"IF(AD162=\"\",\"\",IF(AE162=1,Teta1(AX162,AK162),\"-\"))","v":""},{"$f":"IF(AD162=\"\",\"\",IF(AE162=1,AreaCi(AK162,AX162),AreaTr(AJ162,AN162,AX162)))","v":""},"",{"$f":"IF(AD162=\"\",\"\",IF(AE162=1,Ynci(AK162,J162,AM162,AO162),YnTr(1,AM162,AJ162,AN162,AO162,J162)))","v":""},{"$f":"IF(AD162=\"\",\"\",IF(AE162=1,Teta1(BB162,AK162),\"-\"))","v":""},{"$f":"IF(AD162=\"\",\"\",IF(AE162=1,AreaCi(AK162,BB162),AreaTr(AJ162,AN162,BB162)))","v":""},{"$f":"IF(AD162=\"\",\"\",IF(AE162=1,FrCi(BF162,9.806,BC162,AK162),FrTr(BF162,9.806,AJ162,AN162,BB162)))","v":""},"",{"$f":"IF(AD162=\"\",\"\",IF(AE162=1,LOOKUP(AI162,'Vmáx(material) - Tab.4.3'!$L$2:$L$11,'Vmáx(material) - Tab.4.3'!$M$2:$M$11),LOOKUP(AI162,'Vmáx(material) - Tab.4.3'!$L$15,'Vmáx(material) - Tab.4.3'!$M$15)))","v":""},{"$f":"IF(AD162=\"\",\"\",VLOOKUP($AH162,'Vmáx(material) - Tab.4.3'!$R$35:$X$41,2))","v":""},{"$f":"IF(AD162=\"\",\"\",VLOOKUP($AH162,'Vmáx(material) - Tab.4.3'!$R$35:$X$41,3))","v":""},{"$f":"IF(AD162=\"\",\"\",VLOOKUP($AH162,'Vmáx(material) - Tab.4.3'!$R$35:$X$41,4))","v":""},{"$f":"IF(AD162=\"\",\"\",VLOOKUP($AH162,'Vmáx(material) - Tab.4.3'!$R$35:$X$41,5))","v":""},{"$f":"IF(AD162=\"\",\"\",VLOOKUP($AH162,'Vmáx(material) - Tab.4.3'!$R$35:$X$41,6))","v":""},{"$f":"IF(AD162=\"\",\"\",IF(AD162=\"\",\"\",VLOOKUP($AH162,'Vmáx(material) - Tab.4.3'!$R$35:$X$41,7)))","v":""},{"$f":"IF(AD162=\"\",\"\",IF(AE162=1,FCi(J162,AK162),FTr(J162,AJ162,AK162)))","v":""},"",{"$f":"IF(AD162=\"\",\"\",Hw(BH162,BI162,BJ162,BK162,BL162,BM162,Z,BN162,AO162,AK162))","v":""},"","","","",{"$f":"IF(AD162=\"\",\"\",ho(BT162,AK162,AX162))","v":""},{"$f":"IF(AD162=\"\",\"\",IF(AE162=1,PeriCi(AK162,BB162),PeriTr(AJ162,AN162,BB162)))","v":""},{"$f":"IF(AD162=\"\",\"\",IF(AE162=1,AreaCi(AK162,BB162),AreaTr(AJ162,AN162,BB162)))","v":""},{"$f":"IF(AD162=\"\",\"\",RhCi(BW162,BV162))","v":""},"",{"$f":"IF(AD162=\"\",\"\",hf(AL162,J162,AM162,BW162,BX162))","v":""},{"$f":"IF(AD162=\"\",\"\",LOOKUP(AP162,Tab.4.5!$J$6:$J$27,Tab.4.5!$L$6:$L$27))","v":""},{"$f":"IF(AD162=\"\",\"\",He(CA162,BY162))","v":""},{"$f":"IF(AD162=\"\",\"\",Hs(BY162))","v":""},{"$f":"IF(AD162=\"\",\"\",Hm(BU162,BZ162,CB162,CC162,AL162,AO162))","v":""},"","","","","","",null,null,null,null,null,null,null,null,null,null,null,null,null,null,null,0,0,0,0,0,{"$f":"IF(CK162=\"\",\"\",IF(CL162=1,YcCi(CR162,J162),YcTr(J162,CQ162,CU162)))","v":""},{"$f":"IF(CK162=\"\",\"\",IF(CL162=1,Teta1(DE162,CR162),\"-\"))","v":""},"","",{"$f":"IF(CK162=\"\",\"\",IF(CL162=1,Ynci(CR162,J162,CT162,CV162),YnTr(1,CT162,CQ162,CU162,CV162,J162)))","v":""},{"$f":"IF(CK162=\"\",\"\",IF(CL162=1,Teta1(DI162,CR162),\"-\"))","v":""},{"$f":"IF(CK162=\"\",\"\",IF(CL162=1,AreaCi(CR162,J162),AreaTr(CQ162,CU162,DI162)))","v":""},{"$f":"IF(CK162=\"\",\"\",IF(CL162=1,FrCi(DM162,9.806,DJ162,CR162),FrTr(DM162,9.806,CQ162,CU162,DI162)))","v":""},"",{"$f":"IF(CK162=\"\",\"\",IF(CL162=1,LOOKUP(CP162,'Vmáx(material) - Tab.4.3'!$L$2:$L$11,'Vmáx(material) - Tab.4.3'!$M$2:$M$11),LOOKUP(CP162,'Vmáx(material) - Tab.4.3'!$L$15,'Vmáx(material) - Tab.4.3'!$M$15)))","v":""},{"$f":"IF(CK162=\"\",\"\",VLOOKUP($CO162,'Vmáx(material) - Tab.4.3'!$R$35:$X$41,2))","v":""},{"$f":"IF(CK162=\"\",\"\",VLOOKUP($CO162,'Vmáx(material) - Tab.4.3'!$R$35:$X$41,3))","v":""},{"$f":"IF(CK162=\"\",\"\",VLOOKUP($CO162,'Vmáx(material) - Tab.4.3'!$R$35:$X$41,4))","v":""},{"$f":"IF(CK162=\"\",\"\",VLOOKUP($CO162,'Vmáx(material) - Tab.4.3'!$R$35:$X$41,5))","v":""},{"$f":"IF(CK162=\"\",\"\",VLOOKUP($CO162,'Vmáx(material) - Tab.4.3'!$R$35:$X$41,6))","v":""},{"$f":"IF(CK162=\"\",\"\",IF(CK162=\"\",\"\",VLOOKUP(CO162,'Vmáx(material) - Tab.4.3'!$R$35:$X$41,7)))","v":""},{"$f":"IF(CK162=\"\",\"\",IF(CL162=1,FCi(J162,CR162),FTr(J162,CQ162,CR162)))","v":""},"",{"$f":"IF(CK162=\"\",\"\",Hw(DO162,DP162,DQ162,DR162,DS162,DT162,Z,DU162,CV162,CR162))","v":""},"","","","","",{"$f":"IF(CK162=\"\",\"\",IF(CL162=1,PeriCi(CR162,DI162),PeriTr(CQ162,CU162,DI162)))","v":""},{"$f":"IF(CK162=\"\",\"\",IF(CL162=1,AreaCi(CR162,DI162),AreaTr(CQ162,CU162,DI162)))","v":""},{"$f":"IF(CK162=\"\",\"\",RhCi(DK162,EC162))","v":""},"",{"$f":"IF(CK162=\"\",\"\",hf(CS162,J162,CT162,DK162,EE162))","v":""},{"$f":"IF(CK162=\"\",\"\",LOOKUP(CW162,Tab.4.5!$J$6:$J$27,Tab.4.5!$L$6:$L$27))","v":""},{"$f":"IF(CK162=\"\",\"\",He(EH162,DM162))","v":""},{"$f":"IF(CK162=\"\",\"\",Hs(DM162))","v":""},{"$f":"IF(CK162=\"\",\"\",Hm(EB162,EG162,EI162,EJ162,CS162,CV162))","v":""},"","","","","","","K45+-45000 () ",{"$f":"IF(B162=\"Existe.\",IF(AE162=1,CONCATENATE(#REF!,AK162,\" m.\"),CONCATENATE(#REF!,AJ162,\" m x \",AK162,\" m.\")),IF(CL162=1,CONCATENATE(#REF!,CR162,\" m.\"),CONCATENATE(#REF!,CQ162,\" m x \",CR162,\" m.\")))","v":{"$error":"#REF!"}},"Concreto, L =  m, S = 0 %.","Cota clave eje= 0 msnm.",null,null,null,"","","","","",{"$f":"IF(EV162=\"\",\"\",VLOOKUP(EY162,'Estructura escalonada'!$D$3:$H$953,2))","v":""},"","","","","",""]
[null,null,null,null,null,null,null,null,null,null,null,0,null,0,null,null,null,null,null,null,{"$f":"IF(K163=\"No\",\"\",IF(O163=\"\",YcCi(P163,N163),YcTr(N163,O163,S163)))","v":{"$error":"#VALUE!"}},{"$f":"IF(K163=\"No\",\"\",IF(O163=\"\",Teta1(U163,P163),\"-\"))","v":{"$error":"#VALUE!"}},{"$error":"#VALUE!"},{"$error":"#VALUE!"},{"$f":"IF(K163=\"No\",\"\",IF(O163=\"\",Ynci(P163,N163,R163,T163),YnTr(1,R163,O163,S163,T163,N163)))","v":{"$error":"#VALUE!"}},{"$f":"IF(K163=\"No\",\"\",IF(O163=\"\",Teta1(Y163,P163),\"-\"))","v":{"$error":"#VALUE!"}},{"$f":"IF(K163=\"No\",\"\",IF(O163=\"\",AreaCi(P163,Y163),AreaTr(O163,S163,Y163)))","v":{"$error":"#VALUE!"}},{"$f":"IF(K163=\"No\",\"\",IF(O163=\"\",FrCi(AC163,9.806,Z163,P163),FrTr(AC163,9.806,O163,S163,Y163)))","v":{"$error":"#VALUE!"}},{"$error":"#VALUE!"},null,null,null,null,null,null,null,null,null,null,null,null,null,null,null,0,0,"","","",{"$f":"IF(AD163=\"\",\"\",IF(AE163=1,YcCi(AK163,J163),YcTr(J163,AJ163,AN163)))","v":""},{"$f":"IF(AD163=\"\",\"\",IF(AE163=1,Teta1(AX163,AK163),\"-\"))","v":""},{"$f":"IF(AD163=\"\",\"\",IF(AE163=1,AreaCi(AK163,AX163),AreaTr(AJ163,AN163,AX163)))","v":""},"",{"$f":"IF(AD163=\"\",\"\",IF(AE163=1,Ynci(AK163,J163,AM163,AO163),YnTr(1,AM163,AJ163,AN163,AO163,J163)))","v":""},{"$f":"IF(AD163=\"\",\"\",IF(AE163=1,Teta1(BB163,AK163),\"-\"))","v":""},{"$f":"IF(AD163=\"\",\"\",IF(AE163=1,AreaCi(AK163,BB163),AreaTr(AJ163,AN163,BB163)))","v":""},{"$f":"IF(AD163=\"\",\"\",IF(AE163=1,FrCi(BF163,9.806,BC163,AK163),FrTr(BF163,9.806,AJ163,AN163,BB163)))","v":""},"",{"$f":"IF(AD163=\"\",\"\",IF(AE163=1,LOOKUP(AI163,'Vmáx(material) - Tab.4.3'!$L$2:$L$11,'Vmáx(material) - Tab.4.3'!$M$2:$M$11),LOOKUP(AI163,'Vmáx(material) - Tab.4.3'!$L$15,'Vmáx(material) - Tab.4.3'!$M$15)))","v":""},{"$f":"IF(AD163=\"\",\"\",VLOOKUP($AH163,'Vmáx(material) - Tab.4.3'!$R$35:$X$41,2))","v":""},{"$f":"IF(AD163=\"\",\"\",VLOOKUP($AH163,'Vmáx(material) - Tab.4.3'!$R$35:$X$41,3))","v":""},{"$f":"IF(AD163=\"\",\"\",VLOOKUP($AH163,'Vmáx(material) - Tab.4.3'!$R$35:$X$41,4))","v":""},{"$f":"IF(AD163=\"\",\"\",VLOOKUP($AH163,'Vmáx(material) - Tab.4.3'!$R$35:$X$41,5))","v":""},{"$f":"IF(AD163=\"\",\"\",VLOOKUP($AH163,'Vmáx(material) - Tab.4.3'!$R$35:$X$41,6))","v":""},{"$f":"IF(AD163=\"\",\"\",IF(AD163=\"\",\"\",VLOOKUP($AH163,'Vmáx(material) - Tab.4.3'!$R$35:$X$41,7)))","v":""},{"$f":"IF(AD163=\"\",\"\",IF(AE163=1,FCi(J163,AK163),FTr(J163,AJ163,AK163)))","v":""},"",{"$f":"IF(AD163=\"\",\"\",Hw(BH163,BI163,BJ163,BK163,BL163,BM163,Z,BN163,AO163,AK163))","v":""},"","","","",{"$f":"IF(AD163=\"\",\"\",ho(BT163,AK163,AX163))","v":""},{"$f":"IF(AD163=\"\",\"\",IF(AE163=1,PeriCi(AK163,BB163),PeriTr(AJ163,AN163,BB163)))","v":""},{"$f":"IF(AD163=\"\",\"\",IF(AE163=1,AreaCi(AK163,BB163),AreaTr(AJ163,AN163,BB163)))","v":""},{"$f":"IF(AD163=\"\",\"\",RhCi(BW163,BV163))","v":""},"",{"$f":"IF(AD163=\"\",\"\",hf(AL163,J163,AM163,BW163,BX163))","v":""},{"$f":"IF(AD163=\"\",\"\",LOOKUP(AP163,Tab.4.5!$J$6:$J$27,Tab.4.5!$L$6:$L$27))","v":""},{"$f":"IF(AD163=\"\",\"\",He(CA163,BY163))","v":""},{"$f":"IF(AD163=\"\",\"\",Hs(BY163))","v":""},{"$f":"IF(AD163=\"\",\"\",Hm(BU163,BZ163,CB163,CC163,AL163,AO163))","v":""},"","","","","","",null,null,null,null,null,null,null,null,null,null,null,null,null,null,null,0,0,0,0,0,{"$f":"IF(CK163=\"\",\"\",IF(CL163=1,YcCi(CR163,J163),YcTr(J163,CQ163,CU163)))","v":""},{"$f":"IF(CK163=\"\",\"\",IF(CL163=1,Teta1(DE163,CR163),\"-\"))","v":""},"","",{"$f":"IF(CK163=\"\",\"\",IF(CL163=1,Ynci(CR163,J163,CT163,CV163),YnTr(1,CT163,CQ163,CU163,CV163,J163)))","v":""},{"$f":"IF(CK163=\"\",\"\",IF(CL163=1,Teta1(DI163,CR163),\"-\"))","v":""},{"$f":"IF(CK163=\"\",\"\",IF(CL163=1,AreaCi(CR163,J163),AreaTr(CQ163,CU163,DI163)))","v":""},{"$f":"IF(CK163=\"\",\"\",IF(CL163=1,FrCi(DM163,9.806,DJ163,CR163),FrTr(DM163,9.806,CQ163,CU163,DI163)))","v":""},"",{"$f":"IF(CK163=\"\",\"\",IF(CL163=1,LOOKUP(CP163,'Vmáx(material) - Tab.4.3'!$L$2:$L$11,'Vmáx(material) - Tab.4.3'!$M$2:$M$11),LOOKUP(CP163,'Vmáx(material) - Tab.4.3'!$L$15,'Vmáx(material) - Tab.4.3'!$M$15)))","v":""},{"$f":"IF(CK163=\"\",\"\",VLOOKUP($CO163,'Vmáx(material) - Tab.4.3'!$R$35:$X$41,2))","v":""},{"$f":"IF(CK163=\"\",\"\",VLOOKUP($CO163,'Vmáx(material) - Tab.4.3'!$R$35:$X$41,3))","v":""},{"$f":"IF(CK163=\"\",\"\",VLOOKUP($CO163,'Vmáx(material) - Tab.4.3'!$R$35:$X$41,4))","v":""},{"$f":"IF(CK163=\"\",\"\",VLOOKUP($CO163,'Vmáx(material) - Tab.4.3'!$R$35:$X$41,5))","v":""},{"$f":"IF(CK163=\"\",\"\",VLOOKUP($CO163,'Vmáx(material) - Tab.4.3'!$R$35:$X$41,6))","v":""},{"$f":"IF(CK163=\"\",\"\",IF(CK163=\"\",\"\",VLOOKUP(CO163,'Vmáx(material) - Tab.4.3'!$R$35:$X$41,7)))","v":""},{"$f":"IF(CK163=\"\",\"\",IF(CL163=1,FCi(J163,CR163),FTr(J163,CQ163,CR163)))","v":""},"",{"$f":"IF(CK163=\"\",\"\",Hw(DO163,DP163,DQ163,DR163,DS163,DT163,Z,DU163,CV163,CR163))","v":""},"","","","","",{"$f":"IF(CK163=\"\",\"\",IF(CL163=1,PeriCi(CR163,DI163),PeriTr(CQ163,CU163,DI163)))","v":""},{"$f":"IF(CK163=\"\",\"\",IF(CL163=1,AreaCi(CR163,DI163),AreaTr(CQ163,CU163,DI163)))","v":""},{"$f":"IF(CK163=\"\",\"\",RhCi(DK163,EC163))","v":""},"",{"$f":"IF(CK163=\"\",\"\",hf(CS163,J163,CT163,DK163,EE163))","v":""},{"$f":"IF(CK163=\"\",\"\",LOOKUP(CW163,Tab.4.5!$J$6:$J$27,Tab.4.5!$L$6:$L$27))","v":""},{"$f":"IF(CK163=\"\",\"\",He(EH163,DM163))","v":""},{"$f":"IF(CK163=\"\",\"\",Hs(DM163))","v":""},{"$f":"IF(CK163=\"\",\"\",Hm(EB163,EG163,EI163,EJ163,CS163,CV163))","v":""},"","","","","","","K45+-45000 () ",{"$f":"IF(B163=\"Existe.\",IF(AE163=1,CONCATENATE(#REF!,AK163,\" m.\"),CONCATENATE(#REF!,AJ163,\" m x \",AK163,\" m.\")),IF(CL163=1,CONCATENATE(#REF!,CR163,\" m.\"),CONCATENATE(#REF!,CQ163,\" m x \",CR163,\" m.\")))","v":{"$error":"#REF!"}},"Concreto, L =  m, S = 0 %.","Cota clave eje= 0 msnm.",null,null,null,"","","","","",{"$f":"IF(EV163=\"\",\"\",VLOOKUP(EY163,'Estructura escalonada'!$D$3:$H$953,2))","v":""},"","","","","",""]
[null,null,null,null,null,null,null,null,null,null,null,0,null,0,null,null,null,null,null,null,{"$f":"IF(K164=\"No\",\"\",IF(O164=\"\",YcCi(P164,N164),YcTr(N164,O164,S164)))","v":{"$error":"#VALUE!"}},{"$f":"IF(K164=\"No\",\"\",IF(O164=\"\",Teta1(U164,P164),\"-\"))","v":{"$error":"#VALUE!"}},{"$error":"#VALUE!"},{"$error":"#VALUE!"},{"$f":"IF(K164=\"No\",\"\",IF(O164=\"\",Ynci(P164,N164,R164,T164),YnTr(1,R164,O164,S164,T164,N164)))","v":{"$error":"#VALUE!"}},{"$f":"IF(K164=\"No\",\"\",IF(O164=\"\",Teta1(Y164,P164),\"-\"))","v":{"$error":"#VALUE!"}},{"$f":"IF(K164=\"No\",\"\",IF(O164=\"\",AreaCi(P164,Y164),AreaTr(O164,S164,Y164)))","v":{"$error":"#VALUE!"}},{"$f":"IF(K164=\"No\",\"\",IF(O164=\"\",FrCi(AC164,9.806,Z164,P164),FrTr(AC164,9.806,O164,S164,Y164)))","v":{"$error":"#VALUE!"}},{"$error":"#VALUE!"},null,null,null,null,null,null,null,null,null,null,null,null,null,null,null,0,0,"","","",{"$f":"IF(AD164=\"\",\"\",IF(AE164=1,YcCi(AK164,J164),YcTr(J164,AJ164,AN164)))","v":""},{"$f":"IF(AD164=\"\",\"\",IF(AE164=1,Teta1(AX164,AK164),\"-\"))","v":""},{"$f":"IF(AD164=\"\",\"\",IF(AE164=1,AreaCi(AK164,AX164),AreaTr(AJ164,AN164,AX164)))","v":""},"",{"$f":"IF(AD164=\"\",\"\",IF(AE164=1,Ynci(AK164,J164,AM164,AO164),YnTr(1,AM164,AJ164,AN164,AO164,J164)))","v":""},{"$f":"IF(AD164=\"\",\"\",IF(AE164=1,Teta1(BB164,AK164),\"-\"))","v":""},{"$f":"IF(AD164=\"\",\"\",IF(AE164=1,AreaCi(AK164,BB164),AreaTr(AJ164,AN164,BB164)))","v":""},{"$f":"IF(AD164=\"\",\"\",IF(AE164=1,FrCi(BF164,9.806,BC164,AK164),FrTr(BF164,9.806,AJ164,AN164,BB164)))","v":""},"",{"$f":"IF(AD164=\"\",\"\",IF(AE164=1,LOOKUP(AI164,'Vmáx(material) - Tab.4.3'!$L$2:$L$11,'Vmáx(material) - Tab.4.3'!$M$2:$M$11),LOOKUP(AI164,'Vmáx(material) - Tab.4.3'!$L$15,'Vmáx(material) - Tab.4.3'!$M$15)))","v":""},{"$f":"IF(AD164=\"\",\"\",VLOOKUP($AH164,'Vmáx(material) - Tab.4.3'!$R$35:$X$41,2))","v":""},{"$f":"IF(AD164=\"\",\"\",VLOOKUP($AH164,'Vmáx(material) - Tab.4.3'!$R$35:$X$41,3))","v":""},{"$f":"IF(AD164=\"\",\"\",VLOOKUP($AH164,'Vmáx(material) - Tab.4.3'!$R$35:$X$41,4))","v":""},{"$f":"IF(AD164=\"\",\"\",VLOOKUP($AH164,'Vmáx(material) - Tab.4.3'!$R$35:$X$41,5))","v":""},{"$f":"IF(AD164=\"\",\"\",VLOOKUP($AH164,'Vmáx(material) - Tab.4.3'!$R$35:$X$41,6))","v":""},{"$f":"IF(AD164=\"\",\"\",IF(AD164=\"\",\"\",VLOOKUP($AH164,'Vmáx(material) - Tab.4.3'!$R$35:$X$41,7)))","v":""},{"$f":"IF(AD164=\"\",\"\",IF(AE164=1,FCi(J164,AK164),FTr(J164,AJ164,AK164)))","v":""},"",{"$f":"IF(AD164=\"\",\"\",Hw(BH164,BI164,BJ164,BK164,BL164,BM164,Z,BN164,AO164,AK164))","v":""},"","","","",{"$f":"IF(AD164=\"\",\"\",ho(BT164,AK164,AX164))","v":""},{"$f":"IF(AD164=\"\",\"\",IF(AE164=1,PeriCi(AK164,BB164),PeriTr(AJ164,AN164,BB164)))","v":""},{"$f":"IF(AD164=\"\",\"\",IF(AE164=1,AreaCi(AK164,BB164),AreaTr(AJ164,AN164,BB164)))","v":""},{"$f":"IF(AD164=\"\",\"\",RhCi(BW164,BV164))","v":""},"",{"$f":"IF(AD164=\"\",\"\",hf(AL164,J164,AM164,BW164,BX164))","v":""},{"$f":"IF(AD164=\"\",\"\",LOOKUP(AP164,Tab.4.5!$J$6:$J$27,Tab.4.5!$L$6:$L$27))","v":""},{"$f":"IF(AD164=\"\",\"\",He(CA164,BY164))","v":""},{"$f":"IF(AD164=\"\",\"\",Hs(BY164))","v":""},{"$f":"IF(AD164=\"\",\"\",Hm(BU164,BZ164,CB164,CC164,AL164,AO164))","v":""},"","","","","","",null,null,null,null,null,null,null,null,null,null,null,null,null,null,null,0,0,0,0,0,{"$f":"IF(CK164=\"\",\"\",IF(CL164=1,YcCi(CR164,J164),YcTr(J164,CQ164,CU164)))","v":""},{"$f":"IF(CK164=\"\",\"\",IF(CL164=1,Teta1(DE164,CR164),\"-\"))","v":""},"","",{"$f":"IF(CK164=\"\",\"\",IF(CL164=1,Ynci(CR164,J164,CT164,CV164),YnTr(1,CT164,CQ164,CU164,CV164,J164)))","v":""},{"$f":"IF(CK164=\"\",\"\",IF(CL164=1,Teta1(DI164,CR164),\"-\"))","v":""},{"$f":"IF(CK164=\"\",\"\",IF(CL164=1,AreaCi(CR164,J164),AreaTr(CQ164,CU164,DI164)))","v":""},{"$f":"IF(CK164=\"\",\"\",IF(CL164=1,FrCi(DM164,9.806,DJ164,CR164),FrTr(DM164,9.806,CQ164,CU164,DI164)))","v":""},"",{"$f":"IF(CK164=\"\",\"\",IF(CL164=1,LOOKUP(CP164,'Vmáx(material) - Tab.4.3'!$L$2:$L$11,'Vmáx(material) - Tab.4.3'!$M$2:$M$11),LOOKUP(CP164,'Vmáx(material) - Tab.4.3'!$L$15,'Vmáx(material) - Tab.4.3'!$M$15)))","v":""},{"$f":"IF(CK164=\"\",\"\",VLOOKUP($CO164,'Vmáx(material) - Tab.4.3'!$R$35:$X$41,2))","v":""},{"$f":"IF(CK164=\"\",\"\",VLOOKUP($CO164,'Vmáx(material) - Tab.4.3'!$R$35:$X$41,3))","v":""},{"$f":"IF(CK164=\"\",\"\",VLOOKUP($CO164,'Vmáx(material) - Tab.4.3'!$R$35:$X$41,4))","v":""},{"$f":"IF(CK164=\"\",\"\",VLOOKUP($CO164,'Vmáx(material) - Tab.4.3'!$R$35:$X$41,5))","v":""},{"$f":"IF(CK164=\"\",\"\",VLOOKUP($CO164,'Vmáx(material) - Tab.4.3'!$R$35:$X$41,6))","v":""},{"$f":"IF(CK164=\"\",\"\",IF(CK164=\"\",\"\",VLOOKUP(CO164,'Vmáx(material) - Tab.4.3'!$R$35:$X$41,7)))","v":""},{"$f":"IF(CK164=\"\",\"\",IF(CL164=1,FCi(J164,CR164),FTr(J164,CQ164,CR164)))","v":""},"",{"$f":"IF(CK164=\"\",\"\",Hw(DO164,DP164,DQ164,DR164,DS164,DT164,Z,DU164,CV164,CR164))","v":""},"","","","","",{"$f":"IF(CK164=\"\",\"\",IF(CL164=1,PeriCi(CR164,DI164),PeriTr(CQ164,CU164,DI164)))","v":""},{"$f":"IF(CK164=\"\",\"\",IF(CL164=1,AreaCi(CR164,DI164),AreaTr(CQ164,CU164,DI164)))","v":""},{"$f":"IF(CK164=\"\",\"\",RhCi(DK164,EC164))","v":""},"",{"$f":"IF(CK164=\"\",\"\",hf(CS164,J164,CT164,DK164,EE164))","v":""},{"$f":"IF(CK164=\"\",\"\",LOOKUP(CW164,Tab.4.5!$J$6:$J$27,Tab.4.5!$L$6:$L$27))","v":""},{"$f":"IF(CK164=\"\",\"\",He(EH164,DM164))","v":""},{"$f":"IF(CK164=\"\",\"\",Hs(DM164))","v":""},{"$f":"IF(CK164=\"\",\"\",Hm(EB164,EG164,EI164,EJ164,CS164,CV164))","v":""},"","","","","","","K45+-45000 () ",{"$f":"IF(B164=\"Existe.\",IF(AE164=1,CONCATENATE(#REF!,AK164,\" m.\"),CONCATENATE(#REF!,AJ164,\" m x \",AK164,\" m.\")),IF(CL164=1,CONCATENATE(#REF!,CR164,\" m.\"),CONCATENATE(#REF!,CQ164,\" m x \",CR164,\" m.\")))","v":{"$error":"#REF!"}},"Concreto, L =  m, S = 0 %.","Cota clave eje= 0 msnm.",null,null,null,"","","","","",{"$f":"IF(EV164=\"\",\"\",VLOOKUP(EY164,'Estructura escalonada'!$D$3:$H$953,2))","v":""},"","","","","",""]
[null,null,null,null,null,null,null,null,null,null,null,0,null,0,null,null,null,null,null,null,{"$f":"IF(K165=\"No\",\"\",IF(O165=\"\",YcCi(P165,N165),YcTr(N165,O165,S165)))","v":{"$error":"#VALUE!"}},{"$f":"IF(K165=\"No\",\"\",IF(O165=\"\",Teta1(U165,P165),\"-\"))","v":{"$error":"#VALUE!"}},{"$error":"#VALUE!"},{"$error":"#VALUE!"},{"$f":"IF(K165=\"No\",\"\",IF(O165=\"\",Ynci(P165,N165,R165,T165),YnTr(1,R165,O165,S165,T165,N165)))","v":{"$error":"#VALUE!"}},{"$f":"IF(K165=\"No\",\"\",IF(O165=\"\",Teta1(Y165,P165),\"-\"))","v":{"$error":"#VALUE!"}},{"$f":"IF(K165=\"No\",\"\",IF(O165=\"\",AreaCi(P165,Y165),AreaTr(O165,S165,Y165)))","v":{"$error":"#VALUE!"}},{"$f":"IF(K165=\"No\",\"\",IF(O165=\"\",FrCi(AC165,9.806,Z165,P165),FrTr(AC165,9.806,O165,S165,Y165)))","v":{"$error":"#VALUE!"}},{"$error":"#VALUE!"},null,null,null,null,null,null,null,null,null,null,null,null,null,null,null,0,0,"","","",{"$f":"IF(AD165=\"\",\"\",IF(AE165=1,YcCi(AK165,J165),YcTr(J165,AJ165,AN165)))","v":""},{"$f":"IF(AD165=\"\",\"\",IF(AE165=1,Teta1(AX165,AK165),\"-\"))","v":""},{"$f":"IF(AD165=\"\",\"\",IF(AE165=1,AreaCi(AK165,AX165),AreaTr(AJ165,AN165,AX165)))","v":""},"",{"$f":"IF(AD165=\"\",\"\",IF(AE165=1,Ynci(AK165,J165,AM165,AO165),YnTr(1,AM165,AJ165,AN165,AO165,J165)))","v":""},{"$f":"IF(AD165=\"\",\"\",IF(AE165=1,Teta1(BB165,AK165),\"-\"))","v":""},{"$f":"IF(AD165=\"\",\"\",IF(AE165=1,AreaCi(AK165,BB165),AreaTr(AJ165,AN165,BB165)))","v":""},{"$f":"IF(AD165=\"\",\"\",IF(AE165=1,FrCi(BF165,9.806,BC165,AK165),FrTr(BF165,9.806,AJ165,AN165,BB165)))","v":""},"",{"$f":"IF(AD165=\"\",\"\",IF(AE165=1,LOOKUP(AI165,'Vmáx(material) - Tab.4.3'!$L$2:$L$11,'Vmáx(material) - Tab.4.3'!$M$2:$M$11),LOOKUP(AI165,'Vmáx(material) - Tab.4.3'!$L$15,'Vmáx(material) - Tab.4.3'!$M$15)))","v":""},{"$f":"IF(AD165=\"\",\"\",VLOOKUP($AH165,'Vmáx(material) - Tab.4.3'!$R$35:$X$41,2))","v":""},{"$f":"IF(AD165=\"\",\"\",VLOOKUP($AH165,'Vmáx(material) - Tab.4.3'!$R$35:$X$41,3))","v":""},{"$f":"IF(AD165=\"\",\"\",VLOOKUP($AH165,'Vmáx(material) - Tab.4.3'!$R$35:$X$41,4))","v":""},{"$f":"IF(AD165=\"\",\"\",VLOOKUP($AH165,'Vmáx(material) - Tab.4.3'!$R$35:$X$41,5))","v":""},{"$f":"IF(AD165=\"\",\"\",VLOOKUP($AH165,'Vmáx(material) - Tab.4.3'!$R$35:$X$41,6))","v":""},{"$f":"IF(AD165=\"\",\"\",IF(AD165=\"\",\"\",VLOOKUP($AH165,'Vmáx(material) - Tab.4.3'!$R$35:$X$41,7)))","v":""},{"$f":"IF(AD165=\"\",\"\",IF(AE165=1,FCi(J165,AK165),FTr(J165,AJ165,AK165)))","v":""},"",{"$f":"IF(AD165=\"\",\"\",Hw(BH165,BI165,BJ165,BK165,BL165,BM165,Z,BN165,AO165,AK165))","v":""},"","","","",{"$f":"IF(AD165=\"\",\"\",ho(BT165,AK165,AX165))","v":""},{"$f":"IF(AD165=\"\",\"\",IF(AE165=1,PeriCi(AK165,BB165),PeriTr(AJ165,AN165,BB165)))","v":""},{"$f":"IF(AD165=\"\",\"\",IF(AE165=1,AreaCi(AK165,BB165),AreaTr(AJ165,AN165,BB165)))","v":""},{"$f":"IF(AD165=\"\",\"\",RhCi(BW165,BV165))","v":""},"",{"$f":"IF(AD165=\"\",\"\",hf(AL165,J165,AM165,BW165,BX165))","v":""},{"$f":"IF(AD165=\"\",\"\",LOOKUP(AP165,Tab.4.5!$J$6:$J$27,Tab.4.5!$L$6:$L$27))","v":""},{"$f":"IF(AD165=\"\",\"\",He(CA165,BY165))","v":""},{"$f":"IF(AD165=\"\",\"\",Hs(BY165))","v":""},{"$f":"IF(AD165=\"\",\"\",Hm(BU165,BZ165,CB165,CC165,AL165,AO165))","v":""},"","","","","","",null,null,null,null,null,null,null,null,null,null,null,null,null,null,null,0,0,0,0,0,{"$f":"IF(CK165=\"\",\"\",IF(CL165=1,YcCi(CR165,J165),YcTr(J165,CQ165,CU165)))","v":""},{"$f":"IF(CK165=\"\",\"\",IF(CL165=1,Teta1(DE165,CR165),\"-\"))","v":""},"","",{"$f":"IF(CK165=\"\",\"\",IF(CL165=1,Ynci(CR165,J165,CT165,CV165),YnTr(1,CT165,CQ165,CU165,CV165,J165)))","v":""},{"$f":"IF(CK165=\"\",\"\",IF(CL165=1,Teta1(DI165,CR165),\"-\"))","v":""},{"$f":"IF(CK165=\"\",\"\",IF(CL165=1,AreaCi(CR165,J165),AreaTr(CQ165,CU165,DI165)))","v":""},{"$f":"IF(CK165=\"\",\"\",IF(CL165=1,FrCi(DM165,9.806,DJ165,CR165),FrTr(DM165,9.806,CQ165,CU165,DI165)))","v":""},"",{"$f":"IF(CK165=\"\",\"\",IF(CL165=1,LOOKUP(CP165,'Vmáx(material) - Tab.4.3'!$L$2:$L$11,'Vmáx(material) - Tab.4.3'!$M$2:$M$11),LOOKUP(CP165,'Vmáx(material) - Tab.4.3'!$L$15,'Vmáx(material) - Tab.4.3'!$M$15)))","v":""},{"$f":"IF(CK165=\"\",\"\",VLOOKUP($CO165,'Vmáx(material) - Tab.4.3'!$R$35:$X$41,2))","v":""},{"$f":"IF(CK165=\"\",\"\",VLOOKUP($CO165,'Vmáx(material) - Tab.4.3'!$R$35:$X$41,3))","v":""},{"$f":"IF(CK165=\"\",\"\",VLOOKUP($CO165,'Vmáx(material) - Tab.4.3'!$R$35:$X$41,4))","v":""},{"$f":"IF(CK165=\"\",\"\",VLOOKUP($CO165,'Vmáx(material) - Tab.4.3'!$R$35:$X$41,5))","v":""},{"$f":"IF(CK165=\"\",\"\",VLOOKUP($CO165,'Vmáx(material) - Tab.4.3'!$R$35:$X$41,6))","v":""},{"$f":"IF(CK165=\"\",\"\",IF(CK165=\"\",\"\",VLOOKUP(CO165,'Vmáx(material) - Tab.4.3'!$R$35:$X$41,7)))","v":""},{"$f":"IF(CK165=\"\",\"\",IF(CL165=1,FCi(J165,CR165),FTr(J165,CQ165,CR165)))","v":""},"",{"$f":"IF(CK165=\"\",\"\",Hw(DO165,DP165,DQ165,DR165,DS165,DT165,Z,DU165,CV165,CR165))","v":""},"","","","","",{"$f":"IF(CK165=\"\",\"\",IF(CL165=1,PeriCi(CR165,DI165),PeriTr(CQ165,CU165,DI165)))","v":""},{"$f":"IF(CK165=\"\",\"\",IF(CL165=1,AreaCi(CR165,DI165),AreaTr(CQ165,CU165,DI165)))","v":""},{"$f":"IF(CK165=\"\",\"\",RhCi(DK165,EC165))","v":""},"",{"$f":"IF(CK165=\"\",\"\",hf(CS165,J165,CT165,DK165,EE165))","v":""},{"$f":"IF(CK165=\"\",\"\",LOOKUP(CW165,Tab.4.5!$J$6:$J$27,Tab.4.5!$L$6:$L$27))","v":""},{"$f":"IF(CK165=\"\",\"\",He(EH165,DM165))","v":""},{"$f":"IF(CK165=\"\",\"\",Hs(DM165))","v":""},{"$f":"IF(CK165=\"\",\"\",Hm(EB165,EG165,EI165,EJ165,CS165,CV165))","v":""},"","","","","","","K45+-45000 () ",{"$f":"IF(B165=\"Existe.\",IF(AE165=1,CONCATENATE(#REF!,AK165,\" m.\"),CONCATENATE(#REF!,AJ165,\" m x \",AK165,\" m.\")),IF(CL165=1,CONCATENATE(#REF!,CR165,\" m.\"),CONCATENATE(#REF!,CQ165,\" m x \",CR165,\" m.\")))","v":{"$error":"#REF!"}},"Concreto, L =  m, S = 0 %.","Cota clave eje= 0 msnm.",null,null,null,"","","","","",{"$f":"IF(EV165=\"\",\"\",VLOOKUP(EY165,'Estructura escalonada'!$D$3:$H$953,2))","v":""},"","","","","",""]
[null,null,null,null,null,null,null,null,null,null,null,0,null,0,null,null,null,null,null,null,{"$f":"IF(K166=\"No\",\"\",IF(O166=\"\",YcCi(P166,N166),YcTr(N166,O166,S166)))","v":{"$error":"#VALUE!"}},{"$f":"IF(K166=\"No\",\"\",IF(O166=\"\",Teta1(U166,P166),\"-\"))","v":{"$error":"#VALUE!"}},{"$error":"#VALUE!"},{"$error":"#VALUE!"},{"$f":"IF(K166=\"No\",\"\",IF(O166=\"\",Ynci(P166,N166,R166,T166),YnTr(1,R166,O166,S166,T166,N166)))","v":{"$error":"#VALUE!"}},{"$f":"IF(K166=\"No\",\"\",IF(O166=\"\",Teta1(Y166,P166),\"-\"))","v":{"$error":"#VALUE!"}},{"$f":"IF(K166=\"No\",\"\",IF(O166=\"\",AreaCi(P166,Y166),AreaTr(O166,S166,Y166)))","v":{"$error":"#VALUE!"}},{"$f":"IF(K166=\"No\",\"\",IF(O166=\"\",FrCi(AC166,9.806,Z166,P166),FrTr(AC166,9.806,O166,S166,Y166)))","v":{"$error":"#VALUE!"}},{"$error":"#VALUE!"},null,null,null,null,null,null,null,null,null,null,null,null,null,null,null,0,0,"","","",{"$f":"IF(AD166=\"\",\"\",IF(AE166=1,YcCi(AK166,J166),YcTr(J166,AJ166,AN166)))","v":""},{"$f":"IF(AD166=\"\",\"\",IF(AE166=1,Teta1(AX166,AK166),\"-\"))","v":""},{"$f":"IF(AD166=\"\",\"\",IF(AE166=1,AreaCi(AK166,AX166),AreaTr(AJ166,AN166,AX166)))","v":""},"",{"$f":"IF(AD166=\"\",\"\",IF(AE166=1,Ynci(AK166,J166,AM166,AO166),YnTr(1,AM166,AJ166,AN166,AO166,J166)))","v":""},{"$f":"IF(AD166=\"\",\"\",IF(AE166=1,Teta1(BB166,AK166),\"-\"))","v":""},{"$f":"IF(AD166=\"\",\"\",IF(AE166=1,AreaCi(AK166,BB166),AreaTr(AJ166,AN166,BB166)))","v":""},{"$f":"IF(AD166=\"\",\"\",IF(AE166=1,FrCi(BF166,9.806,BC166,AK166),FrTr(BF166,9.806,AJ166,AN166,BB166)))","v":""},"",{"$f":"IF(AD166=\"\",\"\",IF(AE166=1,LOOKUP(AI166,'Vmáx(material) - Tab.4.3'!$L$2:$L$11,'Vmáx(material) - Tab.4.3'!$M$2:$M$11),LOOKUP(AI166,'Vmáx(material) - Tab.4.3'!$L$15,'Vmáx(material) - Tab.4.3'!$M$15)))","v":""},{"$f":"IF(AD166=\"\",\"\",VLOOKUP($AH166,'Vmáx(material) - Tab.4.3'!$R$35:$X$41,2))","v":""},{"$f":"IF(AD166=\"\",\"\",VLOOKUP($AH166,'Vmáx(material) - Tab.4.3'!$R$35:$X$41,3))","v":""},{"$f":"IF(AD166=\"\",\"\",VLOOKUP($AH166,'Vmáx(material) - Tab.4.3'!$R$35:$X$41,4))","v":""},{"$f":"IF(AD166=\"\",\"\",VLOOKUP($AH166,'Vmáx(material) - Tab.4.3'!$R$35:$X$41,5))","v":""},{"$f":"IF(AD166=\"\",\"\",VLOOKUP($AH166,'Vmáx(material) - Tab.4.3'!$R$35:$X$41,6))","v":""},{"$f":"IF(AD166=\"\",\"\",IF(AD166=\"\",\"\",VLOOKUP($AH166,'Vmáx(material) - Tab.4.3'!$R$35:$X$41,7)))","v":""},{"$f":"IF(AD166=\"\",\"\",IF(AE166=1,FCi(J166,AK166),FTr(J166,AJ166,AK166)))","v":""},"",{"$f":"IF(AD166=\"\",\"\",Hw(BH166,BI166,BJ166,BK166,BL166,BM166,Z,BN166,AO166,AK166))","v":""},"","","","",{"$f":"IF(AD166=\"\",\"\",ho(BT166,AK166,AX166))","v":""},{"$f":"IF(AD166=\"\",\"\",IF(AE166=1,PeriCi(AK166,BB166),PeriTr(AJ166,AN166,BB166)))","v":""},{"$f":"IF(AD166=\"\",\"\",IF(AE166=1,AreaCi(AK166,BB166),AreaTr(AJ166,AN166,BB166)))","v":""},{"$f":"IF(AD166=\"\",\"\",RhCi(BW166,BV166))","v":""},"",{"$f":"IF(AD166=\"\",\"\",hf(AL166,J166,AM166,BW166,BX166))","v":""},{"$f":"IF(AD166=\"\",\"\",LOOKUP(AP166,Tab.4.5!$J$6:$J$27,Tab.4.5!$L$6:$L$27))","v":""},{"$f":"IF(AD166=\"\",\"\",He(CA166,BY166))","v":""},{"$f":"IF(AD166=\"\",\"\",Hs(BY166))","v":""},{"$f":"IF(AD166=\"\",\"\",Hm(BU166,BZ166,CB166,CC166,AL166,AO166))","v":""},"","","","","","",null,null,null,null,null,null,null,null,null,null,null,null,null,null,null,0,0,0,0,0,{"$f":"IF(CK166=\"\",\"\",IF(CL166=1,YcCi(CR166,J166),YcTr(J166,CQ166,CU166)))","v":""},{"$f":"IF(CK166=\"\",\"\",IF(CL166=1,Teta1(DE166,CR166),\"-\"))","v":""},"","",{"$f":"IF(CK166=\"\",\"\",IF(CL166=1,Ynci(CR166,J166,CT166,CV166),YnTr(1,CT166,CQ166,CU166,CV166,J166)))","v":""},{"$f":"IF(CK166=\"\",\"\",IF(CL166=1,Teta1(DI166,CR166),\"-\"))","v":""},{"$f":"IF(CK166=\"\",\"\",IF(CL166=1,AreaCi(CR166,J166),AreaTr(CQ166,CU166,DI166)))","v":""},{"$f":"IF(CK166=\"\",\"\",IF(CL166=1,FrCi(DM166,9.806,DJ166,CR166),FrTr(DM166,9.806,CQ166,CU166,DI166)))","v":""},"",{"$f":"IF(CK166=\"\",\"\",IF(CL166=1,LOOKUP(CP166,'Vmáx(material) - Tab.4.3'!$L$2:$L$11,'Vmáx(material) - Tab.4.3'!$M$2:$M$11),LOOKUP(CP166,'Vmáx(material) - Tab.4.3'!$L$15,'Vmáx(material) - Tab.4.3'!$M$15)))","v":""},{"$f":"IF(CK166=\"\",\"\",VLOOKUP($CO166,'Vmáx(material) - Tab.4.3'!$R$35:$X$41,2))","v":""},{"$f":"IF(CK166=\"\",\"\",VLOOKUP($CO166,'Vmáx(material) - Tab.4.3'!$R$35:$X$41,3))","v":""},{"$f":"IF(CK166=\"\",\"\",VLOOKUP($CO166,'Vmáx(material) - Tab.4.3'!$R$35:$X$41,4))","v":""},{"$f":"IF(CK166=\"\",\"\",VLOOKUP($CO166,'Vmáx(material) - Tab.4.3'!$R$35:$X$41,5))","v":""},{"$f":"IF(CK166=\"\",\"\",VLOOKUP($CO166,'Vmáx(material) - Tab.4.3'!$R$35:$X$41,6))","v":""},{"$f":"IF(CK166=\"\",\"\",IF(CK166=\"\",\"\",VLOOKUP(CO166,'Vmáx(material) - Tab.4.3'!$R$35:$X$41,7)))","v":""},{"$f":"IF(CK166=\"\",\"\",IF(CL166=1,FCi(J166,CR166),FTr(J166,CQ166,CR166)))","v":""},"",{"$f":"IF(CK166=\"\",\"\",Hw(DO166,DP166,DQ166,DR166,DS166,DT166,Z,DU166,CV166,CR166))","v":""},"","","","","",{"$f":"IF(CK166=\"\",\"\",IF(CL166=1,PeriCi(CR166,DI166),PeriTr(CQ166,CU166,DI166)))","v":""},{"$f":"IF(CK166=\"\",\"\",IF(CL166=1,AreaCi(CR166,DI166),AreaTr(CQ166,CU166,DI166)))","v":""},{"$f":"IF(CK166=\"\",\"\",RhCi(DK166,EC166))","v":""},"",{"$f":"IF(CK166=\"\",\"\",hf(CS166,J166,CT166,DK166,EE166))","v":""},{"$f":"IF(CK166=\"\",\"\",LOOKUP(CW166,Tab.4.5!$J$6:$J$27,Tab.4.5!$L$6:$L$27))","v":""},{"$f":"IF(CK166=\"\",\"\",He(EH166,DM166))","v":""},{"$f":"IF(CK166=\"\",\"\",Hs(DM166))","v":""},{"$f":"IF(CK166=\"\",\"\",Hm(EB166,EG166,EI166,EJ166,CS166,CV166))","v":""},"","","","","","","K45+-45000 () ",{"$f":"IF(B166=\"Existe.\",IF(AE166=1,CONCATENATE(#REF!,AK166,\" m.\"),CONCATENATE(#REF!,AJ166,\" m x \",AK166,\" m.\")),IF(CL166=1,CONCATENATE(#REF!,CR166,\" m.\"),CONCATENATE(#REF!,CQ166,\" m x \",CR166,\" m.\")))","v":{"$error":"#REF!"}},"Concreto, L =  m, S = 0 %.","Cota clave eje= 0 msnm.",null,null,null,"","","","","",{"$f":"IF(EV166=\"\",\"\",VLOOKUP(EY166,'Estructura escalonada'!$D$3:$H$953,2))","v":""},"","","","","",""]
[null,null,null,null,null,null,null,null,null,null,null,0,null,0,null,null,null,null,null,null,{"$f":"IF(K167=\"No\",\"\",IF(O167=\"\",YcCi(P167,N167),YcTr(N167,O167,S167)))","v":{"$error":"#VALUE!"}},{"$f":"IF(K167=\"No\",\"\",IF(O167=\"\",Teta1(U167,P167),\"-\"))","v":{"$error":"#VALUE!"}},{"$error":"#VALUE!"},{"$error":"#VALUE!"},{"$f":"IF(K167=\"No\",\"\",IF(O167=\"\",Ynci(P167,N167,R167,T167),YnTr(1,R167,O167,S167,T167,N167)))","v":{"$error":"#VALUE!"}},{"$f":"IF(K167=\"No\",\"\",IF(O167=\"\",Teta1(Y167,P167),\"-\"))","v":{"$error":"#VALUE!"}},{"$f":"IF(K167=\"No\",\"\",IF(O167=\"\",AreaCi(P167,Y167),AreaTr(O167,S167,Y167)))","v":{"$error":"#VALUE!"}},{"$f":"IF(K167=\"No\",\"\",IF(O167=\"\",FrCi(AC167,9.806,Z167,P167),FrTr(AC167,9.806,O167,S167,Y167)))","v":{"$error":"#VALUE!"}},{"$error":"#VALUE!"},null,null,null,null,null,null,null,null,null,null,null,null,null,null,null,0,0,"","","",{"$f":"IF(AD167=\"\",\"\",IF(AE167=1,YcCi(AK167,J167),YcTr(J167,AJ167,AN167)))","v":""},{"$f":"IF(AD167=\"\",\"\",IF(AE167=1,Teta1(AX167,AK167),\"-\"))","v":""},{"$f":"IF(AD167=\"\",\"\",IF(AE167=1,AreaCi(AK167,AX167),AreaTr(AJ167,AN167,AX167)))","v":""},"",{"$f":"IF(AD167=\"\",\"\",IF(AE167=1,Ynci(AK167,J167,AM167,AO167),YnTr(1,AM167,AJ167,AN167,AO167,J167)))","v":""},{"$f":"IF(AD167=\"\",\"\",IF(AE167=1,Teta1(BB167,AK167),\"-\"))","v":""},{"$f":"IF(AD167=\"\",\"\",IF(AE167=1,AreaCi(AK167,BB167),AreaTr(AJ167,AN167,BB167)))","v":""},{"$f":"IF(AD167=\"\",\"\",IF(AE167=1,FrCi(BF167,9.806,BC167,AK167),FrTr(BF167,9.806,AJ167,AN167,BB167)))","v":""},"",{"$f":"IF(AD167=\"\",\"\",IF(AE167=1,LOOKUP(AI167,'Vmáx(material) - Tab.4.3'!$L$2:$L$11,'Vmáx(material) - Tab.4.3'!$M$2:$M$11),LOOKUP(AI167,'Vmáx(material) - Tab.4.3'!$L$15,'Vmáx(material) - Tab.4.3'!$M$15)))","v":""},{"$f":"IF(AD167=\"\",\"\",VLOOKUP($AH167,'Vmáx(material) - Tab.4.3'!$R$35:$X$41,2))","v":""},{"$f":"IF(AD167=\"\",\"\",VLOOKUP($AH167,'Vmáx(material) - Tab.4.3'!$R$35:$X$41,3))","v":""},{"$f":"IF(AD167=\"\",\"\",VLOOKUP($AH167,'Vmáx(material) - Tab.4.3'!$R$35:$X$41,4))","v":""},{"$f":"IF(AD167=\"\",\"\",VLOOKUP($AH167,'Vmáx(material) - Tab.4.3'!$R$35:$X$41,5))","v":""},{"$f":"IF(AD167=\"\",\"\",VLOOKUP($AH167,'Vmáx(material) - Tab.4.3'!$R$35:$X$41,6))","v":""},{"$f":"IF(AD167=\"\",\"\",IF(AD167=\"\",\"\",VLOOKUP($AH167,'Vmáx(material) - Tab.4.3'!$R$35:$X$41,7)))","v":""},{"$f":"IF(AD167=\"\",\"\",IF(AE167=1,FCi(J167,AK167),FTr(J167,AJ167,AK167)))","v":""},"",{"$f":"IF(AD167=\"\",\"\",Hw(BH167,BI167,BJ167,BK167,BL167,BM167,Z,BN167,AO167,AK167))","v":""},"","","","",{"$f":"IF(AD167=\"\",\"\",ho(BT167,AK167,AX167))","v":""},{"$f":"IF(AD167=\"\",\"\",IF(AE167=1,PeriCi(AK167,BB167),PeriTr(AJ167,AN167,BB167)))","v":""},{"$f":"IF(AD167=\"\",\"\",IF(AE167=1,AreaCi(AK167,BB167),AreaTr(AJ167,AN167,BB167)))","v":""},{"$f":"IF(AD167=\"\",\"\",RhCi(BW167,BV167))","v":""},"",{"$f":"IF(AD167=\"\",\"\",hf(AL167,J167,AM167,BW167,BX167))","v":""},{"$f":"IF(AD167=\"\",\"\",LOOKUP(AP167,Tab.4.5!$J$6:$J$27,Tab.4.5!$L$6:$L$27))","v":""},{"$f":"IF(AD167=\"\",\"\",He(CA167,BY167))","v":""},{"$f":"IF(AD167=\"\",\"\",Hs(BY167))","v":""},{"$f":"IF(AD167=\"\",\"\",Hm(BU167,BZ167,CB167,CC167,AL167,AO167))","v":""},"","","","","","",null,null,null,null,null,null,null,null,null,null,null,null,null,null,null,0,0,0,0,0,{"$f":"IF(CK167=\"\",\"\",IF(CL167=1,YcCi(CR167,J167),YcTr(J167,CQ167,CU167)))","v":""},{"$f":"IF(CK167=\"\",\"\",IF(CL167=1,Teta1(DE167,CR167),\"-\"))","v":""},"","",{"$f":"IF(CK167=\"\",\"\",IF(CL167=1,Ynci(CR167,J167,CT167,CV167),YnTr(1,CT167,CQ167,CU167,CV167,J167)))","v":""},{"$f":"IF(CK167=\"\",\"\",IF(CL167=1,Teta1(DI167,CR167),\"-\"))","v":""},{"$f":"IF(CK167=\"\",\"\",IF(CL167=1,AreaCi(CR167,J167),AreaTr(CQ167,CU167,DI167)))","v":""},{"$f":"IF(CK167=\"\",\"\",IF(CL167=1,FrCi(DM167,9.806,DJ167,CR167),FrTr(DM167,9.806,CQ167,CU167,DI167)))","v":""},"",{"$f":"IF(CK167=\"\",\"\",IF(CL167=1,LOOKUP(CP167,'Vmáx(material) - Tab.4.3'!$L$2:$L$11,'Vmáx(material) - Tab.4.3'!$M$2:$M$11),LOOKUP(CP167,'Vmáx(material) - Tab.4.3'!$L$15,'Vmáx(material) - Tab.4.3'!$M$15)))","v":""},{"$f":"IF(CK167=\"\",\"\",VLOOKUP($CO167,'Vmáx(material) - Tab.4.3'!$R$35:$X$41,2))","v":""},{"$f":"IF(CK167=\"\",\"\",VLOOKUP($CO167,'Vmáx(material) - Tab.4.3'!$R$35:$X$41,3))","v":""},{"$f":"IF(CK167=\"\",\"\",VLOOKUP($CO167,'Vmáx(material) - Tab.4.3'!$R$35:$X$41,4))","v":""},{"$f":"IF(CK167=\"\",\"\",VLOOKUP($CO167,'Vmáx(material) - Tab.4.3'!$R$35:$X$41,5))","v":""},{"$f":"IF(CK167=\"\",\"\",VLOOKUP($CO167,'Vmáx(material) - Tab.4.3'!$R$35:$X$41,6))","v":""},{"$f":"IF(CK167=\"\",\"\",IF(CK167=\"\",\"\",VLOOKUP(CO167,'Vmáx(material) - Tab.4.3'!$R$35:$X$41,7)))","v":""},{"$f":"IF(CK167=\"\",\"\",IF(CL167=1,FCi(J167,CR167),FTr(J167,CQ167,CR167)))","v":""},"",{"$f":"IF(CK167=\"\",\"\",Hw(DO167,DP167,DQ167,DR167,DS167,DT167,Z,DU167,CV167,CR167))","v":""},"","","","","",{"$f":"IF(CK167=\"\",\"\",IF(CL167=1,PeriCi(CR167,DI167),PeriTr(CQ167,CU167,DI167)))","v":""},{"$f":"IF(CK167=\"\",\"\",IF(CL167=1,AreaCi(CR167,DI167),AreaTr(CQ167,CU167,DI167)))","v":""},{"$f":"IF(CK167=\"\",\"\",RhCi(DK167,EC167))","v":""},"",{"$f":"IF(CK167=\"\",\"\",hf(CS167,J167,CT167,DK167,EE167))","v":""},{"$f":"IF(CK167=\"\",\"\",LOOKUP(CW167,Tab.4.5!$J$6:$J$27,Tab.4.5!$L$6:$L$27))","v":""},{"$f":"IF(CK167=\"\",\"\",He(EH167,DM167))","v":""},{"$f":"IF(CK167=\"\",\"\",Hs(DM167))","v":""},{"$f":"IF(CK167=\"\",\"\",Hm(EB167,EG167,EI167,EJ167,CS167,CV167))","v":""},"","","","","","","K45+-45000 () ",{"$f":"IF(B167=\"Existe.\",IF(AE167=1,CONCATENATE(#REF!,AK167,\" m.\"),CONCATENATE(#REF!,AJ167,\" m x \",AK167,\" m.\")),IF(CL167=1,CONCATENATE(#REF!,CR167,\" m.\"),CONCATENATE(#REF!,CQ167,\" m x \",CR167,\" m.\")))","v":{"$error":"#REF!"}},"Concreto, L =  m, S = 0 %.","Cota clave eje= 0 msnm.",null,null,null,"","","","","",{"$f":"IF(EV167=\"\",\"\",VLOOKUP(EY167,'Estructura escalonada'!$D$3:$H$953,2))","v":""},"","","","","",""]
[null,null,null,null,null,null,null,null,null,null,null,0,null,0,null,null,null,null,null,null,{"$f":"IF(K168=\"No\",\"\",IF(O168=\"\",YcCi(P168,N168),YcTr(N168,O168,S168)))","v":{"$error":"#VALUE!"}},{"$f":"IF(K168=\"No\",\"\",IF(O168=\"\",Teta1(U168,P168),\"-\"))","v":{"$error":"#VALUE!"}},{"$error":"#VALUE!"},{"$error":"#VALUE!"},{"$f":"IF(K168=\"No\",\"\",IF(O168=\"\",Ynci(P168,N168,R168,T168),YnTr(1,R168,O168,S168,T168,N168)))","v":{"$error":"#VALUE!"}},{"$f":"IF(K168=\"No\",\"\",IF(O168=\"\",Teta1(Y168,P168),\"-\"))","v":{"$error":"#VALUE!"}},{"$f":"IF(K168=\"No\",\"\",IF(O168=\"\",AreaCi(P168,Y168),AreaTr(O168,S168,Y168)))","v":{"$error":"#VALUE!"}},{"$f":"IF(K168=\"No\",\"\",IF(O168=\"\",FrCi(AC168,9.806,Z168,P168),FrTr(AC168,9.806,O168,S168,Y168)))","v":{"$error":"#VALUE!"}},{"$error":"#VALUE!"},null,null,null,null,null,null,null,null,null,null,null,null,null,null,null,0,0,"","","",{"$f":"IF(AD168=\"\",\"\",IF(AE168=1,YcCi(AK168,J168),YcTr(J168,AJ168,AN168)))","v":""},{"$f":"IF(AD168=\"\",\"\",IF(AE168=1,Teta1(AX168,AK168),\"-\"))","v":""},{"$f":"IF(AD168=\"\",\"\",IF(AE168=1,AreaCi(AK168,AX168),AreaTr(AJ168,AN168,AX168)))","v":""},"",{"$f":"IF(AD168=\"\",\"\",IF(AE168=1,Ynci(AK168,J168,AM168,AO168),YnTr(1,AM168,AJ168,AN168,AO168,J168)))","v":""},{"$f":"IF(AD168=\"\",\"\",IF(AE168=1,Teta1(BB168,AK168),\"-\"))","v":""},{"$f":"IF(AD168=\"\",\"\",IF(AE168=1,AreaCi(AK168,BB168),AreaTr(AJ168,AN168,BB168)))","v":""},{"$f":"IF(AD168=\"\",\"\",IF(AE168=1,FrCi(BF168,9.806,BC168,AK168),FrTr(BF168,9.806,AJ168,AN168,BB168)))","v":""},"",{"$f":"IF(AD168=\"\",\"\",IF(AE168=1,LOOKUP(AI168,'Vmáx(material) - Tab.4.3'!$L$2:$L$11,'Vmáx(material) - Tab.4.3'!$M$2:$M$11),LOOKUP(AI168,'Vmáx(material) - Tab.4.3'!$L$15,'Vmáx(material) - Tab.4.3'!$M$15)))","v":""},{"$f":"IF(AD168=\"\",\"\",VLOOKUP($AH168,'Vmáx(material) - Tab.4.3'!$R$35:$X$41,2))","v":""},{"$f":"IF(AD168=\"\",\"\",VLOOKUP($AH168,'Vmáx(material) - Tab.4.3'!$R$35:$X$41,3))","v":""},{"$f":"IF(AD168=\"\",\"\",VLOOKUP($AH168,'Vmáx(material) - Tab.4.3'!$R$35:$X$41,4))","v":""},{"$f":"IF(AD168=\"\",\"\",VLOOKUP($AH168,'Vmáx(material) - Tab.4.3'!$R$35:$X$41,5))","v":""},{"$f":"IF(AD168=\"\",\"\",VLOOKUP($AH168,'Vmáx(material) - Tab.4.3'!$R$35:$X$41,6))","v":""},{"$f":"IF(AD168=\"\",\"\",IF(AD168=\"\",\"\",VLOOKUP($AH168,'Vmáx(material) - Tab.4.3'!$R$35:$X$41,7)))","v":""},{"$f":"IF(AD168=\"\",\"\",IF(AE168=1,FCi(J168,AK168),FTr(J168,AJ168,AK168)))","v":""},"",{"$f":"IF(AD168=\"\",\"\",Hw(BH168,BI168,BJ168,BK168,BL168,BM168,Z,BN168,AO168,AK168))","v":""},"","","","",{"$f":"IF(AD168=\"\",\"\",ho(BT168,AK168,AX168))","v":""},{"$f":"IF(AD168=\"\",\"\",IF(AE168=1,PeriCi(AK168,BB168),PeriTr(AJ168,AN168,BB168)))","v":""},{"$f":"IF(AD168=\"\",\"\",IF(AE168=1,AreaCi(AK168,BB168),AreaTr(AJ168,AN168,BB168)))","v":""},{"$f":"IF(AD168=\"\",\"\",RhCi(BW168,BV168))","v":""},"",{"$f":"IF(AD168=\"\",\"\",hf(AL168,J168,AM168,BW168,BX168))","v":""},{"$f":"IF(AD168=\"\",\"\",LOOKUP(AP168,Tab.4.5!$J$6:$J$27,Tab.4.5!$L$6:$L$27))","v":""},{"$f":"IF(AD168=\"\",\"\",He(CA168,BY168))","v":""},{"$f":"IF(AD168=\"\",\"\",Hs(BY168))","v":""},{"$f":"IF(AD168=\"\",\"\",Hm(BU168,BZ168,CB168,CC168,AL168,AO168))","v":""},"","","","","","",null,null,null,null,null,null,null,null,null,null,null,null,null,null,null,0,0,0,0,0,{"$f":"IF(CK168=\"\",\"\",IF(CL168=1,YcCi(CR168,J168),YcTr(J168,CQ168,CU168)))","v":""},{"$f":"IF(CK168=\"\",\"\",IF(CL168=1,Teta1(DE168,CR168),\"-\"))","v":""},"","",{"$f":"IF(CK168=\"\",\"\",IF(CL168=1,Ynci(CR168,J168,CT168,CV168),YnTr(1,CT168,CQ168,CU168,CV168,J168)))","v":""},{"$f":"IF(CK168=\"\",\"\",IF(CL168=1,Teta1(DI168,CR168),\"-\"))","v":""},{"$f":"IF(CK168=\"\",\"\",IF(CL168=1,AreaCi(CR168,J168),AreaTr(CQ168,CU168,DI168)))","v":""},{"$f":"IF(CK168=\"\",\"\",IF(CL168=1,FrCi(DM168,9.806,DJ168,CR168),FrTr(DM168,9.806,CQ168,CU168,DI168)))","v":""},"",{"$f":"IF(CK168=\"\",\"\",IF(CL168=1,LOOKUP(CP168,'Vmáx(material) - Tab.4.3'!$L$2:$L$11,'Vmáx(material) - Tab.4.3'!$M$2:$M$11),LOOKUP(CP168,'Vmáx(material) - Tab.4.3'!$L$15,'Vmáx(material) - Tab.4.3'!$M$15)))","v":""},{"$f":"IF(CK168=\"\",\"\",VLOOKUP($CO168,'Vmáx(material) - Tab.4.3'!$R$35:$X$41,2))","v":""},{"$f":"IF(CK168=\"\",\"\",VLOOKUP($CO168,'Vmáx(material) - Tab.4.3'!$R$35:$X$41,3))","v":""},{"$f":"IF(CK168=\"\",\"\",VLOOKUP($CO168,'Vmáx(material) - Tab.4.3'!$R$35:$X$41,4))","v":""},{"$f":"IF(CK168=\"\",\"\",VLOOKUP($CO168,'Vmáx(material) - Tab.4.3'!$R$35:$X$41,5))","v":""},{"$f":"IF(CK168=\"\",\"\",VLOOKUP($CO168,'Vmáx(material) - Tab.4.3'!$R$35:$X$41,6))","v":""},{"$f":"IF(CK168=\"\",\"\",IF(CK168=\"\",\"\",VLOOKUP(CO168,'Vmáx(material) - Tab.4.3'!$R$35:$X$41,7)))","v":""},{"$f":"IF(CK168=\"\",\"\",IF(CL168=1,FCi(J168,CR168),FTr(J168,CQ168,CR168)))","v":""},"",{"$f":"IF(CK168=\"\",\"\",Hw(DO168,DP168,DQ168,DR168,DS168,DT168,Z,DU168,CV168,CR168))","v":""},"","","","","",{"$f":"IF(CK168=\"\",\"\",IF(CL168=1,PeriCi(CR168,DI168),PeriTr(CQ168,CU168,DI168)))","v":""},{"$f":"IF(CK168=\"\",\"\",IF(CL168=1,AreaCi(CR168,DI168),AreaTr(CQ168,CU168,DI168)))","v":""},{"$f":"IF(CK168=\"\",\"\",RhCi(DK168,EC168))","v":""},"",{"$f":"IF(CK168=\"\",\"\",hf(CS168,J168,CT168,DK168,EE168))","v":""},{"$f":"IF(CK168=\"\",\"\",LOOKUP(CW168,Tab.4.5!$J$6:$J$27,Tab.4.5!$L$6:$L$27))","v":""},{"$f":"IF(CK168=\"\",\"\",He(EH168,DM168))","v":""},{"$f":"IF(CK168=\"\",\"\",Hs(DM168))","v":""},{"$f":"IF(CK168=\"\",\"\",Hm(EB168,EG168,EI168,EJ168,CS168,CV168))","v":""},"","","","","","","K45+-45000 () ",{"$f":"IF(B168=\"Existe.\",IF(AE168=1,CONCATENATE(#REF!,AK168,\" m.\"),CONCATENATE(#REF!,AJ168,\" m x \",AK168,\" m.\")),IF(CL168=1,CONCATENATE(#REF!,CR168,\" m.\"),CONCATENATE(#REF!,CQ168,\" m x \",CR168,\" m.\")))","v":{"$error":"#REF!"}},"Concreto, L =  m, S = 0 %.","Cota clave eje= 0 msnm.",null,null,null,"","","","","",{"$f":"IF(EV168=\"\",\"\",VLOOKUP(EY168,'Estructura escalonada'!$D$3:$H$953,2))","v":""},"","","","","",""]
[null,null,null,null,null,null,null,null,null,null,null,0,null,0,null,null,null,null,null,null,{"$f":"IF(K169=\"No\",\"\",IF(O169=\"\",YcCi(P169,N169),YcTr(N169,O169,S169)))","v":{"$error":"#VALUE!"}},{"$f":"IF(K169=\"No\",\"\",IF(O169=\"\",Teta1(U169,P169),\"-\"))","v":{"$error":"#VALUE!"}},{"$error":"#VALUE!"},{"$error":"#VALUE!"},{"$f":"IF(K169=\"No\",\"\",IF(O169=\"\",Ynci(P169,N169,R169,T169),YnTr(1,R169,O169,S169,T169,N169)))","v":{"$error":"#VALUE!"}},{"$f":"IF(K169=\"No\",\"\",IF(O169=\"\",Teta1(Y169,P169),\"-\"))","v":{"$error":"#VALUE!"}},{"$f":"IF(K169=\"No\",\"\",IF(O169=\"\",AreaCi(P169,Y169),AreaTr(O169,S169,Y169)))","v":{"$error":"#VALUE!"}},{"$f":"IF(K169=\"No\",\"\",IF(O169=\"\",FrCi(AC169,9.806,Z169,P169),FrTr(AC169,9.806,O169,S169,Y169)))","v":{"$error":"#VALUE!"}},{"$error":"#VALUE!"},null,null,null,null,null,null,null,null,null,null,null,null,null,null,null,0,0,"","","",{"$f":"IF(AD169=\"\",\"\",IF(AE169=1,YcCi(AK169,J169),YcTr(J169,AJ169,AN169)))","v":""},{"$f":"IF(AD169=\"\",\"\",IF(AE169=1,Teta1(AX169,AK169),\"-\"))","v":""},{"$f":"IF(AD169=\"\",\"\",IF(AE169=1,AreaCi(AK169,AX169),AreaTr(AJ169,AN169,AX169)))","v":""},"",{"$f":"IF(AD169=\"\",\"\",IF(AE169=1,Ynci(AK169,J169,AM169,AO169),YnTr(1,AM169,AJ169,AN169,AO169,J169)))","v":""},{"$f":"IF(AD169=\"\",\"\",IF(AE169=1,Teta1(BB169,AK169),\"-\"))","v":""},{"$f":"IF(AD169=\"\",\"\",IF(AE169=1,AreaCi(AK169,BB169),AreaTr(AJ169,AN169,BB169)))","v":""},{"$f":"IF(AD169=\"\",\"\",IF(AE169=1,FrCi(BF169,9.806,BC169,AK169),FrTr(BF169,9.806,AJ169,AN169,BB169)))","v":""},"",{"$f":"IF(AD169=\"\",\"\",IF(AE169=1,LOOKUP(AI169,'Vmáx(material) - Tab.4.3'!$L$2:$L$11,'Vmáx(material) - Tab.4.3'!$M$2:$M$11),LOOKUP(AI169,'Vmáx(material) - Tab.4.3'!$L$15,'Vmáx(material) - Tab.4.3'!$M$15)))","v":""},{"$f":"IF(AD169=\"\",\"\",VLOOKUP($AH169,'Vmáx(material) - Tab.4.3'!$R$35:$X$41,2))","v":""},{"$f":"IF(AD169=\"\",\"\",VLOOKUP($AH169,'Vmáx(material) - Tab.4.3'!$R$35:$X$41,3))","v":""},{"$f":"IF(AD169=\"\",\"\",VLOOKUP($AH169,'Vmáx(material) - Tab.4.3'!$R$35:$X$41,4))","v":""},{"$f":"IF(AD169=\"\",\"\",VLOOKUP($AH169,'Vmáx(material) - Tab.4.3'!$R$35:$X$41,5))","v":""},{"$f":"IF(AD169=\"\",\"\",VLOOKUP($AH169,'Vmáx(material) - Tab.4.3'!$R$35:$X$41,6))","v":""},{"$f":"IF(AD169=\"\",\"\",IF(AD169=\"\",\"\",VLOOKUP($AH169,'Vmáx(material) - Tab.4.3'!$R$35:$X$41,7)))","v":""},{"$f":"IF(AD169=\"\",\"\",IF(AE169=1,FCi(J169,AK169),FTr(J169,AJ169,AK169)))","v":""},"",{"$f":"IF(AD169=\"\",\"\",Hw(BH169,BI169,BJ169,BK169,BL169,BM169,Z,BN169,AO169,AK169))","v":""},"","","","",{"$f":"IF(AD169=\"\",\"\",ho(BT169,AK169,AX169))","v":""},{"$f":"IF(AD169=\"\",\"\",IF(AE169=1,PeriCi(AK169,BB169),PeriTr(AJ169,AN169,BB169)))","v":""},{"$f":"IF(AD169=\"\",\"\",IF(AE169=1,AreaCi(AK169,BB169),AreaTr(AJ169,AN169,BB169)))","v":""},{"$f":"IF(AD169=\"\",\"\",RhCi(BW169,BV169))","v":""},"",{"$f":"IF(AD169=\"\",\"\",hf(AL169,J169,AM169,BW169,BX169))","v":""},{"$f":"IF(AD169=\"\",\"\",LOOKUP(AP169,Tab.4.5!$J$6:$J$27,Tab.4.5!$L$6:$L$27))","v":""},{"$f":"IF(AD169=\"\",\"\",He(CA169,BY169))","v":""},{"$f":"IF(AD169=\"\",\"\",Hs(BY169))","v":""},{"$f":"IF(AD169=\"\",\"\",Hm(BU169,BZ169,CB169,CC169,AL169,AO169))","v":""},"","","","","","",null,null,null,null,null,null,null,null,null,null,null,null,null,null,null,0,0,0,0,0,{"$f":"IF(CK169=\"\",\"\",IF(CL169=1,YcCi(CR169,J169),YcTr(J169,CQ169,CU169)))","v":""},{"$f":"IF(CK169=\"\",\"\",IF(CL169=1,Teta1(DE169,CR169),\"-\"))","v":""},"","",{"$f":"IF(CK169=\"\",\"\",IF(CL169=1,Ynci(CR169,J169,CT169,CV169),YnTr(1,CT169,CQ169,CU169,CV169,J169)))","v":""},{"$f":"IF(CK169=\"\",\"\",IF(CL169=1,Teta1(DI169,CR169),\"-\"))","v":""},{"$f":"IF(CK169=\"\",\"\",IF(CL169=1,AreaCi(CR169,J169),AreaTr(CQ169,CU169,DI169)))","v":""},{"$f":"IF(CK169=\"\",\"\",IF(CL169=1,FrCi(DM169,9.806,DJ169,CR169),FrTr(DM169,9.806,CQ169,CU169,DI169)))","v":""},"",{"$f":"IF(CK169=\"\",\"\",IF(CL169=1,LOOKUP(CP169,'Vmáx(material) - Tab.4.3'!$L$2:$L$11,'Vmáx(material) - Tab.4.3'!$M$2:$M$11),LOOKUP(CP169,'Vmáx(material) - Tab.4.3'!$L$15,'Vmáx(material) - Tab.4.3'!$M$15)))","v":""},{"$f":"IF(CK169=\"\",\"\",VLOOKUP($CO169,'Vmáx(material) - Tab.4.3'!$R$35:$X$41,2))","v":""},{"$f":"IF(CK169=\"\",\"\",VLOOKUP($CO169,'Vmáx(material) - Tab.4.3'!$R$35:$X$41,3))","v":""},{"$f":"IF(CK169=\"\",\"\",VLOOKUP($CO169,'Vmáx(material) - Tab.4.3'!$R$35:$X$41,4))","v":""},{"$f":"IF(CK169=\"\",\"\",VLOOKUP($CO169,'Vmáx(material) - Tab.4.3'!$R$35:$X$41,5))","v":""},{"$f":"IF(CK169=\"\",\"\",VLOOKUP($CO169,'Vmáx(material) - Tab.4.3'!$R$35:$X$41,6))","v":""},{"$f":"IF(CK169=\"\",\"\",IF(CK169=\"\",\"\",VLOOKUP(CO169,'Vmáx(material) - Tab.4.3'!$R$35:$X$41,7)))","v":""},{"$f":"IF(CK169=\"\",\"\",IF(CL169=1,FCi(J169,CR169),FTr(J169,CQ169,CR169)))","v":""},"",{"$f":"IF(CK169=\"\",\"\",Hw(DO169,DP169,DQ169,DR169,DS169,DT169,Z,DU169,CV169,CR169))","v":""},"","","","","",{"$f":"IF(CK169=\"\",\"\",IF(CL169=1,PeriCi(CR169,DI169),PeriTr(CQ169,CU169,DI169)))","v":""},{"$f":"IF(CK169=\"\",\"\",IF(CL169=1,AreaCi(CR169,DI169),AreaTr(CQ169,CU169,DI169)))","v":""},{"$f":"IF(CK169=\"\",\"\",RhCi(DK169,EC169))","v":""},"",{"$f":"IF(CK169=\"\",\"\",hf(CS169,J169,CT169,DK169,EE169))","v":""},{"$f":"IF(CK169=\"\",\"\",LOOKUP(CW169,Tab.4.5!$J$6:$J$27,Tab.4.5!$L$6:$L$27))","v":""},{"$f":"IF(CK169=\"\",\"\",He(EH169,DM169))","v":""},{"$f":"IF(CK169=\"\",\"\",Hs(DM169))","v":""},{"$f":"IF(CK169=\"\",\"\",Hm(EB169,EG169,EI169,EJ169,CS169,CV169))","v":""},"","","","","","","K45+-45000 () ",{"$f":"IF(B169=\"Existe.\",IF(AE169=1,CONCATENATE(#REF!,AK169,\" m.\"),CONCATENATE(#REF!,AJ169,\" m x \",AK169,\" m.\")),IF(CL169=1,CONCATENATE(#REF!,CR169,\" m.\"),CONCATENATE(#REF!,CQ169,\" m x \",CR169,\" m.\")))","v":{"$error":"#REF!"}},"Concreto, L =  m, S = 0 %.","Cota clave eje= 0 msnm.",null,null,null,"","","","","",{"$f":"IF(EV169=\"\",\"\",VLOOKUP(EY169,'Estructura escalonada'!$D$3:$H$953,2))","v":""},"","","","","",""]
[null,null,null,null,null,null,null,null,null,null,null,0,null,0,null,null,null,null,null,null,{"$f":"IF(K170=\"No\",\"\",IF(O170=\"\",YcCi(P170,N170),YcTr(N170,O170,S170)))","v":{"$error":"#VALUE!"}},{"$f":"IF(K170=\"No\",\"\",IF(O170=\"\",Teta1(U170,P170),\"-\"))","v":{"$error":"#VALUE!"}},{"$error":"#VALUE!"},{"$error":"#VALUE!"},{"$f":"IF(K170=\"No\",\"\",IF(O170=\"\",Ynci(P170,N170,R170,T170),YnTr(1,R170,O170,S170,T170,N170)))","v":{"$error":"#VALUE!"}},{"$f":"IF(K170=\"No\",\"\",IF(O170=\"\",Teta1(Y170,P170),\"-\"))","v":{"$error":"#VALUE!"}},{"$f":"IF(K170=\"No\",\"\",IF(O170=\"\",AreaCi(P170,Y170),AreaTr(O170,S170,Y170)))","v":{"$error":"#VALUE!"}},{"$f":"IF(K170=\"No\",\"\",IF(O170=\"\",FrCi(AC170,9.806,Z170,P170),FrTr(AC170,9.806,O170,S170,Y170)))","v":{"$error":"#VALUE!"}},{"$error":"#VALUE!"},null,null,null,null,null,null,null,null,null,null,null,null,null,null,null,0,0,"","","",{"$f":"IF(AD170=\"\",\"\",IF(AE170=1,YcCi(AK170,J170),YcTr(J170,AJ170,AN170)))","v":""},{"$f":"IF(AD170=\"\",\"\",IF(AE170=1,Teta1(AX170,AK170),\"-\"))","v":""},{"$f":"IF(AD170=\"\",\"\",IF(AE170=1,AreaCi(AK170,AX170),AreaTr(AJ170,AN170,AX170)))","v":""},"",{"$f":"IF(AD170=\"\",\"\",IF(AE170=1,Ynci(AK170,J170,AM170,AO170),YnTr(1,AM170,AJ170,AN170,AO170,J170)))","v":""},{"$f":"IF(AD170=\"\",\"\",IF(AE170=1,Teta1(BB170,AK170),\"-\"))","v":""},{"$f":"IF(AD170=\"\",\"\",IF(AE170=1,AreaCi(AK170,BB170),AreaTr(AJ170,AN170,BB170)))","v":""},{"$f":"IF(AD170=\"\",\"\",IF(AE170=1,FrCi(BF170,9.806,BC170,AK170),FrTr(BF170,9.806,AJ170,AN170,BB170)))","v":""},"",{"$f":"IF(AD170=\"\",\"\",IF(AE170=1,LOOKUP(AI170,'Vmáx(material) - Tab.4.3'!$L$2:$L$11,'Vmáx(material) - Tab.4.3'!$M$2:$M$11),LOOKUP(AI170,'Vmáx(material) - Tab.4.3'!$L$15,'Vmáx(material) - Tab.4.3'!$M$15)))","v":""},{"$f":"IF(AD170=\"\",\"\",VLOOKUP($AH170,'Vmáx(material) - Tab.4.3'!$R$35:$X$41,2))","v":""},{"$f":"IF(AD170=\"\",\"\",VLOOKUP($AH170,'Vmáx(material) - Tab.4.3'!$R$35:$X$41,3))","v":""},{"$f":"IF(AD170=\"\",\"\",VLOOKUP($AH170,'Vmáx(material) - Tab.4.3'!$R$35:$X$41,4))","v":""},{"$f":"IF(AD170=\"\",\"\",VLOOKUP($AH170,'Vmáx(material) - Tab.4.3'!$R$35:$X$41,5))","v":""},{"$f":"IF(AD170=\"\",\"\",VLOOKUP($AH170,'Vmáx(material) - Tab.4.3'!$R$35:$X$41,6))","v":""},{"$f":"IF(AD170=\"\",\"\",IF(AD170=\"\",\"\",VLOOKUP($AH170,'Vmáx(material) - Tab.4.3'!$R$35:$X$41,7)))","v":""},{"$f":"IF(AD170=\"\",\"\",IF(AE170=1,FCi(J170,AK170),FTr(J170,AJ170,AK170)))","v":""},"",{"$f":"IF(AD170=\"\",\"\",Hw(BH170,BI170,BJ170,BK170,BL170,BM170,Z,BN170,AO170,AK170))","v":""},"","","","",{"$f":"IF(AD170=\"\",\"\",ho(BT170,AK170,AX170))","v":""},{"$f":"IF(AD170=\"\",\"\",IF(AE170=1,PeriCi(AK170,BB170),PeriTr(AJ170,AN170,BB170)))","v":""},{"$f":"IF(AD170=\"\",\"\",IF(AE170=1,AreaCi(AK170,BB170),AreaTr(AJ170,AN170,BB170)))","v":""},{"$f":"IF(AD170=\"\",\"\",RhCi(BW170,BV170))","v":""},"",{"$f":"IF(AD170=\"\",\"\",hf(AL170,J170,AM170,BW170,BX170))","v":""},{"$f":"IF(AD170=\"\",\"\",LOOKUP(AP170,Tab.4.5!$J$6:$J$27,Tab.4.5!$L$6:$L$27))","v":""},{"$f":"IF(AD170=\"\",\"\",He(CA170,BY170))","v":""},{"$f":"IF(AD170=\"\",\"\",Hs(BY170))","v":""},{"$f":"IF(AD170=\"\",\"\",Hm(BU170,BZ170,CB170,CC170,AL170,AO170))","v":""},"","","","","","",null,null,null,null,null,null,null,null,null,null,null,null,null,null,null,0,0,0,0,0,{"$f":"IF(CK170=\"\",\"\",IF(CL170=1,YcCi(CR170,J170),YcTr(J170,CQ170,CU170)))","v":""},{"$f":"IF(CK170=\"\",\"\",IF(CL170=1,Teta1(DE170,CR170),\"-\"))","v":""},"","",{"$f":"IF(CK170=\"\",\"\",IF(CL170=1,Ynci(CR170,J170,CT170,CV170),YnTr(1,CT170,CQ170,CU170,CV170,J170)))","v":""},{"$f":"IF(CK170=\"\",\"\",IF(CL170=1,Teta1(DI170,CR170),\"-\"))","v":""},{"$f":"IF(CK170=\"\",\"\",IF(CL170=1,AreaCi(CR170,J170),AreaTr(CQ170,CU170,DI170)))","v":""},{"$f":"IF(CK170=\"\",\"\",IF(CL170=1,FrCi(DM170,9.806,DJ170,CR170),FrTr(DM170,9.806,CQ170,CU170,DI170)))","v":""},"",{"$f":"IF(CK170=\"\",\"\",IF(CL170=1,LOOKUP(CP170,'Vmáx(material) - Tab.4.3'!$L$2:$L$11,'Vmáx(material) - Tab.4.3'!$M$2:$M$11),LOOKUP(CP170,'Vmáx(material) - Tab.4.3'!$L$15,'Vmáx(material) - Tab.4.3'!$M$15)))","v":""},{"$f":"IF(CK170=\"\",\"\",VLOOKUP($CO170,'Vmáx(material) - Tab.4.3'!$R$35:$X$41,2))","v":""},{"$f":"IF(CK170=\"\",\"\",VLOOKUP($CO170,'Vmáx(material) - Tab.4.3'!$R$35:$X$41,3))","v":""},{"$f":"IF(CK170=\"\",\"\",VLOOKUP($CO170,'Vmáx(material) - Tab.4.3'!$R$35:$X$41,4))","v":""},{"$f":"IF(CK170=\"\",\"\",VLOOKUP($CO170,'Vmáx(material) - Tab.4.3'!$R$35:$X$41,5))","v":""},{"$f":"IF(CK170=\"\",\"\",VLOOKUP($CO170,'Vmáx(material) - Tab.4.3'!$R$35:$X$41,6))","v":""},{"$f":"IF(CK170=\"\",\"\",IF(CK170=\"\",\"\",VLOOKUP(CO170,'Vmáx(material) - Tab.4.3'!$R$35:$X$41,7)))","v":""},{"$f":"IF(CK170=\"\",\"\",IF(CL170=1,FCi(J170,CR170),FTr(J170,CQ170,CR170)))","v":""},"",{"$f":"IF(CK170=\"\",\"\",Hw(DO170,DP170,DQ170,DR170,DS170,DT170,Z,DU170,CV170,CR170))","v":""},"","","","","",{"$f":"IF(CK170=\"\",\"\",IF(CL170=1,PeriCi(CR170,DI170),PeriTr(CQ170,CU170,DI170)))","v":""},{"$f":"IF(CK170=\"\",\"\",IF(CL170=1,AreaCi(CR170,DI170),AreaTr(CQ170,CU170,DI170)))","v":""},{"$f":"IF(CK170=\"\",\"\",RhCi(DK170,EC170))","v":""},"",{"$f":"IF(CK170=\"\",\"\",hf(CS170,J170,CT170,DK170,EE170))","v":""},{"$f":"IF(CK170=\"\",\"\",LOOKUP(CW170,Tab.4.5!$J$6:$J$27,Tab.4.5!$L$6:$L$27))","v":""},{"$f":"IF(CK170=\"\",\"\",He(EH170,DM170))","v":""},{"$f":"IF(CK170=\"\",\"\",Hs(DM170))","v":""},{"$f":"IF(CK170=\"\",\"\",Hm(EB170,EG170,EI170,EJ170,CS170,CV170))","v":""},"","","","","","","K45+-45000 () ",{"$f":"IF(B170=\"Existe.\",IF(AE170=1,CONCATENATE(#REF!,AK170,\" m.\"),CONCATENATE(#REF!,AJ170,\" m x \",AK170,\" m.\")),IF(CL170=1,CONCATENATE(#REF!,CR170,\" m.\"),CONCATENATE(#REF!,CQ170,\" m x \",CR170,\" m.\")))","v":{"$error":"#REF!"}},"Concreto, L =  m, S = 0 %.","Cota clave eje= 0 msnm.",null,null,null,"","","","","",{"$f":"IF(EV170=\"\",\"\",VLOOKUP(EY170,'Estructura escalonada'!$D$3:$H$953,2))","v":""},"","","","","",""]
[null,null,null,null,null,null,null,null,null,null,null,0,null,0,null,null,null,null,null,null,{"$f":"IF(K171=\"No\",\"\",IF(O171=\"\",YcCi(P171,N171),YcTr(N171,O171,S171)))","v":{"$error":"#VALUE!"}},{"$f":"IF(K171=\"No\",\"\",IF(O171=\"\",Teta1(U171,P171),\"-\"))","v":{"$error":"#VALUE!"}},{"$error":"#VALUE!"},{"$error":"#VALUE!"},{"$f":"IF(K171=\"No\",\"\",IF(O171=\"\",Ynci(P171,N171,R171,T171),YnTr(1,R171,O171,S171,T171,N171)))","v":{"$error":"#VALUE!"}},{"$f":"IF(K171=\"No\",\"\",IF(O171=\"\",Teta1(Y171,P171),\"-\"))","v":{"$error":"#VALUE!"}},{"$f":"IF(K171=\"No\",\"\",IF(O171=\"\",AreaCi(P171,Y171),AreaTr(O171,S171,Y171)))","v":{"$error":"#VALUE!"}},{"$f":"IF(K171=\"No\",\"\",IF(O171=\"\",FrCi(AC171,9.806,Z171,P171),FrTr(AC171,9.806,O171,S171,Y171)))","v":{"$error":"#VALUE!"}},{"$error":"#VALUE!"},null,null,null,null,null,null,null,null,null,null,null,null,null,null,null,0,0,"","","",{"$f":"IF(AD171=\"\",\"\",IF(AE171=1,YcCi(AK171,J171),YcTr(J171,AJ171,AN171)))","v":""},{"$f":"IF(AD171=\"\",\"\",IF(AE171=1,Teta1(AX171,AK171),\"-\"))","v":""},{"$f":"IF(AD171=\"\",\"\",IF(AE171=1,AreaCi(AK171,AX171),AreaTr(AJ171,AN171,AX171)))","v":""},"",{"$f":"IF(AD171=\"\",\"\",IF(AE171=1,Ynci(AK171,J171,AM171,AO171),YnTr(1,AM171,AJ171,AN171,AO171,J171)))","v":""},{"$f":"IF(AD171=\"\",\"\",IF(AE171=1,Teta1(BB171,AK171),\"-\"))","v":""},{"$f":"IF(AD171=\"\",\"\",IF(AE171=1,AreaCi(AK171,BB171),AreaTr(AJ171,AN171,BB171)))","v":""},{"$f":"IF(AD171=\"\",\"\",IF(AE171=1,FrCi(BF171,9.806,BC171,AK171),FrTr(BF171,9.806,AJ171,AN171,BB171)))","v":""},"",{"$f":"IF(AD171=\"\",\"\",IF(AE171=1,LOOKUP(AI171,'Vmáx(material) - Tab.4.3'!$L$2:$L$11,'Vmáx(material) - Tab.4.3'!$M$2:$M$11),LOOKUP(AI171,'Vmáx(material) - Tab.4.3'!$L$15,'Vmáx(material) - Tab.4.3'!$M$15)))","v":""},{"$f":"IF(AD171=\"\",\"\",VLOOKUP($AH171,'Vmáx(material) - Tab.4.3'!$R$35:$X$41,2))","v":""},{"$f":"IF(AD171=\"\",\"\",VLOOKUP($AH171,'Vmáx(material) - Tab.4.3'!$R$35:$X$41,3))","v":""},{"$f":"IF(AD171=\"\",\"\",VLOOKUP($AH171,'Vmáx(material) - Tab.4.3'!$R$35:$X$41,4))","v":""},{"$f":"IF(AD171=\"\",\"\",VLOOKUP($AH171,'Vmáx(material) - Tab.4.3'!$R$35:$X$41,5))","v":""},{"$f":"IF(AD171=\"\",\"\",VLOOKUP($AH171,'Vmáx(material) - Tab.4.3'!$R$35:$X$41,6))","v":""},{"$f":"IF(AD171=\"\",\"\",IF(AD171=\"\",\"\",VLOOKUP($AH171,'Vmáx(material) - Tab.4.3'!$R$35:$X$41,7)))","v":""},{"$f":"IF(AD171=\"\",\"\",IF(AE171=1,FCi(J171,AK171),FTr(J171,AJ171,AK171)))","v":""},"",{"$f":"IF(AD171=\"\",\"\",Hw(BH171,BI171,BJ171,BK171,BL171,BM171,Z,BN171,AO171,AK171))","v":""},"","","","",{"$f":"IF(AD171=\"\",\"\",ho(BT171,AK171,AX171))","v":""},{"$f":"IF(AD171=\"\",\"\",IF(AE171=1,PeriCi(AK171,BB171),PeriTr(AJ171,AN171,BB171)))","v":""},{"$f":"IF(AD171=\"\",\"\",IF(AE171=1,AreaCi(AK171,BB171),AreaTr(AJ171,AN171,BB171)))","v":""},{"$f":"IF(AD171=\"\",\"\",RhCi(BW171,BV171))","v":""},"",{"$f":"IF(AD171=\"\",\"\",hf(AL171,J171,AM171,BW171,BX171))","v":""},{"$f":"IF(AD171=\"\",\"\",LOOKUP(AP171,Tab.4.5!$J$6:$J$27,Tab.4.5!$L$6:$L$27))","v":""},{"$f":"IF(AD171=\"\",\"\",He(CA171,BY171))","v":""},{"$f":"IF(AD171=\"\",\"\",Hs(BY171))","v":""},{"$f":"IF(AD171=\"\",\"\",Hm(BU171,BZ171,CB171,CC171,AL171,AO171))","v":""},"","","","","","",null,null,null,null,null,null,null,null,null,null,null,null,null,null,null,0,0,0,0,0,{"$f":"IF(CK171=\"\",\"\",IF(CL171=1,YcCi(CR171,J171),YcTr(J171,CQ171,CU171)))","v":""},{"$f":"IF(CK171=\"\",\"\",IF(CL171=1,Teta1(DE171,CR171),\"-\"))","v":""},"","",{"$f":"IF(CK171=\"\",\"\",IF(CL171=1,Ynci(CR171,J171,CT171,CV171),YnTr(1,CT171,CQ171,CU171,CV171,J171)))","v":""},{"$f":"IF(CK171=\"\",\"\",IF(CL171=1,Teta1(DI171,CR171),\"-\"))","v":""},{"$f":"IF(CK171=\"\",\"\",IF(CL171=1,AreaCi(CR171,J171),AreaTr(CQ171,CU171,DI171)))","v":""},{"$f":"IF(CK171=\"\",\"\",IF(CL171=1,FrCi(DM171,9.806,DJ171,CR171),FrTr(DM171,9.806,CQ171,CU171,DI171)))","v":""},"",{"$f":"IF(CK171=\"\",\"\",IF(CL171=1,LOOKUP(CP171,'Vmáx(material) - Tab.4.3'!$L$2:$L$11,'Vmáx(material) - Tab.4.3'!$M$2:$M$11),LOOKUP(CP171,'Vmáx(material) - Tab.4.3'!$L$15,'Vmáx(material) - Tab.4.3'!$M$15)))","v":""},{"$f":"IF(CK171=\"\",\"\",VLOOKUP($CO171,'Vmáx(material) - Tab.4.3'!$R$35:$X$41,2))","v":""},{"$f":"IF(CK171=\"\",\"\",VLOOKUP($CO171,'Vmáx(material) - Tab.4.3'!$R$35:$X$41,3))","v":""},{"$f":"IF(CK171=\"\",\"\",VLOOKUP($CO171,'Vmáx(material) - Tab.4.3'!$R$35:$X$41,4))","v":""},{"$f":"IF(CK171=\"\",\"\",VLOOKUP($CO171,'Vmáx(material) - Tab.4.3'!$R$35:$X$41,5))","v":""},{"$f":"IF(CK171=\"\",\"\",VLOOKUP($CO171,'Vmáx(material) - Tab.4.3'!$R$35:$X$41,6))","v":""},{"$f":"IF(CK171=\"\",\"\",IF(CK171=\"\",\"\",VLOOKUP(CO171,'Vmáx(material) - Tab.4.3'!$R$35:$X$41,7)))","v":""},{"$f":"IF(CK171=\"\",\"\",IF(CL171=1,FCi(J171,CR171),FTr(J171,CQ171,CR171)))","v":""},"",{"$f":"IF(CK171=\"\",\"\",Hw(DO171,DP171,DQ171,DR171,DS171,DT171,Z,DU171,CV171,CR171))","v":""},"","","","","",{"$f":"IF(CK171=\"\",\"\",IF(CL171=1,PeriCi(CR171,DI171),PeriTr(CQ171,CU171,DI171)))","v":""},{"$f":"IF(CK171=\"\",\"\",IF(CL171=1,AreaCi(CR171,DI171),AreaTr(CQ171,CU171,DI171)))","v":""},{"$f":"IF(CK171=\"\",\"\",RhCi(DK171,EC171))","v":""},"",{"$f":"IF(CK171=\"\",\"\",hf(CS171,J171,CT171,DK171,EE171))","v":""},{"$f":"IF(CK171=\"\",\"\",LOOKUP(CW171,Tab.4.5!$J$6:$J$27,Tab.4.5!$L$6:$L$27))","v":""},{"$f":"IF(CK171=\"\",\"\",He(EH171,DM171))","v":""},{"$f":"IF(CK171=\"\",\"\",Hs(DM171))","v":""},{"$f":"IF(CK171=\"\",\"\",Hm(EB171,EG171,EI171,EJ171,CS171,CV171))","v":""},"","","","","","","K45+-45000 () ",{"$f":"IF(B171=\"Existe.\",IF(AE171=1,CONCATENATE(#REF!,AK171,\" m.\"),CONCATENATE(#REF!,AJ171,\" m x \",AK171,\" m.\")),IF(CL171=1,CONCATENATE(#REF!,CR171,\" m.\"),CONCATENATE(#REF!,CQ171,\" m x \",CR171,\" m.\")))","v":{"$error":"#REF!"}},"Concreto, L =  m, S = 0 %.","Cota clave eje= 0 msnm.",null,null,null,"","","","","",{"$f":"IF(EV171=\"\",\"\",VLOOKUP(EY171,'Estructura escalonada'!$D$3:$H$953,2))","v":""},"","","","","",""]
[null,null,null,null,null,null,null,null,null,null,null,0,null,0,null,null,null,null,null,null,{"$f":"IF(K172=\"No\",\"\",IF(O172=\"\",YcCi(P172,N172),YcTr(N172,O172,S172)))","v":{"$error":"#VALUE!"}},{"$f":"IF(K172=\"No\",\"\",IF(O172=\"\",Teta1(U172,P172),\"-\"))","v":{"$error":"#VALUE!"}},{"$error":"#VALUE!"},{"$error":"#VALUE!"},{"$f":"IF(K172=\"No\",\"\",IF(O172=\"\",Ynci(P172,N172,R172,T172),YnTr(1,R172,O172,S172,T172,N172)))","v":{"$error":"#VALUE!"}},{"$f":"IF(K172=\"No\",\"\",IF(O172=\"\",Teta1(Y172,P172),\"-\"))","v":{"$error":"#VALUE!"}},{"$f":"IF(K172=\"No\",\"\",IF(O172=\"\",AreaCi(P172,Y172),AreaTr(O172,S172,Y172)))","v":{"$error":"#VALUE!"}},{"$f":"IF(K172=\"No\",\"\",IF(O172=\"\",FrCi(AC172,9.806,Z172,P172),FrTr(AC172,9.806,O172,S172,Y172)))","v":{"$error":"#VALUE!"}},{"$error":"#VALUE!"},null,null,null,null,null,null,null,null,null,null,null,null,null,null,null,0,0,"","","",{"$f":"IF(AD172=\"\",\"\",IF(AE172=1,YcCi(AK172,J172),YcTr(J172,AJ172,AN172)))","v":""},{"$f":"IF(AD172=\"\",\"\",IF(AE172=1,Teta1(AX172,AK172),\"-\"))","v":""},{"$f":"IF(AD172=\"\",\"\",IF(AE172=1,AreaCi(AK172,AX172),AreaTr(AJ172,AN172,AX172)))","v":""},"",{"$f":"IF(AD172=\"\",\"\",IF(AE172=1,Ynci(AK172,J172,AM172,AO172),YnTr(1,AM172,AJ172,AN172,AO172,J172)))","v":""},{"$f":"IF(AD172=\"\",\"\",IF(AE172=1,Teta1(BB172,AK172),\"-\"))","v":""},{"$f":"IF(AD172=\"\",\"\",IF(AE172=1,AreaCi(AK172,BB172),AreaTr(AJ172,AN172,BB172)))","v":""},{"$f":"IF(AD172=\"\",\"\",IF(AE172=1,FrCi(BF172,9.806,BC172,AK172),FrTr(BF172,9.806,AJ172,AN172,BB172)))","v":""},"",{"$f":"IF(AD172=\"\",\"\",IF(AE172=1,LOOKUP(AI172,'Vmáx(material) - Tab.4.3'!$L$2:$L$11,'Vmáx(material) - Tab.4.3'!$M$2:$M$11),LOOKUP(AI172,'Vmáx(material) - Tab.4.3'!$L$15,'Vmáx(material) - Tab.4.3'!$M$15)))","v":""},{"$f":"IF(AD172=\"\",\"\",VLOOKUP($AH172,'Vmáx(material) - Tab.4.3'!$R$35:$X$41,2))","v":""},{"$f":"IF(AD172=\"\",\"\",VLOOKUP($AH172,'Vmáx(material) - Tab.4.3'!$R$35:$X$41,3))","v":""},{"$f":"IF(AD172=\"\",\"\",VLOOKUP($AH172,'Vmáx(material) - Tab.4.3'!$R$35:$X$41,4))","v":""},{"$f":"IF(AD172=\"\",\"\",VLOOKUP($AH172,'Vmáx(material) - Tab.4.3'!$R$35:$X$41,5))","v":""},{"$f":"IF(AD172=\"\",\"\",VLOOKUP($AH172,'Vmáx(material) - Tab.4.3'!$R$35:$X$41,6))","v":""},{"$f":"IF(AD172=\"\",\"\",IF(AD172=\"\",\"\",VLOOKUP($AH172,'Vmáx(material) - Tab.4.3'!$R$35:$X$41,7)))","v":""},{"$f":"IF(AD172=\"\",\"\",IF(AE172=1,FCi(J172,AK172),FTr(J172,AJ172,AK172)))","v":""},"",{"$f":"IF(AD172=\"\",\"\",Hw(BH172,BI172,BJ172,BK172,BL172,BM172,Z,BN172,AO172,AK172))","v":""},"","","","",{"$f":"IF(AD172=\"\",\"\",ho(BT172,AK172,AX172))","v":""},{"$f":"IF(AD172=\"\",\"\",IF(AE172=1,PeriCi(AK172,BB172),PeriTr(AJ172,AN172,BB172)))","v":""},{"$f":"IF(AD172=\"\",\"\",IF(AE172=1,AreaCi(AK172,BB172),AreaTr(AJ172,AN172,BB172)))","v":""},{"$f":"IF(AD172=\"\",\"\",RhCi(BW172,BV172))","v":""},"",{"$f":"IF(AD172=\"\",\"\",hf(AL172,J172,AM172,BW172,BX172))","v":""},{"$f":"IF(AD172=\"\",\"\",LOOKUP(AP172,Tab.4.5!$J$6:$J$27,Tab.4.5!$L$6:$L$27))","v":""},{"$f":"IF(AD172=\"\",\"\",He(CA172,BY172))","v":""},{"$f":"IF(AD172=\"\",\"\",Hs(BY172))","v":""},{"$f":"IF(AD172=\"\",\"\",Hm(BU172,BZ172,CB172,CC172,AL172,AO172))","v":""},"","","","","","",null,null,null,null,null,null,null,null,null,null,null,null,null,null,null,0,0,0,0,0,{"$f":"IF(CK172=\"\",\"\",IF(CL172=1,YcCi(CR172,J172),YcTr(J172,CQ172,CU172)))","v":""},{"$f":"IF(CK172=\"\",\"\",IF(CL172=1,Teta1(DE172,CR172),\"-\"))","v":""},"","",{"$f":"IF(CK172=\"\",\"\",IF(CL172=1,Ynci(CR172,J172,CT172,CV172),YnTr(1,CT172,CQ172,CU172,CV172,J172)))","v":""},{"$f":"IF(CK172=\"\",\"\",IF(CL172=1,Teta1(DI172,CR172),\"-\"))","v":""},{"$f":"IF(CK172=\"\",\"\",IF(CL172=1,AreaCi(CR172,J172),AreaTr(CQ172,CU172,DI172)))","v":""},{"$f":"IF(CK172=\"\",\"\",IF(CL172=1,FrCi(DM172,9.806,DJ172,CR172),FrTr(DM172,9.806,CQ172,CU172,DI172)))","v":""},"",{"$f":"IF(CK172=\"\",\"\",IF(CL172=1,LOOKUP(CP172,'Vmáx(material) - Tab.4.3'!$L$2:$L$11,'Vmáx(material) - Tab.4.3'!$M$2:$M$11),LOOKUP(CP172,'Vmáx(material) - Tab.4.3'!$L$15,'Vmáx(material) - Tab.4.3'!$M$15)))","v":""},{"$f":"IF(CK172=\"\",\"\",VLOOKUP($CO172,'Vmáx(material) - Tab.4.3'!$R$35:$X$41,2))","v":""},{"$f":"IF(CK172=\"\",\"\",VLOOKUP($CO172,'Vmáx(material) - Tab.4.3'!$R$35:$X$41,3))","v":""},{"$f":"IF(CK172=\"\",\"\",VLOOKUP($CO172,'Vmáx(material) - Tab.4.3'!$R$35:$X$41,4))","v":""},{"$f":"IF(CK172=\"\",\"\",VLOOKUP($CO172,'Vmáx(material) - Tab.4.3'!$R$35:$X$41,5))","v":""},{"$f":"IF(CK172=\"\",\"\",VLOOKUP($CO172,'Vmáx(material) - Tab.4.3'!$R$35:$X$41,6))","v":""},{"$f":"IF(CK172=\"\",\"\",IF(CK172=\"\",\"\",VLOOKUP(CO172,'Vmáx(material) - Tab.4.3'!$R$35:$X$41,7)))","v":""},{"$f":"IF(CK172=\"\",\"\",IF(CL172=1,FCi(J172,CR172),FTr(J172,CQ172,CR172)))","v":""},"",{"$f":"IF(CK172=\"\",\"\",Hw(DO172,DP172,DQ172,DR172,DS172,DT172,Z,DU172,CV172,CR172))","v":""},"","","","","",{"$f":"IF(CK172=\"\",\"\",IF(CL172=1,PeriCi(CR172,DI172),PeriTr(CQ172,CU172,DI172)))","v":""},{"$f":"IF(CK172=\"\",\"\",IF(CL172=1,AreaCi(CR172,DI172),AreaTr(CQ172,CU172,DI172)))","v":""},{"$f":"IF(CK172=\"\",\"\",RhCi(DK172,EC172))","v":""},"",{"$f":"IF(CK172=\"\",\"\",hf(CS172,J172,CT172,DK172,EE172))","v":""},{"$f":"IF(CK172=\"\",\"\",LOOKUP(CW172,Tab.4.5!$J$6:$J$27,Tab.4.5!$L$6:$L$27))","v":""},{"$f":"IF(CK172=\"\",\"\",He(EH172,DM172))","v":""},{"$f":"IF(CK172=\"\",\"\",Hs(DM172))","v":""},{"$f":"IF(CK172=\"\",\"\",Hm(EB172,EG172,EI172,EJ172,CS172,CV172))","v":""},"","","","","","","K45+-45000 () ",{"$f":"IF(B172=\"Existe.\",IF(AE172=1,CONCATENATE(#REF!,AK172,\" m.\"),CONCATENATE(#REF!,AJ172,\" m x \",AK172,\" m.\")),IF(CL172=1,CONCATENATE(#REF!,CR172,\" m.\"),CONCATENATE(#REF!,CQ172,\" m x \",CR172,\" m.\")))","v":{"$error":"#REF!"}},"Concreto, L =  m, S = 0 %.","Cota clave eje= 0 msnm.",null,null,null,"","","","","",{"$f":"IF(EV172=\"\",\"\",VLOOKUP(EY172,'Estructura escalonada'!$D$3:$H$953,2))","v":""},"","","","","",""]
[null,null,null,null,null,null,null,null,null,null,null,0,null,0,null,null,null,null,null,null,{"$f":"IF(K173=\"No\",\"\",IF(O173=\"\",YcCi(P173,N173),YcTr(N173,O173,S173)))","v":{"$error":"#VALUE!"}},{"$f":"IF(K173=\"No\",\"\",IF(O173=\"\",Teta1(U173,P173),\"-\"))","v":{"$error":"#VALUE!"}},{"$error":"#VALUE!"},{"$error":"#VALUE!"},{"$f":"IF(K173=\"No\",\"\",IF(O173=\"\",Ynci(P173,N173,R173,T173),YnTr(1,R173,O173,S173,T173,N173)))","v":{"$error":"#VALUE!"}},{"$f":"IF(K173=\"No\",\"\",IF(O173=\"\",Teta1(Y173,P173),\"-\"))","v":{"$error":"#VALUE!"}},{"$f":"IF(K173=\"No\",\"\",IF(O173=\"\",AreaCi(P173,Y173),AreaTr(O173,S173,Y173)))","v":{"$error":"#VALUE!"}},{"$f":"IF(K173=\"No\",\"\",IF(O173=\"\",FrCi(AC173,9.806,Z173,P173),FrTr(AC173,9.806,O173,S173,Y173)))","v":{"$error":"#VALUE!"}},{"$error":"#VALUE!"},null,null,null,null,null,null,null,null,null,null,null,null,null,null,null,0,0,"","","",{"$f":"IF(AD173=\"\",\"\",IF(AE173=1,YcCi(AK173,J173),YcTr(J173,AJ173,AN173)))","v":""},{"$f":"IF(AD173=\"\",\"\",IF(AE173=1,Teta1(AX173,AK173),\"-\"))","v":""},{"$f":"IF(AD173=\"\",\"\",IF(AE173=1,AreaCi(AK173,AX173),AreaTr(AJ173,AN173,AX173)))","v":""},"",{"$f":"IF(AD173=\"\",\"\",IF(AE173=1,Ynci(AK173,J173,AM173,AO173),YnTr(1,AM173,AJ173,AN173,AO173,J173)))","v":""},{"$f":"IF(AD173=\"\",\"\",IF(AE173=1,Teta1(BB173,AK173),\"-\"))","v":""},{"$f":"IF(AD173=\"\",\"\",IF(AE173=1,AreaCi(AK173,BB173),AreaTr(AJ173,AN173,BB173)))","v":""},{"$f":"IF(AD173=\"\",\"\",IF(AE173=1,FrCi(BF173,9.806,BC173,AK173),FrTr(BF173,9.806,AJ173,AN173,BB173)))","v":""},"",{"$f":"IF(AD173=\"\",\"\",IF(AE173=1,LOOKUP(AI173,'Vmáx(material) - Tab.4.3'!$L$2:$L$11,'Vmáx(material) - Tab.4.3'!$M$2:$M$11),LOOKUP(AI173,'Vmáx(material) - Tab.4.3'!$L$15,'Vmáx(material) - Tab.4.3'!$M$15)))","v":""},{"$f":"IF(AD173=\"\",\"\",VLOOKUP($AH173,'Vmáx(material) - Tab.4.3'!$R$35:$X$41,2))","v":""},{"$f":"IF(AD173=\"\",\"\",VLOOKUP($AH173,'Vmáx(material) - Tab.4.3'!$R$35:$X$41,3))","v":""},{"$f":"IF(AD173=\"\",\"\",VLOOKUP($AH173,'Vmáx(material) - Tab.4.3'!$R$35:$X$41,4))","v":""},{"$f":"IF(AD173=\"\",\"\",VLOOKUP($AH173,'Vmáx(material) - Tab.4.3'!$R$35:$X$41,5))","v":""},{"$f":"IF(AD173=\"\",\"\",VLOOKUP($AH173,'Vmáx(material) - Tab.4.3'!$R$35:$X$41,6))","v":""},{"$f":"IF(AD173=\"\",\"\",IF(AD173=\"\",\"\",VLOOKUP($AH173,'Vmáx(material) - Tab.4.3'!$R$35:$X$41,7)))","v":""},{"$f":"IF(AD173=\"\",\"\",IF(AE173=1,FCi(J173,AK173),FTr(J173,AJ173,AK173)))","v":""},"",{"$f":"IF(AD173=\"\",\"\",Hw(BH173,BI173,BJ173,BK173,BL173,BM173,Z,BN173,AO173,AK173))","v":""},"","","","",{"$f":"IF(AD173=\"\",\"\",ho(BT173,AK173,AX173))","v":""},{"$f":"IF(AD173=\"\",\"\",IF(AE173=1,PeriCi(AK173,BB173),PeriTr(AJ173,AN173,BB173)))","v":""},{"$f":"IF(AD173=\"\",\"\",IF(AE173=1,AreaCi(AK173,BB173),AreaTr(AJ173,AN173,BB173)))","v":""},{"$f":"IF(AD173=\"\",\"\",RhCi(BW173,BV173))","v":""},"",{"$f":"IF(AD173=\"\",\"\",hf(AL173,J173,AM173,BW173,BX173))","v":""},{"$f":"IF(AD173=\"\",\"\",LOOKUP(AP173,Tab.4.5!$J$6:$J$27,Tab.4.5!$L$6:$L$27))","v":""},{"$f":"IF(AD173=\"\",\"\",He(CA173,BY173))","v":""},{"$f":"IF(AD173=\"\",\"\",Hs(BY173))","v":""},{"$f":"IF(AD173=\"\",\"\",Hm(BU173,BZ173,CB173,CC173,AL173,AO173))","v":""},"","","","","","",null,null,null,null,null,null,null,null,null,null,null,null,null,null,null,0,0,0,0,0,{"$f":"IF(CK173=\"\",\"\",IF(CL173=1,YcCi(CR173,J173),YcTr(J173,CQ173,CU173)))","v":""},{"$f":"IF(CK173=\"\",\"\",IF(CL173=1,Teta1(DE173,CR173),\"-\"))","v":""},"","",{"$f":"IF(CK173=\"\",\"\",IF(CL173=1,Ynci(CR173,J173,CT173,CV173),YnTr(1,CT173,CQ173,CU173,CV173,J173)))","v":""},{"$f":"IF(CK173=\"\",\"\",IF(CL173=1,Teta1(DI173,CR173),\"-\"))","v":""},{"$f":"IF(CK173=\"\",\"\",IF(CL173=1,AreaCi(CR173,J173),AreaTr(CQ173,CU173,DI173)))","v":""},{"$f":"IF(CK173=\"\",\"\",IF(CL173=1,FrCi(DM173,9.806,DJ173,CR173),FrTr(DM173,9.806,CQ173,CU173,DI173)))","v":""},"",{"$f":"IF(CK173=\"\",\"\",IF(CL173=1,LOOKUP(CP173,'Vmáx(material) - Tab.4.3'!$L$2:$L$11,'Vmáx(material) - Tab.4.3'!$M$2:$M$11),LOOKUP(CP173,'Vmáx(material) - Tab.4.3'!$L$15,'Vmáx(material) - Tab.4.3'!$M$15)))","v":""},{"$f":"IF(CK173=\"\",\"\",VLOOKUP($CO173,'Vmáx(material) - Tab.4.3'!$R$35:$X$41,2))","v":""},{"$f":"IF(CK173=\"\",\"\",VLOOKUP($CO173,'Vmáx(material) - Tab.4.3'!$R$35:$X$41,3))","v":""},{"$f":"IF(CK173=\"\",\"\",VLOOKUP($CO173,'Vmáx(material) - Tab.4.3'!$R$35:$X$41,4))","v":""},{"$f":"IF(CK173=\"\",\"\",VLOOKUP($CO173,'Vmáx(material) - Tab.4.3'!$R$35:$X$41,5))","v":""},{"$f":"IF(CK173=\"\",\"\",VLOOKUP($CO173,'Vmáx(material) - Tab.4.3'!$R$35:$X$41,6))","v":""},{"$f":"IF(CK173=\"\",\"\",IF(CK173=\"\",\"\",VLOOKUP(CO173,'Vmáx(material) - Tab.4.3'!$R$35:$X$41,7)))","v":""},{"$f":"IF(CK173=\"\",\"\",IF(CL173=1,FCi(J173,CR173),FTr(J173,CQ173,CR173)))","v":""},"",{"$f":"IF(CK173=\"\",\"\",Hw(DO173,DP173,DQ173,DR173,DS173,DT173,Z,DU173,CV173,CR173))","v":""},"","","","","",{"$f":"IF(CK173=\"\",\"\",IF(CL173=1,PeriCi(CR173,DI173),PeriTr(CQ173,CU173,DI173)))","v":""},{"$f":"IF(CK173=\"\",\"\",IF(CL173=1,AreaCi(CR173,DI173),AreaTr(CQ173,CU173,DI173)))","v":""},{"$f":"IF(CK173=\"\",\"\",RhCi(DK173,EC173))","v":""},"",{"$f":"IF(CK173=\"\",\"\",hf(CS173,J173,CT173,DK173,EE173))","v":""},{"$f":"IF(CK173=\"\",\"\",LOOKUP(CW173,Tab.4.5!$J$6:$J$27,Tab.4.5!$L$6:$L$27))","v":""},{"$f":"IF(CK173=\"\",\"\",He(EH173,DM173))","v":""},{"$f":"IF(CK173=\"\",\"\",Hs(DM173))","v":""},{"$f":"IF(CK173=\"\",\"\",Hm(EB173,EG173,EI173,EJ173,CS173,CV173))","v":""},"","","","","","","K45+-45000 () ",{"$f":"IF(B173=\"Existe.\",IF(AE173=1,CONCATENATE(#REF!,AK173,\" m.\"),CONCATENATE(#REF!,AJ173,\" m x \",AK173,\" m.\")),IF(CL173=1,CONCATENATE(#REF!,CR173,\" m.\"),CONCATENATE(#REF!,CQ173,\" m x \",CR173,\" m.\")))","v":{"$error":"#REF!"}},"Concreto, L =  m, S = 0 %.","Cota clave eje= 0 msnm.",null,null,null,"","","","","",{"$f":"IF(EV173=\"\",\"\",VLOOKUP(EY173,'Estructura escalonada'!$D$3:$H$953,2))","v":""},"","","","","",""]
[null,null,null,null,null,null,null,null,null,null,null,0,null,0,null,null,null,null,null,null,{"$f":"IF(K174=\"No\",\"\",IF(O174=\"\",YcCi(P174,N174),YcTr(N174,O174,S174)))","v":{"$error":"#VALUE!"}},{"$f":"IF(K174=\"No\",\"\",IF(O174=\"\",Teta1(U174,P174),\"-\"))","v":{"$error":"#VALUE!"}},{"$error":"#VALUE!"},{"$error":"#VALUE!"},{"$f":"IF(K174=\"No\",\"\",IF(O174=\"\",Ynci(P174,N174,R174,T174),YnTr(1,R174,O174,S174,T174,N174)))","v":{"$error":"#VALUE!"}},{"$f":"IF(K174=\"No\",\"\",IF(O174=\"\",Teta1(Y174,P174),\"-\"))","v":{"$error":"#VALUE!"}},{"$f":"IF(K174=\"No\",\"\",IF(O174=\"\",AreaCi(P174,Y174),AreaTr(O174,S174,Y174)))","v":{"$error":"#VALUE!"}},{"$f":"IF(K174=\"No\",\"\",IF(O174=\"\",FrCi(AC174,9.806,Z174,P174),FrTr(AC174,9.806,O174,S174,Y174)))","v":{"$error":"#VALUE!"}},{"$error":"#VALUE!"},null,null,null,null,null,null,null,null,null,null,null,null,null,null,null,0,0,"","","",{"$f":"IF(AD174=\"\",\"\",IF(AE174=1,YcCi(AK174,J174),YcTr(J174,AJ174,AN174)))","v":""},{"$f":"IF(AD174=\"\",\"\",IF(AE174=1,Teta1(AX174,AK174),\"-\"))","v":""},{"$f":"IF(AD174=\"\",\"\",IF(AE174=1,AreaCi(AK174,AX174),AreaTr(AJ174,AN174,AX174)))","v":""},"",{"$f":"IF(AD174=\"\",\"\",IF(AE174=1,Ynci(AK174,J174,AM174,AO174),YnTr(1,AM174,AJ174,AN174,AO174,J174)))","v":""},{"$f":"IF(AD174=\"\",\"\",IF(AE174=1,Teta1(BB174,AK174),\"-\"))","v":""},{"$f":"IF(AD174=\"\",\"\",IF(AE174=1,AreaCi(AK174,BB174),AreaTr(AJ174,AN174,BB174)))","v":""},{"$f":"IF(AD174=\"\",\"\",IF(AE174=1,FrCi(BF174,9.806,BC174,AK174),FrTr(BF174,9.806,AJ174,AN174,BB174)))","v":""},"",{"$f":"IF(AD174=\"\",\"\",IF(AE174=1,LOOKUP(AI174,'Vmáx(material) - Tab.4.3'!$L$2:$L$11,'Vmáx(material) - Tab.4.3'!$M$2:$M$11),LOOKUP(AI174,'Vmáx(material) - Tab.4.3'!$L$15,'Vmáx(material) - Tab.4.3'!$M$15)))","v":""},{"$f":"IF(AD174=\"\",\"\",VLOOKUP($AH174,'Vmáx(material) - Tab.4.3'!$R$35:$X$41,2))","v":""},{"$f":"IF(AD174=\"\",\"\",VLOOKUP($AH174,'Vmáx(material) - Tab.4.3'!$R$35:$X$41,3))","v":""},{"$f":"IF(AD174=\"\",\"\",VLOOKUP($AH174,'Vmáx(material) - Tab.4.3'!$R$35:$X$41,4))","v":""},{"$f":"IF(AD174=\"\",\"\",VLOOKUP($AH174,'Vmáx(material) - Tab.4.3'!$R$35:$X$41,5))","v":""},{"$f":"IF(AD174=\"\",\"\",VLOOKUP($AH174,'Vmáx(material) - Tab.4.3'!$R$35:$X$41,6))","v":""},{"$f":"IF(AD174=\"\",\"\",IF(AD174=\"\",\"\",VLOOKUP($AH174,'Vmáx(material) - Tab.4.3'!$R$35:$X$41,7)))","v":""},{"$f":"IF(AD174=\"\",\"\",IF(AE174=1,FCi(J174,AK174),FTr(J174,AJ174,AK174)))","v":""},"",{"$f":"IF(AD174=\"\",\"\",Hw(BH174,BI174,BJ174,BK174,BL174,BM174,Z,BN174,AO174,AK174))","v":""},"","","","",{"$f":"IF(AD174=\"\",\"\",ho(BT174,AK174,AX174))","v":""},{"$f":"IF(AD174=\"\",\"\",IF(AE174=1,PeriCi(AK174,BB174),PeriTr(AJ174,AN174,BB174)))","v":""},{"$f":"IF(AD174=\"\",\"\",IF(AE174=1,AreaCi(AK174,BB174),AreaTr(AJ174,AN174,BB174)))","v":""},{"$f":"IF(AD174=\"\",\"\",RhCi(BW174,BV174))","v":""},"",{"$f":"IF(AD174=\"\",\"\",hf(AL174,J174,AM174,BW174,BX174))","v":""},{"$f":"IF(AD174=\"\",\"\",LOOKUP(AP174,Tab.4.5!$J$6:$J$27,Tab.4.5!$L$6:$L$27))","v":""},{"$f":"IF(AD174=\"\",\"\",He(CA174,BY174))","v":""},{"$f":"IF(AD174=\"\",\"\",Hs(BY174))","v":""},{"$f":"IF(AD174=\"\",\"\",Hm(BU174,BZ174,CB174,CC174,AL174,AO174))","v":""},"","","","","","",null,null,null,null,null,null,null,null,null,null,null,null,null,null,null,0,0,0,0,0,{"$f":"IF(CK174=\"\",\"\",IF(CL174=1,YcCi(CR174,J174),YcTr(J174,CQ174,CU174)))","v":""},{"$f":"IF(CK174=\"\",\"\",IF(CL174=1,Teta1(DE174,CR174),\"-\"))","v":""},"","",{"$f":"IF(CK174=\"\",\"\",IF(CL174=1,Ynci(CR174,J174,CT174,CV174),YnTr(1,CT174,CQ174,CU174,CV174,J174)))","v":""},{"$f":"IF(CK174=\"\",\"\",IF(CL174=1,Teta1(DI174,CR174),\"-\"))","v":""},{"$f":"IF(CK174=\"\",\"\",IF(CL174=1,AreaCi(CR174,J174),AreaTr(CQ174,CU174,DI174)))","v":""},{"$f":"IF(CK174=\"\",\"\",IF(CL174=1,FrCi(DM174,9.806,DJ174,CR174),FrTr(DM174,9.806,CQ174,CU174,DI174)))","v":""},"",{"$f":"IF(CK174=\"\",\"\",IF(CL174=1,LOOKUP(CP174,'Vmáx(material) - Tab.4.3'!$L$2:$L$11,'Vmáx(material) - Tab.4.3'!$M$2:$M$11),LOOKUP(CP174,'Vmáx(material) - Tab.4.3'!$L$15,'Vmáx(material) - Tab.4.3'!$M$15)))","v":""},{"$f":"IF(CK174=\"\",\"\",VLOOKUP($CO174,'Vmáx(material) - Tab.4.3'!$R$35:$X$41,2))","v":""},{"$f":"IF(CK174=\"\",\"\",VLOOKUP($CO174,'Vmáx(material) - Tab.4.3'!$R$35:$X$41,3))","v":""},{"$f":"IF(CK174=\"\",\"\",VLOOKUP($CO174,'Vmáx(material) - Tab.4.3'!$R$35:$X$41,4))","v":""},{"$f":"IF(CK174=\"\",\"\",VLOOKUP($CO174,'Vmáx(material) - Tab.4.3'!$R$35:$X$41,5))","v":""},{"$f":"IF(CK174=\"\",\"\",VLOOKUP($CO174,'Vmáx(material) - Tab.4.3'!$R$35:$X$41,6))","v":""},{"$f":"IF(CK174=\"\",\"\",IF(CK174=\"\",\"\",VLOOKUP(CO174,'Vmáx(material) - Tab.4.3'!$R$35:$X$41,7)))","v":""},{"$f":"IF(CK174=\"\",\"\",IF(CL174=1,FCi(J174,CR174),FTr(J174,CQ174,CR174)))","v":""},"",{"$f":"IF(CK174=\"\",\"\",Hw(DO174,DP174,DQ174,DR174,DS174,DT174,Z,DU174,CV174,CR174))","v":""},"","","","","",{"$f":"IF(CK174=\"\",\"\",IF(CL174=1,PeriCi(CR174,DI174),PeriTr(CQ174,CU174,DI174)))","v":""},{"$f":"IF(CK174=\"\",\"\",IF(CL174=1,AreaCi(CR174,DI174),AreaTr(CQ174,CU174,DI174)))","v":""},{"$f":"IF(CK174=\"\",\"\",RhCi(DK174,EC174))","v":""},"",{"$f":"IF(CK174=\"\",\"\",hf(CS174,J174,CT174,DK174,EE174))","v":""},{"$f":"IF(CK174=\"\",\"\",LOOKUP(CW174,Tab.4.5!$J$6:$J$27,Tab.4.5!$L$6:$L$27))","v":""},{"$f":"IF(CK174=\"\",\"\",He(EH174,DM174))","v":""},{"$f":"IF(CK174=\"\",\"\",Hs(DM174))","v":""},{"$f":"IF(CK174=\"\",\"\",Hm(EB174,EG174,EI174,EJ174,CS174,CV174))","v":""},"","","","","","","K45+-45000 () ",{"$f":"IF(B174=\"Existe.\",IF(AE174=1,CONCATENATE(#REF!,AK174,\" m.\"),CONCATENATE(#REF!,AJ174,\" m x \",AK174,\" m.\")),IF(CL174=1,CONCATENATE(#REF!,CR174,\" m.\"),CONCATENATE(#REF!,CQ174,\" m x \",CR174,\" m.\")))","v":{"$error":"#REF!"}},"Concreto, L =  m, S = 0 %.","Cota clave eje= 0 msnm.",null,null,null,"","","","","",{"$f":"IF(EV174=\"\",\"\",VLOOKUP(EY174,'Estructura escalonada'!$D$3:$H$953,2))","v":""},"","","","","",""]
[null,null,null,null,null,null,null,null,null,null,null,0,null,0,null,null,null,null,null,null,{"$f":"IF(K175=\"No\",\"\",IF(O175=\"\",YcCi(P175,N175),YcTr(N175,O175,S175)))","v":{"$error":"#VALUE!"}},{"$f":"IF(K175=\"No\",\"\",IF(O175=\"\",Teta1(U175,P175),\"-\"))","v":{"$error":"#VALUE!"}},{"$error":"#VALUE!"},{"$error":"#VALUE!"},{"$f":"IF(K175=\"No\",\"\",IF(O175=\"\",Ynci(P175,N175,R175,T175),YnTr(1,R175,O175,S175,T175,N175)))","v":{"$error":"#VALUE!"}},{"$f":"IF(K175=\"No\",\"\",IF(O175=\"\",Teta1(Y175,P175),\"-\"))","v":{"$error":"#VALUE!"}},{"$f":"IF(K175=\"No\",\"\",IF(O175=\"\",AreaCi(P175,Y175),AreaTr(O175,S175,Y175)))","v":{"$error":"#VALUE!"}},{"$f":"IF(K175=\"No\",\"\",IF(O175=\"\",FrCi(AC175,9.806,Z175,P175),FrTr(AC175,9.806,O175,S175,Y175)))","v":{"$error":"#VALUE!"}},{"$error":"#VALUE!"},null,null,null,null,null,null,null,null,null,null,null,null,null,null,null,0,0,"","","",{"$f":"IF(AD175=\"\",\"\",IF(AE175=1,YcCi(AK175,J175),YcTr(J175,AJ175,AN175)))","v":""},{"$f":"IF(AD175=\"\",\"\",IF(AE175=1,Teta1(AX175,AK175),\"-\"))","v":""},{"$f":"IF(AD175=\"\",\"\",IF(AE175=1,AreaCi(AK175,AX175),AreaTr(AJ175,AN175,AX175)))","v":""},"",{"$f":"IF(AD175=\"\",\"\",IF(AE175=1,Ynci(AK175,J175,AM175,AO175),YnTr(1,AM175,AJ175,AN175,AO175,J175)))","v":""},{"$f":"IF(AD175=\"\",\"\",IF(AE175=1,Teta1(BB175,AK175),\"-\"))","v":""},{"$f":"IF(AD175=\"\",\"\",IF(AE175=1,AreaCi(AK175,BB175),AreaTr(AJ175,AN175,BB175)))","v":""},{"$f":"IF(AD175=\"\",\"\",IF(AE175=1,FrCi(BF175,9.806,BC175,AK175),FrTr(BF175,9.806,AJ175,AN175,BB175)))","v":""},"",{"$f":"IF(AD175=\"\",\"\",IF(AE175=1,LOOKUP(AI175,'Vmáx(material) - Tab.4.3'!$L$2:$L$11,'Vmáx(material) - Tab.4.3'!$M$2:$M$11),LOOKUP(AI175,'Vmáx(material) - Tab.4.3'!$L$15,'Vmáx(material) - Tab.4.3'!$M$15)))","v":""},{"$f":"IF(AD175=\"\",\"\",VLOOKUP($AH175,'Vmáx(material) - Tab.4.3'!$R$35:$X$41,2))","v":""},{"$f":"IF(AD175=\"\",\"\",VLOOKUP($AH175,'Vmáx(material) - Tab.4.3'!$R$35:$X$41,3))","v":""},{"$f":"IF(AD175=\"\",\"\",VLOOKUP($AH175,'Vmáx(material) - Tab.4.3'!$R$35:$X$41,4))","v":""},{"$f":"IF(AD175=\"\",\"\",VLOOKUP($AH175,'Vmáx(material) - Tab.4.3'!$R$35:$X$41,5))","v":""},{"$f":"IF(AD175=\"\",\"\",VLOOKUP($AH175,'Vmáx(material) - Tab.4.3'!$R$35:$X$41,6))","v":""},{"$f":"IF(AD175=\"\",\"\",IF(AD175=\"\",\"\",VLOOKUP($AH175,'Vmáx(material) - Tab.4.3'!$R$35:$X$41,7)))","v":""},{"$f":"IF(AD175=\"\",\"\",IF(AE175=1,FCi(J175,AK175),FTr(J175,AJ175,AK175)))","v":""},"",{"$f":"IF(AD175=\"\",\"\",Hw(BH175,BI175,BJ175,BK175,BL175,BM175,Z,BN175,AO175,AK175))","v":""},"","","","",{"$f":"IF(AD175=\"\",\"\",ho(BT175,AK175,AX175))","v":""},{"$f":"IF(AD175=\"\",\"\",IF(AE175=1,PeriCi(AK175,BB175),PeriTr(AJ175,AN175,BB175)))","v":""},{"$f":"IF(AD175=\"\",\"\",IF(AE175=1,AreaCi(AK175,BB175),AreaTr(AJ175,AN175,BB175)))","v":""},{"$f":"IF(AD175=\"\",\"\",RhCi(BW175,BV175))","v":""},"",{"$f":"IF(AD175=\"\",\"\",hf(AL175,J175,AM175,BW175,BX175))","v":""},{"$f":"IF(AD175=\"\",\"\",LOOKUP(AP175,Tab.4.5!$J$6:$J$27,Tab.4.5!$L$6:$L$27))","v":""},{"$f":"IF(AD175=\"\",\"\",He(CA175,BY175))","v":""},{"$f":"IF(AD175=\"\",\"\",Hs(BY175))","v":""},{"$f":"IF(AD175=\"\",\"\",Hm(BU175,BZ175,CB175,CC175,AL175,AO175))","v":""},"","","","","","",null,null,null,null,null,null,null,null,null,null,null,null,null,null,null,0,0,0,0,0,{"$f":"IF(CK175=\"\",\"\",IF(CL175=1,YcCi(CR175,J175),YcTr(J175,CQ175,CU175)))","v":""},{"$f":"IF(CK175=\"\",\"\",IF(CL175=1,Teta1(DE175,CR175),\"-\"))","v":""},"","",{"$f":"IF(CK175=\"\",\"\",IF(CL175=1,Ynci(CR175,J175,CT175,CV175),YnTr(1,CT175,CQ175,CU175,CV175,J175)))","v":""},{"$f":"IF(CK175=\"\",\"\",IF(CL175=1,Teta1(DI175,CR175),\"-\"))","v":""},{"$f":"IF(CK175=\"\",\"\",IF(CL175=1,AreaCi(CR175,J175),AreaTr(CQ175,CU175,DI175)))","v":""},{"$f":"IF(CK175=\"\",\"\",IF(CL175=1,FrCi(DM175,9.806,DJ175,CR175),FrTr(DM175,9.806,CQ175,CU175,DI175)))","v":""},"",{"$f":"IF(CK175=\"\",\"\",IF(CL175=1,LOOKUP(CP175,'Vmáx(material) - Tab.4.3'!$L$2:$L$11,'Vmáx(material) - Tab.4.3'!$M$2:$M$11),LOOKUP(CP175,'Vmáx(material) - Tab.4.3'!$L$15,'Vmáx(material) - Tab.4.3'!$M$15)))","v":""},{"$f":"IF(CK175=\"\",\"\",VLOOKUP($CO175,'Vmáx(material) - Tab.4.3'!$R$35:$X$41,2))","v":""},{"$f":"IF(CK175=\"\",\"\",VLOOKUP($CO175,'Vmáx(material) - Tab.4.3'!$R$35:$X$41,3))","v":""},{"$f":"IF(CK175=\"\",\"\",VLOOKUP($CO175,'Vmáx(material) - Tab.4.3'!$R$35:$X$41,4))","v":""},{"$f":"IF(CK175=\"\",\"\",VLOOKUP($CO175,'Vmáx(material) - Tab.4.3'!$R$35:$X$41,5))","v":""},{"$f":"IF(CK175=\"\",\"\",VLOOKUP($CO175,'Vmáx(material) - Tab.4.3'!$R$35:$X$41,6))","v":""},{"$f":"IF(CK175=\"\",\"\",IF(CK175=\"\",\"\",VLOOKUP(CO175,'Vmáx(material) - Tab.4.3'!$R$35:$X$41,7)))","v":""},{"$f":"IF(CK175=\"\",\"\",IF(CL175=1,FCi(J175,CR175),FTr(J175,CQ175,CR175)))","v":""},"",{"$f":"IF(CK175=\"\",\"\",Hw(DO175,DP175,DQ175,DR175,DS175,DT175,Z,DU175,CV175,CR175))","v":""},"","","","","",{"$f":"IF(CK175=\"\",\"\",IF(CL175=1,PeriCi(CR175,DI175),PeriTr(CQ175,CU175,DI175)))","v":""},{"$f":"IF(CK175=\"\",\"\",IF(CL175=1,AreaCi(CR175,DI175),AreaTr(CQ175,CU175,DI175)))","v":""},{"$f":"IF(CK175=\"\",\"\",RhCi(DK175,EC175))","v":""},"",{"$f":"IF(CK175=\"\",\"\",hf(CS175,J175,CT175,DK175,EE175))","v":""},{"$f":"IF(CK175=\"\",\"\",LOOKUP(CW175,Tab.4.5!$J$6:$J$27,Tab.4.5!$L$6:$L$27))","v":""},{"$f":"IF(CK175=\"\",\"\",He(EH175,DM175))","v":""},{"$f":"IF(CK175=\"\",\"\",Hs(DM175))","v":""},{"$f":"IF(CK175=\"\",\"\",Hm(EB175,EG175,EI175,EJ175,CS175,CV175))","v":""},"","","","","","","K45+-45000 () ",{"$f":"IF(B175=\"Existe.\",IF(AE175=1,CONCATENATE(#REF!,AK175,\" m.\"),CONCATENATE(#REF!,AJ175,\" m x \",AK175,\" m.\")),IF(CL175=1,CONCATENATE(#REF!,CR175,\" m.\"),CONCATENATE(#REF!,CQ175,\" m x \",CR175,\" m.\")))","v":{"$error":"#REF!"}},"Concreto, L =  m, S = 0 %.","Cota clave eje= 0 msnm.",null,null,null,"","","","","",{"$f":"IF(EV175=\"\",\"\",VLOOKUP(EY175,'Estructura escalonada'!$D$3:$H$953,2))","v":""},"","","","","",""]
[null,null,null,null,null,null,null,null,null,null,null,0,null,0,null,null,null,null,null,null,{"$f":"IF(K176=\"No\",\"\",IF(O176=\"\",YcCi(P176,N176),YcTr(N176,O176,S176)))","v":{"$error":"#VALUE!"}},{"$f":"IF(K176=\"No\",\"\",IF(O176=\"\",Teta1(U176,P176),\"-\"))","v":{"$error":"#VALUE!"}},{"$error":"#VALUE!"},{"$error":"#VALUE!"},{"$f":"IF(K176=\"No\",\"\",IF(O176=\"\",Ynci(P176,N176,R176,T176),YnTr(1,R176,O176,S176,T176,N176)))","v":{"$error":"#VALUE!"}},{"$f":"IF(K176=\"No\",\"\",IF(O176=\"\",Teta1(Y176,P176),\"-\"))","v":{"$error":"#VALUE!"}},{"$f":"IF(K176=\"No\",\"\",IF(O176=\"\",AreaCi(P176,Y176),AreaTr(O176,S176,Y176)))","v":{"$error":"#VALUE!"}},{"$f":"IF(K176=\"No\",\"\",IF(O176=\"\",FrCi(AC176,9.806,Z176,P176),FrTr(AC176,9.806,O176,S176,Y176)))","v":{"$error":"#VALUE!"}},{"$error":"#VALUE!"},null,null,null,null,null,null,null,null,null,null,null,null,null,null,null,0,0,"","","",{"$f":"IF(AD176=\"\",\"\",IF(AE176=1,YcCi(AK176,J176),YcTr(J176,AJ176,AN176)))","v":""},{"$f":"IF(AD176=\"\",\"\",IF(AE176=1,Teta1(AX176,AK176),\"-\"))","v":""},{"$f":"IF(AD176=\"\",\"\",IF(AE176=1,AreaCi(AK176,AX176),AreaTr(AJ176,AN176,AX176)))","v":""},"",{"$f":"IF(AD176=\"\",\"\",IF(AE176=1,Ynci(AK176,J176,AM176,AO176),YnTr(1,AM176,AJ176,AN176,AO176,J176)))","v":""},{"$f":"IF(AD176=\"\",\"\",IF(AE176=1,Teta1(BB176,AK176),\"-\"))","v":""},{"$f":"IF(AD176=\"\",\"\",IF(AE176=1,AreaCi(AK176,BB176),AreaTr(AJ176,AN176,BB176)))","v":""},{"$f":"IF(AD176=\"\",\"\",IF(AE176=1,FrCi(BF176,9.806,BC176,AK176),FrTr(BF176,9.806,AJ176,AN176,BB176)))","v":""},"",{"$f":"IF(AD176=\"\",\"\",IF(AE176=1,LOOKUP(AI176,'Vmáx(material) - Tab.4.3'!$L$2:$L$11,'Vmáx(material) - Tab.4.3'!$M$2:$M$11),LOOKUP(AI176,'Vmáx(material) - Tab.4.3'!$L$15,'Vmáx(material) - Tab.4.3'!$M$15)))","v":""},{"$f":"IF(AD176=\"\",\"\",VLOOKUP($AH176,'Vmáx(material) - Tab.4.3'!$R$35:$X$41,2))","v":""},{"$f":"IF(AD176=\"\",\"\",VLOOKUP($AH176,'Vmáx(material) - Tab.4.3'!$R$35:$X$41,3))","v":""},{"$f":"IF(AD176=\"\",\"\",VLOOKUP($AH176,'Vmáx(material) - Tab.4.3'!$R$35:$X$41,4))","v":""},{"$f":"IF(AD176=\"\",\"\",VLOOKUP($AH176,'Vmáx(material) - Tab.4.3'!$R$35:$X$41,5))","v":""},{"$f":"IF(AD176=\"\",\"\",VLOOKUP($AH176,'Vmáx(material) - Tab.4.3'!$R$35:$X$41,6))","v":""},{"$f":"IF(AD176=\"\",\"\",IF(AD176=\"\",\"\",VLOOKUP($AH176,'Vmáx(material) - Tab.4.3'!$R$35:$X$41,7)))","v":""},{"$f":"IF(AD176=\"\",\"\",IF(AE176=1,FCi(J176,AK176),FTr(J176,AJ176,AK176)))","v":""},"",{"$f":"IF(AD176=\"\",\"\",Hw(BH176,BI176,BJ176,BK176,BL176,BM176,Z,BN176,AO176,AK176))","v":""},"","","","",{"$f":"IF(AD176=\"\",\"\",ho(BT176,AK176,AX176))","v":""},{"$f":"IF(AD176=\"\",\"\",IF(AE176=1,PeriCi(AK176,BB176),PeriTr(AJ176,AN176,BB176)))","v":""},{"$f":"IF(AD176=\"\",\"\",IF(AE176=1,AreaCi(AK176,BB176),AreaTr(AJ176,AN176,BB176)))","v":""},{"$f":"IF(AD176=\"\",\"\",RhCi(BW176,BV176))","v":""},"",{"$f":"IF(AD176=\"\",\"\",hf(AL176,J176,AM176,BW176,BX176))","v":""},{"$f":"IF(AD176=\"\",\"\",LOOKUP(AP176,Tab.4.5!$J$6:$J$27,Tab.4.5!$L$6:$L$27))","v":""},{"$f":"IF(AD176=\"\",\"\",He(CA176,BY176))","v":""},{"$f":"IF(AD176=\"\",\"\",Hs(BY176))","v":""},{"$f":"IF(AD176=\"\",\"\",Hm(BU176,BZ176,CB176,CC176,AL176,AO176))","v":""},"","","","","","",null,null,null,null,null,null,null,null,null,null,null,null,null,null,null,0,0,0,0,0,{"$f":"IF(CK176=\"\",\"\",IF(CL176=1,YcCi(CR176,J176),YcTr(J176,CQ176,CU176)))","v":""},{"$f":"IF(CK176=\"\",\"\",IF(CL176=1,Teta1(DE176,CR176),\"-\"))","v":""},"","",{"$f":"IF(CK176=\"\",\"\",IF(CL176=1,Ynci(CR176,J176,CT176,CV176),YnTr(1,CT176,CQ176,CU176,CV176,J176)))","v":""},{"$f":"IF(CK176=\"\",\"\",IF(CL176=1,Teta1(DI176,CR176),\"-\"))","v":""},{"$f":"IF(CK176=\"\",\"\",IF(CL176=1,AreaCi(CR176,J176),AreaTr(CQ176,CU176,DI176)))","v":""},{"$f":"IF(CK176=\"\",\"\",IF(CL176=1,FrCi(DM176,9.806,DJ176,CR176),FrTr(DM176,9.806,CQ176,CU176,DI176)))","v":""},"",{"$f":"IF(CK176=\"\",\"\",IF(CL176=1,LOOKUP(CP176,'Vmáx(material) - Tab.4.3'!$L$2:$L$11,'Vmáx(material) - Tab.4.3'!$M$2:$M$11),LOOKUP(CP176,'Vmáx(material) - Tab.4.3'!$L$15,'Vmáx(material) - Tab.4.3'!$M$15)))","v":""},{"$f":"IF(CK176=\"\",\"\",VLOOKUP($CO176,'Vmáx(material) - Tab.4.3'!$R$35:$X$41,2))","v":""},{"$f":"IF(CK176=\"\",\"\",VLOOKUP($CO176,'Vmáx(material) - Tab.4.3'!$R$35:$X$41,3))","v":""},{"$f":"IF(CK176=\"\",\"\",VLOOKUP($CO176,'Vmáx(material) - Tab.4.3'!$R$35:$X$41,4))","v":""},{"$f":"IF(CK176=\"\",\"\",VLOOKUP($CO176,'Vmáx(material) - Tab.4.3'!$R$35:$X$41,5))","v":""},{"$f":"IF(CK176=\"\",\"\",VLOOKUP($CO176,'Vmáx(material) - Tab.4.3'!$R$35:$X$41,6))","v":""},{"$f":"IF(CK176=\"\",\"\",IF(CK176=\"\",\"\",VLOOKUP(CO176,'Vmáx(material) - Tab.4.3'!$R$35:$X$41,7)))","v":""},{"$f":"IF(CK176=\"\",\"\",IF(CL176=1,FCi(J176,CR176),FTr(J176,CQ176,CR176)))","v":""},"",{"$f":"IF(CK176=\"\",\"\",Hw(DO176,DP176,DQ176,DR176,DS176,DT176,Z,DU176,CV176,CR176))","v":""},"","","","","",{"$f":"IF(CK176=\"\",\"\",IF(CL176=1,PeriCi(CR176,DI176),PeriTr(CQ176,CU176,DI176)))","v":""},{"$f":"IF(CK176=\"\",\"\",IF(CL176=1,AreaCi(CR176,DI176),AreaTr(CQ176,CU176,DI176)))","v":""},{"$f":"IF(CK176=\"\",\"\",RhCi(DK176,EC176))","v":""},"",{"$f":"IF(CK176=\"\",\"\",hf(CS176,J176,CT176,DK176,EE176))","v":""},{"$f":"IF(CK176=\"\",\"\",LOOKUP(CW176,Tab.4.5!$J$6:$J$27,Tab.4.5!$L$6:$L$27))","v":""},{"$f":"IF(CK176=\"\",\"\",He(EH176,DM176))","v":""},{"$f":"IF(CK176=\"\",\"\",Hs(DM176))","v":""},{"$f":"IF(CK176=\"\",\"\",Hm(EB176,EG176,EI176,EJ176,CS176,CV176))","v":""},"","","","","","","K45+-45000 () ",{"$f":"IF(B176=\"Existe.\",IF(AE176=1,CONCATENATE(#REF!,AK176,\" m.\"),CONCATENATE(#REF!,AJ176,\" m x \",AK176,\" m.\")),IF(CL176=1,CONCATENATE(#REF!,CR176,\" m.\"),CONCATENATE(#REF!,CQ176,\" m x \",CR176,\" m.\")))","v":{"$error":"#REF!"}},"Concreto, L =  m, S = 0 %.","Cota clave eje= 0 msnm.",null,null,null,"","","","","",{"$f":"IF(EV176=\"\",\"\",VLOOKUP(EY176,'Estructura escalonada'!$D$3:$H$953,2))","v":""},"","","","","",""]
[null,null,null,null,null,null,null,null,null,null,null,0,null,0,null,null,null,null,null,null,{"$f":"IF(K177=\"No\",\"\",IF(O177=\"\",YcCi(P177,N177),YcTr(N177,O177,S177)))","v":{"$error":"#VALUE!"}},{"$f":"IF(K177=\"No\",\"\",IF(O177=\"\",Teta1(U177,P177),\"-\"))","v":{"$error":"#VALUE!"}},{"$error":"#VALUE!"},{"$error":"#VALUE!"},{"$f":"IF(K177=\"No\",\"\",IF(O177=\"\",Ynci(P177,N177,R177,T177),YnTr(1,R177,O177,S177,T177,N177)))","v":{"$error":"#VALUE!"}},{"$f":"IF(K177=\"No\",\"\",IF(O177=\"\",Teta1(Y177,P177),\"-\"))","v":{"$error":"#VALUE!"}},{"$f":"IF(K177=\"No\",\"\",IF(O177=\"\",AreaCi(P177,Y177),AreaTr(O177,S177,Y177)))","v":{"$error":"#VALUE!"}},{"$f":"IF(K177=\"No\",\"\",IF(O177=\"\",FrCi(AC177,9.806,Z177,P177),FrTr(AC177,9.806,O177,S177,Y177)))","v":{"$error":"#VALUE!"}},{"$error":"#VALUE!"},null,null,null,null,null,null,null,null,null,null,null,null,null,null,null,0,0,"","","",{"$f":"IF(AD177=\"\",\"\",IF(AE177=1,YcCi(AK177,J177),YcTr(J177,AJ177,AN177)))","v":""},{"$f":"IF(AD177=\"\",\"\",IF(AE177=1,Teta1(AX177,AK177),\"-\"))","v":""},{"$f":"IF(AD177=\"\",\"\",IF(AE177=1,AreaCi(AK177,AX177),AreaTr(AJ177,AN177,AX177)))","v":""},"",{"$f":"IF(AD177=\"\",\"\",IF(AE177=1,Ynci(AK177,J177,AM177,AO177),YnTr(1,AM177,AJ177,AN177,AO177,J177)))","v":""},{"$f":"IF(AD177=\"\",\"\",IF(AE177=1,Teta1(BB177,AK177),\"-\"))","v":""},{"$f":"IF(AD177=\"\",\"\",IF(AE177=1,AreaCi(AK177,BB177),AreaTr(AJ177,AN177,BB177)))","v":""},{"$f":"IF(AD177=\"\",\"\",IF(AE177=1,FrCi(BF177,9.806,BC177,AK177),FrTr(BF177,9.806,AJ177,AN177,BB177)))","v":""},"",{"$f":"IF(AD177=\"\",\"\",IF(AE177=1,LOOKUP(AI177,'Vmáx(material) - Tab.4.3'!$L$2:$L$11,'Vmáx(material) - Tab.4.3'!$M$2:$M$11),LOOKUP(AI177,'Vmáx(material) - Tab.4.3'!$L$15,'Vmáx(material) - Tab.4.3'!$M$15)))","v":""},{"$f":"IF(AD177=\"\",\"\",VLOOKUP($AH177,'Vmáx(material) - Tab.4.3'!$R$35:$X$41,2))","v":""},{"$f":"IF(AD177=\"\",\"\",VLOOKUP($AH177,'Vmáx(material) - Tab.4.3'!$R$35:$X$41,3))","v":""},{"$f":"IF(AD177=\"\",\"\",VLOOKUP($AH177,'Vmáx(material) - Tab.4.3'!$R$35:$X$41,4))","v":""},{"$f":"IF(AD177=\"\",\"\",VLOOKUP($AH177,'Vmáx(material) - Tab.4.3'!$R$35:$X$41,5))","v":""},{"$f":"IF(AD177=\"\",\"\",VLOOKUP($AH177,'Vmáx(material) - Tab.4.3'!$R$35:$X$41,6))","v":""},{"$f":"IF(AD177=\"\",\"\",IF(AD177=\"\",\"\",VLOOKUP($AH177,'Vmáx(material) - Tab.4.3'!$R$35:$X$41,7)))","v":""},{"$f":"IF(AD177=\"\",\"\",IF(AE177=1,FCi(J177,AK177),FTr(J177,AJ177,AK177)))","v":""},"",{"$f":"IF(AD177=\"\",\"\",Hw(BH177,BI177,BJ177,BK177,BL177,BM177,Z,BN177,AO177,AK177))","v":""},"","","","",{"$f":"IF(AD177=\"\",\"\",ho(BT177,AK177,AX177))","v":""},{"$f":"IF(AD177=\"\",\"\",IF(AE177=1,PeriCi(AK177,BB177),PeriTr(AJ177,AN177,BB177)))","v":""},{"$f":"IF(AD177=\"\",\"\",IF(AE177=1,AreaCi(AK177,BB177),AreaTr(AJ177,AN177,BB177)))","v":""},{"$f":"IF(AD177=\"\",\"\",RhCi(BW177,BV177))","v":""},"",{"$f":"IF(AD177=\"\",\"\",hf(AL177,J177,AM177,BW177,BX177))","v":""},{"$f":"IF(AD177=\"\",\"\",LOOKUP(AP177,Tab.4.5!$J$6:$J$27,Tab.4.5!$L$6:$L$27))","v":""},{"$f":"IF(AD177=\"\",\"\",He(CA177,BY177))","v":""},{"$f":"IF(AD177=\"\",\"\",Hs(BY177))","v":""},{"$f":"IF(AD177=\"\",\"\",Hm(BU177,BZ177,CB177,CC177,AL177,AO177))","v":""},"","","","","","",null,null,null,null,null,null,null,null,null,null,null,null,null,null,null,0,0,0,0,0,{"$f":"IF(CK177=\"\",\"\",IF(CL177=1,YcCi(CR177,J177),YcTr(J177,CQ177,CU177)))","v":""},{"$f":"IF(CK177=\"\",\"\",IF(CL177=1,Teta1(DE177,CR177),\"-\"))","v":""},"","",{"$f":"IF(CK177=\"\",\"\",IF(CL177=1,Ynci(CR177,J177,CT177,CV177),YnTr(1,CT177,CQ177,CU177,CV177,J177)))","v":""},{"$f":"IF(CK177=\"\",\"\",IF(CL177=1,Teta1(DI177,CR177),\"-\"))","v":""},{"$f":"IF(CK177=\"\",\"\",IF(CL177=1,AreaCi(CR177,J177),AreaTr(CQ177,CU177,DI177)))","v":""},{"$f":"IF(CK177=\"\",\"\",IF(CL177=1,FrCi(DM177,9.806,DJ177,CR177),FrTr(DM177,9.806,CQ177,CU177,DI177)))","v":""},"",{"$f":"IF(CK177=\"\",\"\",IF(CL177=1,LOOKUP(CP177,'Vmáx(material) - Tab.4.3'!$L$2:$L$11,'Vmáx(material) - Tab.4.3'!$M$2:$M$11),LOOKUP(CP177,'Vmáx(material) - Tab.4.3'!$L$15,'Vmáx(material) - Tab.4.3'!$M$15)))","v":""},{"$f":"IF(CK177=\"\",\"\",VLOOKUP($CO177,'Vmáx(material) - Tab.4.3'!$R$35:$X$41,2))","v":""},{"$f":"IF(CK177=\"\",\"\",VLOOKUP($CO177,'Vmáx(material) - Tab.4.3'!$R$35:$X$41,3))","v":""},{"$f":"IF(CK177=\"\",\"\",VLOOKUP($CO177,'Vmáx(material) - Tab.4.3'!$R$35:$X$41,4))","v":""},{"$f":"IF(CK177=\"\",\"\",VLOOKUP($CO177,'Vmáx(material) - Tab.4.3'!$R$35:$X$41,5))","v":""},{"$f":"IF(CK177=\"\",\"\",VLOOKUP($CO177,'Vmáx(material) - Tab.4.3'!$R$35:$X$41,6))","v":""},{"$f":"IF(CK177=\"\",\"\",IF(CK177=\"\",\"\",VLOOKUP(CO177,'Vmáx(material) - Tab.4.3'!$R$35:$X$41,7)))","v":""},{"$f":"IF(CK177=\"\",\"\",IF(CL177=1,FCi(J177,CR177),FTr(J177,CQ177,CR177)))","v":""},"",{"$f":"IF(CK177=\"\",\"\",Hw(DO177,DP177,DQ177,DR177,DS177,DT177,Z,DU177,CV177,CR177))","v":""},"","","","","",{"$f":"IF(CK177=\"\",\"\",IF(CL177=1,PeriCi(CR177,DI177),PeriTr(CQ177,CU177,DI177)))","v":""},{"$f":"IF(CK177=\"\",\"\",IF(CL177=1,AreaCi(CR177,DI177),AreaTr(CQ177,CU177,DI177)))","v":""},{"$f":"IF(CK177=\"\",\"\",RhCi(DK177,EC177))","v":""},"",{"$f":"IF(CK177=\"\",\"\",hf(CS177,J177,CT177,DK177,EE177))","v":""},{"$f":"IF(CK177=\"\",\"\",LOOKUP(CW177,Tab.4.5!$J$6:$J$27,Tab.4.5!$L$6:$L$27))","v":""},{"$f":"IF(CK177=\"\",\"\",He(EH177,DM177))","v":""},{"$f":"IF(CK177=\"\",\"\",Hs(DM177))","v":""},{"$f":"IF(CK177=\"\",\"\",Hm(EB177,EG177,EI177,EJ177,CS177,CV177))","v":""},"","","","","","","K45+-45000 () ",{"$f":"IF(B177=\"Existe.\",IF(AE177=1,CONCATENATE(#REF!,AK177,\" m.\"),CONCATENATE(#REF!,AJ177,\" m x \",AK177,\" m.\")),IF(CL177=1,CONCATENATE(#REF!,CR177,\" m.\"),CONCATENATE(#REF!,CQ177,\" m x \",CR177,\" m.\")))","v":{"$error":"#REF!"}},"Concreto, L =  m, S = 0 %.","Cota clave eje= 0 msnm.",null,null,null,"","","","","",{"$f":"IF(EV177=\"\",\"\",VLOOKUP(EY177,'Estructura escalonada'!$D$3:$H$953,2))","v":""},"","","","","",""]
[null,null,null,null,null,null,null,null,null,null,null,0,null,0,null,null,null,null,null,null,{"$f":"IF(K178=\"No\",\"\",IF(O178=\"\",YcCi(P178,N178),YcTr(N178,O178,S178)))","v":{"$error":"#VALUE!"}},{"$f":"IF(K178=\"No\",\"\",IF(O178=\"\",Teta1(U178,P178),\"-\"))","v":{"$error":"#VALUE!"}},{"$error":"#VALUE!"},{"$error":"#VALUE!"},{"$f":"IF(K178=\"No\",\"\",IF(O178=\"\",Ynci(P178,N178,R178,T178),YnTr(1,R178,O178,S178,T178,N178)))","v":{"$error":"#VALUE!"}},{"$f":"IF(K178=\"No\",\"\",IF(O178=\"\",Teta1(Y178,P178),\"-\"))","v":{"$error":"#VALUE!"}},{"$f":"IF(K178=\"No\",\"\",IF(O178=\"\",AreaCi(P178,Y178),AreaTr(O178,S178,Y178)))","v":{"$error":"#VALUE!"}},{"$f":"IF(K178=\"No\",\"\",IF(O178=\"\",FrCi(AC178,9.806,Z178,P178),FrTr(AC178,9.806,O178,S178,Y178)))","v":{"$error":"#VALUE!"}},{"$error":"#VALUE!"},null,null,null,null,null,null,null,null,null,null,null,null,null,null,null,0,0,"","","",{"$f":"IF(AD178=\"\",\"\",IF(AE178=1,YcCi(AK178,J178),YcTr(J178,AJ178,AN178)))","v":""},{"$f":"IF(AD178=\"\",\"\",IF(AE178=1,Teta1(AX178,AK178),\"-\"))","v":""},{"$f":"IF(AD178=\"\",\"\",IF(AE178=1,AreaCi(AK178,AX178),AreaTr(AJ178,AN178,AX178)))","v":""},"",{"$f":"IF(AD178=\"\",\"\",IF(AE178=1,Ynci(AK178,J178,AM178,AO178),YnTr(1,AM178,AJ178,AN178,AO178,J178)))","v":""},{"$f":"IF(AD178=\"\",\"\",IF(AE178=1,Teta1(BB178,AK178),\"-\"))","v":""},{"$f":"IF(AD178=\"\",\"\",IF(AE178=1,AreaCi(AK178,BB178),AreaTr(AJ178,AN178,BB178)))","v":""},{"$f":"IF(AD178=\"\",\"\",IF(AE178=1,FrCi(BF178,9.806,BC178,AK178),FrTr(BF178,9.806,AJ178,AN178,BB178)))","v":""},"",{"$f":"IF(AD178=\"\",\"\",IF(AE178=1,LOOKUP(AI178,'Vmáx(material) - Tab.4.3'!$L$2:$L$11,'Vmáx(material) - Tab.4.3'!$M$2:$M$11),LOOKUP(AI178,'Vmáx(material) - Tab.4.3'!$L$15,'Vmáx(material) - Tab.4.3'!$M$15)))","v":""},{"$f":"IF(AD178=\"\",\"\",VLOOKUP($AH178,'Vmáx(material) - Tab.4.3'!$R$35:$X$41,2))","v":""},{"$f":"IF(AD178=\"\",\"\",VLOOKUP($AH178,'Vmáx(material) - Tab.4.3'!$R$35:$X$41,3))","v":""},{"$f":"IF(AD178=\"\",\"\",VLOOKUP($AH178,'Vmáx(material) - Tab.4.3'!$R$35:$X$41,4))","v":""},{"$f":"IF(AD178=\"\",\"\",VLOOKUP($AH178,'Vmáx(material) - Tab.4.3'!$R$35:$X$41,5))","v":""},{"$f":"IF(AD178=\"\",\"\",VLOOKUP($AH178,'Vmáx(material) - Tab.4.3'!$R$35:$X$41,6))","v":""},{"$f":"IF(AD178=\"\",\"\",IF(AD178=\"\",\"\",VLOOKUP($AH178,'Vmáx(material) - Tab.4.3'!$R$35:$X$41,7)))","v":""},{"$f":"IF(AD178=\"\",\"\",IF(AE178=1,FCi(J178,AK178),FTr(J178,AJ178,AK178)))","v":""},"",{"$f":"IF(AD178=\"\",\"\",Hw(BH178,BI178,BJ178,BK178,BL178,BM178,Z,BN178,AO178,AK178))","v":""},"","","","",{"$f":"IF(AD178=\"\",\"\",ho(BT178,AK178,AX178))","v":""},{"$f":"IF(AD178=\"\",\"\",IF(AE178=1,PeriCi(AK178,BB178),PeriTr(AJ178,AN178,BB178)))","v":""},{"$f":"IF(AD178=\"\",\"\",IF(AE178=1,AreaCi(AK178,BB178),AreaTr(AJ178,AN178,BB178)))","v":""},{"$f":"IF(AD178=\"\",\"\",RhCi(BW178,BV178))","v":""},"",{"$f":"IF(AD178=\"\",\"\",hf(AL178,J178,AM178,BW178,BX178))","v":""},{"$f":"IF(AD178=\"\",\"\",LOOKUP(AP178,Tab.4.5!$J$6:$J$27,Tab.4.5!$L$6:$L$27))","v":""},{"$f":"IF(AD178=\"\",\"\",He(CA178,BY178))","v":""},{"$f":"IF(AD178=\"\",\"\",Hs(BY178))","v":""},{"$f":"IF(AD178=\"\",\"\",Hm(BU178,BZ178,CB178,CC178,AL178,AO178))","v":""},"","","","","","",null,null,null,null,null,null,null,null,null,null,null,null,null,null,null,0,0,0,0,0,{"$f":"IF(CK178=\"\",\"\",IF(CL178=1,YcCi(CR178,J178),YcTr(J178,CQ178,CU178)))","v":""},{"$f":"IF(CK178=\"\",\"\",IF(CL178=1,Teta1(DE178,CR178),\"-\"))","v":""},"","",{"$f":"IF(CK178=\"\",\"\",IF(CL178=1,Ynci(CR178,J178,CT178,CV178),YnTr(1,CT178,CQ178,CU178,CV178,J178)))","v":""},{"$f":"IF(CK178=\"\",\"\",IF(CL178=1,Teta1(DI178,CR178),\"-\"))","v":""},{"$f":"IF(CK178=\"\",\"\",IF(CL178=1,AreaCi(CR178,J178),AreaTr(CQ178,CU178,DI178)))","v":""},{"$f":"IF(CK178=\"\",\"\",IF(CL178=1,FrCi(DM178,9.806,DJ178,CR178),FrTr(DM178,9.806,CQ178,CU178,DI178)))","v":""},"",{"$f":"IF(CK178=\"\",\"\",IF(CL178=1,LOOKUP(CP178,'Vmáx(material) - Tab.4.3'!$L$2:$L$11,'Vmáx(material) - Tab.4.3'!$M$2:$M$11),LOOKUP(CP178,'Vmáx(material) - Tab.4.3'!$L$15,'Vmáx(material) - Tab.4.3'!$M$15)))","v":""},{"$f":"IF(CK178=\"\",\"\",VLOOKUP($CO178,'Vmáx(material) - Tab.4.3'!$R$35:$X$41,2))","v":""},{"$f":"IF(CK178=\"\",\"\",VLOOKUP($CO178,'Vmáx(material) - Tab.4.3'!$R$35:$X$41,3))","v":""},{"$f":"IF(CK178=\"\",\"\",VLOOKUP($CO178,'Vmáx(material) - Tab.4.3'!$R$35:$X$41,4))","v":""},{"$f":"IF(CK178=\"\",\"\",VLOOKUP($CO178,'Vmáx(material) - Tab.4.3'!$R$35:$X$41,5))","v":""},{"$f":"IF(CK178=\"\",\"\",VLOOKUP($CO178,'Vmáx(material) - Tab.4.3'!$R$35:$X$41,6))","v":""},{"$f":"IF(CK178=\"\",\"\",IF(CK178=\"\",\"\",VLOOKUP(CO178,'Vmáx(material) - Tab.4.3'!$R$35:$X$41,7)))","v":""},{"$f":"IF(CK178=\"\",\"\",IF(CL178=1,FCi(J178,CR178),FTr(J178,CQ178,CR178)))","v":""},"",{"$f":"IF(CK178=\"\",\"\",Hw(DO178,DP178,DQ178,DR178,DS178,DT178,Z,DU178,CV178,CR178))","v":""},"","","","","",{"$f":"IF(CK178=\"\",\"\",IF(CL178=1,PeriCi(CR178,DI178),PeriTr(CQ178,CU178,DI178)))","v":""},{"$f":"IF(CK178=\"\",\"\",IF(CL178=1,AreaCi(CR178,DI178),AreaTr(CQ178,CU178,DI178)))","v":""},{"$f":"IF(CK178=\"\",\"\",RhCi(DK178,EC178))","v":""},"",{"$f":"IF(CK178=\"\",\"\",hf(CS178,J178,CT178,DK178,EE178))","v":""},{"$f":"IF(CK178=\"\",\"\",LOOKUP(CW178,Tab.4.5!$J$6:$J$27,Tab.4.5!$L$6:$L$27))","v":""},{"$f":"IF(CK178=\"\",\"\",He(EH178,DM178))","v":""},{"$f":"IF(CK178=\"\",\"\",Hs(DM178))","v":""},{"$f":"IF(CK178=\"\",\"\",Hm(EB178,EG178,EI178,EJ178,CS178,CV178))","v":""},"","","","","","","K45+-45000 () ",{"$f":"IF(B178=\"Existe.\",IF(AE178=1,CONCATENATE(#REF!,AK178,\" m.\"),CONCATENATE(#REF!,AJ178,\" m x \",AK178,\" m.\")),IF(CL178=1,CONCATENATE(#REF!,CR178,\" m.\"),CONCATENATE(#REF!,CQ178,\" m x \",CR178,\" m.\")))","v":{"$error":"#REF!"}},"Concreto, L =  m, S = 0 %.","Cota clave eje= 0 msnm.",null,null,null,"","","","","",{"$f":"IF(EV178=\"\",\"\",VLOOKUP(EY178,'Estructura escalonada'!$D$3:$H$953,2))","v":""},"","","","","",""]
[null,null,null,null,null,null,null,null,null,null,null,0,null,0,null,null,null,null,null,null,{"$f":"IF(K179=\"No\",\"\",IF(O179=\"\",YcCi(P179,N179),YcTr(N179,O179,S179)))","v":{"$error":"#VALUE!"}},{"$f":"IF(K179=\"No\",\"\",IF(O179=\"\",Teta1(U179,P179),\"-\"))","v":{"$error":"#VALUE!"}},{"$error":"#VALUE!"},{"$error":"#VALUE!"},{"$f":"IF(K179=\"No\",\"\",IF(O179=\"\",Ynci(P179,N179,R179,T179),YnTr(1,R179,O179,S179,T179,N179)))","v":{"$error":"#VALUE!"}},{"$f":"IF(K179=\"No\",\"\",IF(O179=\"\",Teta1(Y179,P179),\"-\"))","v":{"$error":"#VALUE!"}},{"$f":"IF(K179=\"No\",\"\",IF(O179=\"\",AreaCi(P179,Y179),AreaTr(O179,S179,Y179)))","v":{"$error":"#VALUE!"}},{"$f":"IF(K179=\"No\",\"\",IF(O179=\"\",FrCi(AC179,9.806,Z179,P179),FrTr(AC179,9.806,O179,S179,Y179)))","v":{"$error":"#VALUE!"}},{"$error":"#VALUE!"},null,null,null,null,null,null,null,null,null,null,null,null,null,null,null,0,0,"","","",{"$f":"IF(AD179=\"\",\"\",IF(AE179=1,YcCi(AK179,J179),YcTr(J179,AJ179,AN179)))","v":""},{"$f":"IF(AD179=\"\",\"\",IF(AE179=1,Teta1(AX179,AK179),\"-\"))","v":""},{"$f":"IF(AD179=\"\",\"\",IF(AE179=1,AreaCi(AK179,AX179),AreaTr(AJ179,AN179,AX179)))","v":""},"",{"$f":"IF(AD179=\"\",\"\",IF(AE179=1,Ynci(AK179,J179,AM179,AO179),YnTr(1,AM179,AJ179,AN179,AO179,J179)))","v":""},{"$f":"IF(AD179=\"\",\"\",IF(AE179=1,Teta1(BB179,AK179),\"-\"))","v":""},{"$f":"IF(AD179=\"\",\"\",IF(AE179=1,AreaCi(AK179,BB179),AreaTr(AJ179,AN179,BB179)))","v":""},{"$f":"IF(AD179=\"\",\"\",IF(AE179=1,FrCi(BF179,9.806,BC179,AK179),FrTr(BF179,9.806,AJ179,AN179,BB179)))","v":""},"",{"$f":"IF(AD179=\"\",\"\",IF(AE179=1,LOOKUP(AI179,'Vmáx(material) - Tab.4.3'!$L$2:$L$11,'Vmáx(material) - Tab.4.3'!$M$2:$M$11),LOOKUP(AI179,'Vmáx(material) - Tab.4.3'!$L$15,'Vmáx(material) - Tab.4.3'!$M$15)))","v":""},{"$f":"IF(AD179=\"\",\"\",VLOOKUP($AH179,'Vmáx(material) - Tab.4.3'!$R$35:$X$41,2))","v":""},{"$f":"IF(AD179=\"\",\"\",VLOOKUP($AH179,'Vmáx(material) - Tab.4.3'!$R$35:$X$41,3))","v":""},{"$f":"IF(AD179=\"\",\"\",VLOOKUP($AH179,'Vmáx(material) - Tab.4.3'!$R$35:$X$41,4))","v":""},{"$f":"IF(AD179=\"\",\"\",VLOOKUP($AH179,'Vmáx(material) - Tab.4.3'!$R$35:$X$41,5))","v":""},{"$f":"IF(AD179=\"\",\"\",VLOOKUP($AH179,'Vmáx(material) - Tab.4.3'!$R$35:$X$41,6))","v":""},{"$f":"IF(AD179=\"\",\"\",IF(AD179=\"\",\"\",VLOOKUP($AH179,'Vmáx(material) - Tab.4.3'!$R$35:$X$41,7)))","v":""},{"$f":"IF(AD179=\"\",\"\",IF(AE179=1,FCi(J179,AK179),FTr(J179,AJ179,AK179)))","v":""},"",{"$f":"IF(AD179=\"\",\"\",Hw(BH179,BI179,BJ179,BK179,BL179,BM179,Z,BN179,AO179,AK179))","v":""},"","","","",{"$f":"IF(AD179=\"\",\"\",ho(BT179,AK179,AX179))","v":""},{"$f":"IF(AD179=\"\",\"\",IF(AE179=1,PeriCi(AK179,BB179),PeriTr(AJ179,AN179,BB179)))","v":""},{"$f":"IF(AD179=\"\",\"\",IF(AE179=1,AreaCi(AK179,BB179),AreaTr(AJ179,AN179,BB179)))","v":""},{"$f":"IF(AD179=\"\",\"\",RhCi(BW179,BV179))","v":""},"",{"$f":"IF(AD179=\"\",\"\",hf(AL179,J179,AM179,BW179,BX179))","v":""},{"$f":"IF(AD179=\"\",\"\",LOOKUP(AP179,Tab.4.5!$J$6:$J$27,Tab.4.5!$L$6:$L$27))","v":""},{"$f":"IF(AD179=\"\",\"\",He(CA179,BY179))","v":""},{"$f":"IF(AD179=\"\",\"\",Hs(BY179))","v":""},{"$f":"IF(AD179=\"\",\"\",Hm(BU179,BZ179,CB179,CC179,AL179,AO179))","v":""},"","","","","","",null,null,null,null,null,null,null,null,null,null,null,null,null,null,null,0,0,0,0,0,{"$f":"IF(CK179=\"\",\"\",IF(CL179=1,YcCi(CR179,J179),YcTr(J179,CQ179,CU179)))","v":""},{"$f":"IF(CK179=\"\",\"\",IF(CL179=1,Teta1(DE179,CR179),\"-\"))","v":""},"","",{"$f":"IF(CK179=\"\",\"\",IF(CL179=1,Ynci(CR179,J179,CT179,CV179),YnTr(1,CT179,CQ179,CU179,CV179,J179)))","v":""},{"$f":"IF(CK179=\"\",\"\",IF(CL179=1,Teta1(DI179,CR179),\"-\"))","v":""},{"$f":"IF(CK179=\"\",\"\",IF(CL179=1,AreaCi(CR179,J179),AreaTr(CQ179,CU179,DI179)))","v":""},{"$f":"IF(CK179=\"\",\"\",IF(CL179=1,FrCi(DM179,9.806,DJ179,CR179),FrTr(DM179,9.806,CQ179,CU179,DI179)))","v":""},"",{"$f":"IF(CK179=\"\",\"\",IF(CL179=1,LOOKUP(CP179,'Vmáx(material) - Tab.4.3'!$L$2:$L$11,'Vmáx(material) - Tab.4.3'!$M$2:$M$11),LOOKUP(CP179,'Vmáx(material) - Tab.4.3'!$L$15,'Vmáx(material) - Tab.4.3'!$M$15)))","v":""},{"$f":"IF(CK179=\"\",\"\",VLOOKUP($CO179,'Vmáx(material) - Tab.4.3'!$R$35:$X$41,2))","v":""},{"$f":"IF(CK179=\"\",\"\",VLOOKUP($CO179,'Vmáx(material) - Tab.4.3'!$R$35:$X$41,3))","v":""},{"$f":"IF(CK179=\"\",\"\",VLOOKUP($CO179,'Vmáx(material) - Tab.4.3'!$R$35:$X$41,4))","v":""},{"$f":"IF(CK179=\"\",\"\",VLOOKUP($CO179,'Vmáx(material) - Tab.4.3'!$R$35:$X$41,5))","v":""},{"$f":"IF(CK179=\"\",\"\",VLOOKUP($CO179,'Vmáx(material) - Tab.4.3'!$R$35:$X$41,6))","v":""},{"$f":"IF(CK179=\"\",\"\",IF(CK179=\"\",\"\",VLOOKUP(CO179,'Vmáx(material) - Tab.4.3'!$R$35:$X$41,7)))","v":""},{"$f":"IF(CK179=\"\",\"\",IF(CL179=1,FCi(J179,CR179),FTr(J179,CQ179,CR179)))","v":""},"",{"$f":"IF(CK179=\"\",\"\",Hw(DO179,DP179,DQ179,DR179,DS179,DT179,Z,DU179,CV179,CR179))","v":""},"","","","","",{"$f":"IF(CK179=\"\",\"\",IF(CL179=1,PeriCi(CR179,DI179),PeriTr(CQ179,CU179,DI179)))","v":""},{"$f":"IF(CK179=\"\",\"\",IF(CL179=1,AreaCi(CR179,DI179),AreaTr(CQ179,CU179,DI179)))","v":""},{"$f":"IF(CK179=\"\",\"\",RhCi(DK179,EC179))","v":""},"",{"$f":"IF(CK179=\"\",\"\",hf(CS179,J179,CT179,DK179,EE179))","v":""},{"$f":"IF(CK179=\"\",\"\",LOOKUP(CW179,Tab.4.5!$J$6:$J$27,Tab.4.5!$L$6:$L$27))","v":""},{"$f":"IF(CK179=\"\",\"\",He(EH179,DM179))","v":""},{"$f":"IF(CK179=\"\",\"\",Hs(DM179))","v":""},{"$f":"IF(CK179=\"\",\"\",Hm(EB179,EG179,EI179,EJ179,CS179,CV179))","v":""},"","","","","","","K45+-45000 () ",{"$f":"IF(B179=\"Existe.\",IF(AE179=1,CONCATENATE(#REF!,AK179,\" m.\"),CONCATENATE(#REF!,AJ179,\" m x \",AK179,\" m.\")),IF(CL179=1,CONCATENATE(#REF!,CR179,\" m.\"),CONCATENATE(#REF!,CQ179,\" m x \",CR179,\" m.\")))","v":{"$error":"#REF!"}},"Concreto, L =  m, S = 0 %.","Cota clave eje= 0 msnm.",null,null,null,"","","","","",{"$f":"IF(EV179=\"\",\"\",VLOOKUP(EY179,'Estructura escalonada'!$D$3:$H$953,2))","v":""},"","","","","",""]
[null,null,null,null,null,null,null,null,null,null,null,0,null,0,null,null,null,null,null,null,{"$f":"IF(K180=\"No\",\"\",IF(O180=\"\",YcCi(P180,N180),YcTr(N180,O180,S180)))","v":{"$error":"#VALUE!"}},{"$f":"IF(K180=\"No\",\"\",IF(O180=\"\",Teta1(U180,P180),\"-\"))","v":{"$error":"#VALUE!"}},{"$error":"#VALUE!"},{"$error":"#VALUE!"},{"$f":"IF(K180=\"No\",\"\",IF(O180=\"\",Ynci(P180,N180,R180,T180),YnTr(1,R180,O180,S180,T180,N180)))","v":{"$error":"#VALUE!"}},{"$f":"IF(K180=\"No\",\"\",IF(O180=\"\",Teta1(Y180,P180),\"-\"))","v":{"$error":"#VALUE!"}},{"$f":"IF(K180=\"No\",\"\",IF(O180=\"\",AreaCi(P180,Y180),AreaTr(O180,S180,Y180)))","v":{"$error":"#VALUE!"}},{"$f":"IF(K180=\"No\",\"\",IF(O180=\"\",FrCi(AC180,9.806,Z180,P180),FrTr(AC180,9.806,O180,S180,Y180)))","v":{"$error":"#VALUE!"}},{"$error":"#VALUE!"},null,null,null,null,null,null,null,null,null,null,null,null,null,null,null,0,0,"","","",{"$f":"IF(AD180=\"\",\"\",IF(AE180=1,YcCi(AK180,J180),YcTr(J180,AJ180,AN180)))","v":""},{"$f":"IF(AD180=\"\",\"\",IF(AE180=1,Teta1(AX180,AK180),\"-\"))","v":""},{"$f":"IF(AD180=\"\",\"\",IF(AE180=1,AreaCi(AK180,AX180),AreaTr(AJ180,AN180,AX180)))","v":""},"",{"$f":"IF(AD180=\"\",\"\",IF(AE180=1,Ynci(AK180,J180,AM180,AO180),YnTr(1,AM180,AJ180,AN180,AO180,J180)))","v":""},{"$f":"IF(AD180=\"\",\"\",IF(AE180=1,Teta1(BB180,AK180),\"-\"))","v":""},{"$f":"IF(AD180=\"\",\"\",IF(AE180=1,AreaCi(AK180,BB180),AreaTr(AJ180,AN180,BB180)))","v":""},{"$f":"IF(AD180=\"\",\"\",IF(AE180=1,FrCi(BF180,9.806,BC180,AK180),FrTr(BF180,9.806,AJ180,AN180,BB180)))","v":""},"",{"$f":"IF(AD180=\"\",\"\",IF(AE180=1,LOOKUP(AI180,'Vmáx(material) - Tab.4.3'!$L$2:$L$11,'Vmáx(material) - Tab.4.3'!$M$2:$M$11),LOOKUP(AI180,'Vmáx(material) - Tab.4.3'!$L$15,'Vmáx(material) - Tab.4.3'!$M$15)))","v":""},{"$f":"IF(AD180=\"\",\"\",VLOOKUP($AH180,'Vmáx(material) - Tab.4.3'!$R$35:$X$41,2))","v":""},{"$f":"IF(AD180=\"\",\"\",VLOOKUP($AH180,'Vmáx(material) - Tab.4.3'!$R$35:$X$41,3))","v":""},{"$f":"IF(AD180=\"\",\"\",VLOOKUP($AH180,'Vmáx(material) - Tab.4.3'!$R$35:$X$41,4))","v":""},{"$f":"IF(AD180=\"\",\"\",VLOOKUP($AH180,'Vmáx(material) - Tab.4.3'!$R$35:$X$41,5))","v":""},{"$f":"IF(AD180=\"\",\"\",VLOOKUP($AH180,'Vmáx(material) - Tab.4.3'!$R$35:$X$41,6))","v":""},{"$f":"IF(AD180=\"\",\"\",IF(AD180=\"\",\"\",VLOOKUP($AH180,'Vmáx(material) - Tab.4.3'!$R$35:$X$41,7)))","v":""},{"$f":"IF(AD180=\"\",\"\",IF(AE180=1,FCi(J180,AK180),FTr(J180,AJ180,AK180)))","v":""},"",{"$f":"IF(AD180=\"\",\"\",Hw(BH180,BI180,BJ180,BK180,BL180,BM180,Z,BN180,AO180,AK180))","v":""},"","","","",{"$f":"IF(AD180=\"\",\"\",ho(BT180,AK180,AX180))","v":""},{"$f":"IF(AD180=\"\",\"\",IF(AE180=1,PeriCi(AK180,BB180),PeriTr(AJ180,AN180,BB180)))","v":""},{"$f":"IF(AD180=\"\",\"\",IF(AE180=1,AreaCi(AK180,BB180),AreaTr(AJ180,AN180,BB180)))","v":""},{"$f":"IF(AD180=\"\",\"\",RhCi(BW180,BV180))","v":""},"",{"$f":"IF(AD180=\"\",\"\",hf(AL180,J180,AM180,BW180,BX180))","v":""},{"$f":"IF(AD180=\"\",\"\",LOOKUP(AP180,Tab.4.5!$J$6:$J$27,Tab.4.5!$L$6:$L$27))","v":""},{"$f":"IF(AD180=\"\",\"\",He(CA180,BY180))","v":""},{"$f":"IF(AD180=\"\",\"\",Hs(BY180))","v":""},{"$f":"IF(AD180=\"\",\"\",Hm(BU180,BZ180,CB180,CC180,AL180,AO180))","v":""},"","","","","","",null,null,null,null,null,null,null,null,null,null,null,null,null,null,null,0,0,0,0,0,{"$f":"IF(CK180=\"\",\"\",IF(CL180=1,YcCi(CR180,J180),YcTr(J180,CQ180,CU180)))","v":""},{"$f":"IF(CK180=\"\",\"\",IF(CL180=1,Teta1(DE180,CR180),\"-\"))","v":""},"","",{"$f":"IF(CK180=\"\",\"\",IF(CL180=1,Ynci(CR180,J180,CT180,CV180),YnTr(1,CT180,CQ180,CU180,CV180,J180)))","v":""},{"$f":"IF(CK180=\"\",\"\",IF(CL180=1,Teta1(DI180,CR180),\"-\"))","v":""},{"$f":"IF(CK180=\"\",\"\",IF(CL180=1,AreaCi(CR180,J180),AreaTr(CQ180,CU180,DI180)))","v":""},{"$f":"IF(CK180=\"\",\"\",IF(CL180=1,FrCi(DM180,9.806,DJ180,CR180),FrTr(DM180,9.806,CQ180,CU180,DI180)))","v":""},"",{"$f":"IF(CK180=\"\",\"\",IF(CL180=1,LOOKUP(CP180,'Vmáx(material) - Tab.4.3'!$L$2:$L$11,'Vmáx(material) - Tab.4.3'!$M$2:$M$11),LOOKUP(CP180,'Vmáx(material) - Tab.4.3'!$L$15,'Vmáx(material) - Tab.4.3'!$M$15)))","v":""},{"$f":"IF(CK180=\"\",\"\",VLOOKUP($CO180,'Vmáx(material) - Tab.4.3'!$R$35:$X$41,2))","v":""},{"$f":"IF(CK180=\"\",\"\",VLOOKUP($CO180,'Vmáx(material) - Tab.4.3'!$R$35:$X$41,3))","v":""},{"$f":"IF(CK180=\"\",\"\",VLOOKUP($CO180,'Vmáx(material) - Tab.4.3'!$R$35:$X$41,4))","v":""},{"$f":"IF(CK180=\"\",\"\",VLOOKUP($CO180,'Vmáx(material) - Tab.4.3'!$R$35:$X$41,5))","v":""},{"$f":"IF(CK180=\"\",\"\",VLOOKUP($CO180,'Vmáx(material) - Tab.4.3'!$R$35:$X$41,6))","v":""},{"$f":"IF(CK180=\"\",\"\",IF(CK180=\"\",\"\",VLOOKUP(CO180,'Vmáx(material) - Tab.4.3'!$R$35:$X$41,7)))","v":""},{"$f":"IF(CK180=\"\",\"\",IF(CL180=1,FCi(J180,CR180),FTr(J180,CQ180,CR180)))","v":""},"",{"$f":"IF(CK180=\"\",\"\",Hw(DO180,DP180,DQ180,DR180,DS180,DT180,Z,DU180,CV180,CR180))","v":""},"","","","","",{"$f":"IF(CK180=\"\",\"\",IF(CL180=1,PeriCi(CR180,DI180),PeriTr(CQ180,CU180,DI180)))","v":""},{"$f":"IF(CK180=\"\",\"\",IF(CL180=1,AreaCi(CR180,DI180),AreaTr(CQ180,CU180,DI180)))","v":""},{"$f":"IF(CK180=\"\",\"\",RhCi(DK180,EC180))","v":""},"",{"$f":"IF(CK180=\"\",\"\",hf(CS180,J180,CT180,DK180,EE180))","v":""},{"$f":"IF(CK180=\"\",\"\",LOOKUP(CW180,Tab.4.5!$J$6:$J$27,Tab.4.5!$L$6:$L$27))","v":""},{"$f":"IF(CK180=\"\",\"\",He(EH180,DM180))","v":""},{"$f":"IF(CK180=\"\",\"\",Hs(DM180))","v":""},{"$f":"IF(CK180=\"\",\"\",Hm(EB180,EG180,EI180,EJ180,CS180,CV180))","v":""},"","","","","","","K45+-45000 () ",{"$f":"IF(B180=\"Existe.\",IF(AE180=1,CONCATENATE(#REF!,AK180,\" m.\"),CONCATENATE(#REF!,AJ180,\" m x \",AK180,\" m.\")),IF(CL180=1,CONCATENATE(#REF!,CR180,\" m.\"),CONCATENATE(#REF!,CQ180,\" m x \",CR180,\" m.\")))","v":{"$error":"#REF!"}},"Concreto, L =  m, S = 0 %.","Cota clave eje= 0 msnm.",null,null,null,"","","","","",{"$f":"IF(EV180=\"\",\"\",VLOOKUP(EY180,'Estructura escalonada'!$D$3:$H$953,2))","v":""},"","","","","",""]
[null,null,null,null,null,null,null,null,null,null,null,0,null,0,null,null,null,null,null,null,{"$f":"IF(K181=\"No\",\"\",IF(O181=\"\",YcCi(P181,N181),YcTr(N181,O181,S181)))","v":{"$error":"#VALUE!"}},{"$f":"IF(K181=\"No\",\"\",IF(O181=\"\",Teta1(U181,P181),\"-\"))","v":{"$error":"#VALUE!"}},{"$error":"#VALUE!"},{"$error":"#VALUE!"},{"$f":"IF(K181=\"No\",\"\",IF(O181=\"\",Ynci(P181,N181,R181,T181),YnTr(1,R181,O181,S181,T181,N181)))","v":{"$error":"#VALUE!"}},{"$f":"IF(K181=\"No\",\"\",IF(O181=\"\",Teta1(Y181,P181),\"-\"))","v":{"$error":"#VALUE!"}},{"$f":"IF(K181=\"No\",\"\",IF(O181=\"\",AreaCi(P181,Y181),AreaTr(O181,S181,Y181)))","v":{"$error":"#VALUE!"}},{"$f":"IF(K181=\"No\",\"\",IF(O181=\"\",FrCi(AC181,9.806,Z181,P181),FrTr(AC181,9.806,O181,S181,Y181)))","v":{"$error":"#VALUE!"}},{"$error":"#VALUE!"},null,null,null,null,null,null,null,null,null,null,null,null,null,null,null,0,0,"","","",{"$f":"IF(AD181=\"\",\"\",IF(AE181=1,YcCi(AK181,J181),YcTr(J181,AJ181,AN181)))","v":""},{"$f":"IF(AD181=\"\",\"\",IF(AE181=1,Teta1(AX181,AK181),\"-\"))","v":""},{"$f":"IF(AD181=\"\",\"\",IF(AE181=1,AreaCi(AK181,AX181),AreaTr(AJ181,AN181,AX181)))","v":""},"",{"$f":"IF(AD181=\"\",\"\",IF(AE181=1,Ynci(AK181,J181,AM181,AO181),YnTr(1,AM181,AJ181,AN181,AO181,J181)))","v":""},{"$f":"IF(AD181=\"\",\"\",IF(AE181=1,Teta1(BB181,AK181),\"-\"))","v":""},{"$f":"IF(AD181=\"\",\"\",IF(AE181=1,AreaCi(AK181,BB181),AreaTr(AJ181,AN181,BB181)))","v":""},{"$f":"IF(AD181=\"\",\"\",IF(AE181=1,FrCi(BF181,9.806,BC181,AK181),FrTr(BF181,9.806,AJ181,AN181,BB181)))","v":""},"",{"$f":"IF(AD181=\"\",\"\",IF(AE181=1,LOOKUP(AI181,'Vmáx(material) - Tab.4.3'!$L$2:$L$11,'Vmáx(material) - Tab.4.3'!$M$2:$M$11),LOOKUP(AI181,'Vmáx(material) - Tab.4.3'!$L$15,'Vmáx(material) - Tab.4.3'!$M$15)))","v":""},{"$f":"IF(AD181=\"\",\"\",VLOOKUP($AH181,'Vmáx(material) - Tab.4.3'!$R$35:$X$41,2))","v":""},{"$f":"IF(AD181=\"\",\"\",VLOOKUP($AH181,'Vmáx(material) - Tab.4.3'!$R$35:$X$41,3))","v":""},{"$f":"IF(AD181=\"\",\"\",VLOOKUP($AH181,'Vmáx(material) - Tab.4.3'!$R$35:$X$41,4))","v":""},{"$f":"IF(AD181=\"\",\"\",VLOOKUP($AH181,'Vmáx(material) - Tab.4.3'!$R$35:$X$41,5))","v":""},{"$f":"IF(AD181=\"\",\"\",VLOOKUP($AH181,'Vmáx(material) - Tab.4.3'!$R$35:$X$41,6))","v":""},{"$f":"IF(AD181=\"\",\"\",IF(AD181=\"\",\"\",VLOOKUP($AH181,'Vmáx(material) - Tab.4.3'!$R$35:$X$41,7)))","v":""},{"$f":"IF(AD181=\"\",\"\",IF(AE181=1,FCi(J181,AK181),FTr(J181,AJ181,AK181)))","v":""},"",{"$f":"IF(AD181=\"\",\"\",Hw(BH181,BI181,BJ181,BK181,BL181,BM181,Z,BN181,AO181,AK181))","v":""},"","","","",{"$f":"IF(AD181=\"\",\"\",ho(BT181,AK181,AX181))","v":""},{"$f":"IF(AD181=\"\",\"\",IF(AE181=1,PeriCi(AK181,BB181),PeriTr(AJ181,AN181,BB181)))","v":""},{"$f":"IF(AD181=\"\",\"\",IF(AE181=1,AreaCi(AK181,BB181),AreaTr(AJ181,AN181,BB181)))","v":""},{"$f":"IF(AD181=\"\",\"\",RhCi(BW181,BV181))","v":""},"",{"$f":"IF(AD181=\"\",\"\",hf(AL181,J181,AM181,BW181,BX181))","v":""},{"$f":"IF(AD181=\"\",\"\",LOOKUP(AP181,Tab.4.5!$J$6:$J$27,Tab.4.5!$L$6:$L$27))","v":""},{"$f":"IF(AD181=\"\",\"\",He(CA181,BY181))","v":""},{"$f":"IF(AD181=\"\",\"\",Hs(BY181))","v":""},{"$f":"IF(AD181=\"\",\"\",Hm(BU181,BZ181,CB181,CC181,AL181,AO181))","v":""},"","","","","","",null,null,null,null,null,null,null,null,null,null,null,null,null,null,null,0,0,0,0,0,{"$f":"IF(CK181=\"\",\"\",IF(CL181=1,YcCi(CR181,J181),YcTr(J181,CQ181,CU181)))","v":""},{"$f":"IF(CK181=\"\",\"\",IF(CL181=1,Teta1(DE181,CR181),\"-\"))","v":""},"","",{"$f":"IF(CK181=\"\",\"\",IF(CL181=1,Ynci(CR181,J181,CT181,CV181),YnTr(1,CT181,CQ181,CU181,CV181,J181)))","v":""},{"$f":"IF(CK181=\"\",\"\",IF(CL181=1,Teta1(DI181,CR181),\"-\"))","v":""},{"$f":"IF(CK181=\"\",\"\",IF(CL181=1,AreaCi(CR181,J181),AreaTr(CQ181,CU181,DI181)))","v":""},{"$f":"IF(CK181=\"\",\"\",IF(CL181=1,FrCi(DM181,9.806,DJ181,CR181),FrTr(DM181,9.806,CQ181,CU181,DI181)))","v":""},"",{"$f":"IF(CK181=\"\",\"\",IF(CL181=1,LOOKUP(CP181,'Vmáx(material) - Tab.4.3'!$L$2:$L$11,'Vmáx(material) - Tab.4.3'!$M$2:$M$11),LOOKUP(CP181,'Vmáx(material) - Tab.4.3'!$L$15,'Vmáx(material) - Tab.4.3'!$M$15)))","v":""},{"$f":"IF(CK181=\"\",\"\",VLOOKUP($CO181,'Vmáx(material) - Tab.4.3'!$R$35:$X$41,2))","v":""},{"$f":"IF(CK181=\"\",\"\",VLOOKUP($CO181,'Vmáx(material) - Tab.4.3'!$R$35:$X$41,3))","v":""},{"$f":"IF(CK181=\"\",\"\",VLOOKUP($CO181,'Vmáx(material) - Tab.4.3'!$R$35:$X$41,4))","v":""},{"$f":"IF(CK181=\"\",\"\",VLOOKUP($CO181,'Vmáx(material) - Tab.4.3'!$R$35:$X$41,5))","v":""},{"$f":"IF(CK181=\"\",\"\",VLOOKUP($CO181,'Vmáx(material) - Tab.4.3'!$R$35:$X$41,6))","v":""},{"$f":"IF(CK181=\"\",\"\",IF(CK181=\"\",\"\",VLOOKUP(CO181,'Vmáx(material) - Tab.4.3'!$R$35:$X$41,7)))","v":""},{"$f":"IF(CK181=\"\",\"\",IF(CL181=1,FCi(J181,CR181),FTr(J181,CQ181,CR181)))","v":""},"",{"$f":"IF(CK181=\"\",\"\",Hw(DO181,DP181,DQ181,DR181,DS181,DT181,Z,DU181,CV181,CR181))","v":""},"","","","","",{"$f":"IF(CK181=\"\",\"\",IF(CL181=1,PeriCi(CR181,DI181),PeriTr(CQ181,CU181,DI181)))","v":""},{"$f":"IF(CK181=\"\",\"\",IF(CL181=1,AreaCi(CR181,DI181),AreaTr(CQ181,CU181,DI181)))","v":""},{"$f":"IF(CK181=\"\",\"\",RhCi(DK181,EC181))","v":""},"",{"$f":"IF(CK181=\"\",\"\",hf(CS181,J181,CT181,DK181,EE181))","v":""},{"$f":"IF(CK181=\"\",\"\",LOOKUP(CW181,Tab.4.5!$J$6:$J$27,Tab.4.5!$L$6:$L$27))","v":""},{"$f":"IF(CK181=\"\",\"\",He(EH181,DM181))","v":""},{"$f":"IF(CK181=\"\",\"\",Hs(DM181))","v":""},{"$f":"IF(CK181=\"\",\"\",Hm(EB181,EG181,EI181,EJ181,CS181,CV181))","v":""},"","","","","","","K45+-45000 () ",{"$f":"IF(B181=\"Existe.\",IF(AE181=1,CONCATENATE(#REF!,AK181,\" m.\"),CONCATENATE(#REF!,AJ181,\" m x \",AK181,\" m.\")),IF(CL181=1,CONCATENATE(#REF!,CR181,\" m.\"),CONCATENATE(#REF!,CQ181,\" m x \",CR181,\" m.\")))","v":{"$error":"#REF!"}},"Concreto, L =  m, S = 0 %.","Cota clave eje= 0 msnm.",null,null,null,"","","","","",{"$f":"IF(EV181=\"\",\"\",VLOOKUP(EY181,'Estructura escalonada'!$D$3:$H$953,2))","v":""},"","","","","",""]
[null,null,null,null,null,null,null,null,null,null,null,0,null,0,null,null,null,null,null,null,{"$f":"IF(K182=\"No\",\"\",IF(O182=\"\",YcCi(P182,N182),YcTr(N182,O182,S182)))","v":{"$error":"#VALUE!"}},{"$f":"IF(K182=\"No\",\"\",IF(O182=\"\",Teta1(U182,P182),\"-\"))","v":{"$error":"#VALUE!"}},{"$error":"#VALUE!"},{"$error":"#VALUE!"},{"$f":"IF(K182=\"No\",\"\",IF(O182=\"\",Ynci(P182,N182,R182,T182),YnTr(1,R182,O182,S182,T182,N182)))","v":{"$error":"#VALUE!"}},{"$f":"IF(K182=\"No\",\"\",IF(O182=\"\",Teta1(Y182,P182),\"-\"))","v":{"$error":"#VALUE!"}},{"$f":"IF(K182=\"No\",\"\",IF(O182=\"\",AreaCi(P182,Y182),AreaTr(O182,S182,Y182)))","v":{"$error":"#VALUE!"}},{"$f":"IF(K182=\"No\",\"\",IF(O182=\"\",FrCi(AC182,9.806,Z182,P182),FrTr(AC182,9.806,O182,S182,Y182)))","v":{"$error":"#VALUE!"}},{"$error":"#VALUE!"},null,null,null,null,null,null,null,null,null,null,null,null,null,null,null,0,0,"","","",{"$f":"IF(AD182=\"\",\"\",IF(AE182=1,YcCi(AK182,J182),YcTr(J182,AJ182,AN182)))","v":""},{"$f":"IF(AD182=\"\",\"\",IF(AE182=1,Teta1(AX182,AK182),\"-\"))","v":""},{"$f":"IF(AD182=\"\",\"\",IF(AE182=1,AreaCi(AK182,AX182),AreaTr(AJ182,AN182,AX182)))","v":""},"",{"$f":"IF(AD182=\"\",\"\",IF(AE182=1,Ynci(AK182,J182,AM182,AO182),YnTr(1,AM182,AJ182,AN182,AO182,J182)))","v":""},{"$f":"IF(AD182=\"\",\"\",IF(AE182=1,Teta1(BB182,AK182),\"-\"))","v":""},{"$f":"IF(AD182=\"\",\"\",IF(AE182=1,AreaCi(AK182,BB182),AreaTr(AJ182,AN182,BB182)))","v":""},{"$f":"IF(AD182=\"\",\"\",IF(AE182=1,FrCi(BF182,9.806,BC182,AK182),FrTr(BF182,9.806,AJ182,AN182,BB182)))","v":""},"",{"$f":"IF(AD182=\"\",\"\",IF(AE182=1,LOOKUP(AI182,'Vmáx(material) - Tab.4.3'!$L$2:$L$11,'Vmáx(material) - Tab.4.3'!$M$2:$M$11),LOOKUP(AI182,'Vmáx(material) - Tab.4.3'!$L$15,'Vmáx(material) - Tab.4.3'!$M$15)))","v":""},{"$f":"IF(AD182=\"\",\"\",VLOOKUP($AH182,'Vmáx(material) - Tab.4.3'!$R$35:$X$41,2))","v":""},{"$f":"IF(AD182=\"\",\"\",VLOOKUP($AH182,'Vmáx(material) - Tab.4.3'!$R$35:$X$41,3))","v":""},{"$f":"IF(AD182=\"\",\"\",VLOOKUP($AH182,'Vmáx(material) - Tab.4.3'!$R$35:$X$41,4))","v":""},{"$f":"IF(AD182=\"\",\"\",VLOOKUP($AH182,'Vmáx(material) - Tab.4.3'!$R$35:$X$41,5))","v":""},{"$f":"IF(AD182=\"\",\"\",VLOOKUP($AH182,'Vmáx(material) - Tab.4.3'!$R$35:$X$41,6))","v":""},{"$f":"IF(AD182=\"\",\"\",IF(AD182=\"\",\"\",VLOOKUP($AH182,'Vmáx(material) - Tab.4.3'!$R$35:$X$41,7)))","v":""},{"$f":"IF(AD182=\"\",\"\",IF(AE182=1,FCi(J182,AK182),FTr(J182,AJ182,AK182)))","v":""},"",{"$f":"IF(AD182=\"\",\"\",Hw(BH182,BI182,BJ182,BK182,BL182,BM182,Z,BN182,AO182,AK182))","v":""},"","","","",{"$f":"IF(AD182=\"\",\"\",ho(BT182,AK182,AX182))","v":""},{"$f":"IF(AD182=\"\",\"\",IF(AE182=1,PeriCi(AK182,BB182),PeriTr(AJ182,AN182,BB182)))","v":""},{"$f":"IF(AD182=\"\",\"\",IF(AE182=1,AreaCi(AK182,BB182),AreaTr(AJ182,AN182,BB182)))","v":""},{"$f":"IF(AD182=\"\",\"\",RhCi(BW182,BV182))","v":""},"",{"$f":"IF(AD182=\"\",\"\",hf(AL182,J182,AM182,BW182,BX182))","v":""},{"$f":"IF(AD182=\"\",\"\",LOOKUP(AP182,Tab.4.5!$J$6:$J$27,Tab.4.5!$L$6:$L$27))","v":""},{"$f":"IF(AD182=\"\",\"\",He(CA182,BY182))","v":""},{"$f":"IF(AD182=\"\",\"\",Hs(BY182))","v":""},{"$f":"IF(AD182=\"\",\"\",Hm(BU182,BZ182,CB182,CC182,AL182,AO182))","v":""},"","","","","","",null,null,null,null,null,null,null,null,null,null,null,null,null,null,null,0,0,0,0,0,{"$f":"IF(CK182=\"\",\"\",IF(CL182=1,YcCi(CR182,J182),YcTr(J182,CQ182,CU182)))","v":""},{"$f":"IF(CK182=\"\",\"\",IF(CL182=1,Teta1(DE182,CR182),\"-\"))","v":""},"","",{"$f":"IF(CK182=\"\",\"\",IF(CL182=1,Ynci(CR182,J182,CT182,CV182),YnTr(1,CT182,CQ182,CU182,CV182,J182)))","v":""},{"$f":"IF(CK182=\"\",\"\",IF(CL182=1,Teta1(DI182,CR182),\"-\"))","v":""},{"$f":"IF(CK182=\"\",\"\",IF(CL182=1,AreaCi(CR182,J182),AreaTr(CQ182,CU182,DI182)))","v":""},{"$f":"IF(CK182=\"\",\"\",IF(CL182=1,FrCi(DM182,9.806,DJ182,CR182),FrTr(DM182,9.806,CQ182,CU182,DI182)))","v":""},"",{"$f":"IF(CK182=\"\",\"\",IF(CL182=1,LOOKUP(CP182,'Vmáx(material) - Tab.4.3'!$L$2:$L$11,'Vmáx(material) - Tab.4.3'!$M$2:$M$11),LOOKUP(CP182,'Vmáx(material) - Tab.4.3'!$L$15,'Vmáx(material) - Tab.4.3'!$M$15)))","v":""},{"$f":"IF(CK182=\"\",\"\",VLOOKUP($CO182,'Vmáx(material) - Tab.4.3'!$R$35:$X$41,2))","v":""},{"$f":"IF(CK182=\"\",\"\",VLOOKUP($CO182,'Vmáx(material) - Tab.4.3'!$R$35:$X$41,3))","v":""},{"$f":"IF(CK182=\"\",\"\",VLOOKUP($CO182,'Vmáx(material) - Tab.4.3'!$R$35:$X$41,4))","v":""},{"$f":"IF(CK182=\"\",\"\",VLOOKUP($CO182,'Vmáx(material) - Tab.4.3'!$R$35:$X$41,5))","v":""},{"$f":"IF(CK182=\"\",\"\",VLOOKUP($CO182,'Vmáx(material) - Tab.4.3'!$R$35:$X$41,6))","v":""},{"$f":"IF(CK182=\"\",\"\",IF(CK182=\"\",\"\",VLOOKUP(CO182,'Vmáx(material) - Tab.4.3'!$R$35:$X$41,7)))","v":""},{"$f":"IF(CK182=\"\",\"\",IF(CL182=1,FCi(J182,CR182),FTr(J182,CQ182,CR182)))","v":""},"",{"$f":"IF(CK182=\"\",\"\",Hw(DO182,DP182,DQ182,DR182,DS182,DT182,Z,DU182,CV182,CR182))","v":""},"","","","","",{"$f":"IF(CK182=\"\",\"\",IF(CL182=1,PeriCi(CR182,DI182),PeriTr(CQ182,CU182,DI182)))","v":""},{"$f":"IF(CK182=\"\",\"\",IF(CL182=1,AreaCi(CR182,DI182),AreaTr(CQ182,CU182,DI182)))","v":""},{"$f":"IF(CK182=\"\",\"\",RhCi(DK182,EC182))","v":""},"",{"$f":"IF(CK182=\"\",\"\",hf(CS182,J182,CT182,DK182,EE182))","v":""},{"$f":"IF(CK182=\"\",\"\",LOOKUP(CW182,Tab.4.5!$J$6:$J$27,Tab.4.5!$L$6:$L$27))","v":""},{"$f":"IF(CK182=\"\",\"\",He(EH182,DM182))","v":""},{"$f":"IF(CK182=\"\",\"\",Hs(DM182))","v":""},{"$f":"IF(CK182=\"\",\"\",Hm(EB182,EG182,EI182,EJ182,CS182,CV182))","v":""},"","","","","","","K45+-45000 () ",{"$f":"IF(B182=\"Existe.\",IF(AE182=1,CONCATENATE(#REF!,AK182,\" m.\"),CONCATENATE(#REF!,AJ182,\" m x \",AK182,\" m.\")),IF(CL182=1,CONCATENATE(#REF!,CR182,\" m.\"),CONCATENATE(#REF!,CQ182,\" m x \",CR182,\" m.\")))","v":{"$error":"#REF!"}},"Concreto, L =  m, S = 0 %.","Cota clave eje= 0 msnm.",null,null,null,"","","","","",{"$f":"IF(EV182=\"\",\"\",VLOOKUP(EY182,'Estructura escalonada'!$D$3:$H$953,2))","v":""},"","","","","",""]
[null,null,null,null,null,null,null,null,null,null,null,0,null,0,null,null,null,null,null,null,{"$f":"IF(K183=\"No\",\"\",IF(O183=\"\",YcCi(P183,N183),YcTr(N183,O183,S183)))","v":{"$error":"#VALUE!"}},{"$f":"IF(K183=\"No\",\"\",IF(O183=\"\",Teta1(U183,P183),\"-\"))","v":{"$error":"#VALUE!"}},{"$error":"#VALUE!"},{"$error":"#VALUE!"},{"$f":"IF(K183=\"No\",\"\",IF(O183=\"\",Ynci(P183,N183,R183,T183),YnTr(1,R183,O183,S183,T183,N183)))","v":{"$error":"#VALUE!"}},{"$f":"IF(K183=\"No\",\"\",IF(O183=\"\",Teta1(Y183,P183),\"-\"))","v":{"$error":"#VALUE!"}},{"$f":"IF(K183=\"No\",\"\",IF(O183=\"\",AreaCi(P183,Y183),AreaTr(O183,S183,Y183)))","v":{"$error":"#VALUE!"}},{"$f":"IF(K183=\"No\",\"\",IF(O183=\"\",FrCi(AC183,9.806,Z183,P183),FrTr(AC183,9.806,O183,S183,Y183)))","v":{"$error":"#VALUE!"}},{"$error":"#VALUE!"},null,null,null,null,null,null,null,null,null,null,null,null,null,null,null,0,0,"","","",{"$f":"IF(AD183=\"\",\"\",IF(AE183=1,YcCi(AK183,J183),YcTr(J183,AJ183,AN183)))","v":""},{"$f":"IF(AD183=\"\",\"\",IF(AE183=1,Teta1(AX183,AK183),\"-\"))","v":""},{"$f":"IF(AD183=\"\",\"\",IF(AE183=1,AreaCi(AK183,AX183),AreaTr(AJ183,AN183,AX183)))","v":""},"",{"$f":"IF(AD183=\"\",\"\",IF(AE183=1,Ynci(AK183,J183,AM183,AO183),YnTr(1,AM183,AJ183,AN183,AO183,J183)))","v":""},{"$f":"IF(AD183=\"\",\"\",IF(AE183=1,Teta1(BB183,AK183),\"-\"))","v":""},{"$f":"IF(AD183=\"\",\"\",IF(AE183=1,AreaCi(AK183,BB183),AreaTr(AJ183,AN183,BB183)))","v":""},{"$f":"IF(AD183=\"\",\"\",IF(AE183=1,FrCi(BF183,9.806,BC183,AK183),FrTr(BF183,9.806,AJ183,AN183,BB183)))","v":""},"",{"$f":"IF(AD183=\"\",\"\",IF(AE183=1,LOOKUP(AI183,'Vmáx(material) - Tab.4.3'!$L$2:$L$11,'Vmáx(material) - Tab.4.3'!$M$2:$M$11),LOOKUP(AI183,'Vmáx(material) - Tab.4.3'!$L$15,'Vmáx(material) - Tab.4.3'!$M$15)))","v":""},{"$f":"IF(AD183=\"\",\"\",VLOOKUP($AH183,'Vmáx(material) - Tab.4.3'!$R$35:$X$41,2))","v":""},{"$f":"IF(AD183=\"\",\"\",VLOOKUP($AH183,'Vmáx(material) - Tab.4.3'!$R$35:$X$41,3))","v":""},{"$f":"IF(AD183=\"\",\"\",VLOOKUP($AH183,'Vmáx(material) - Tab.4.3'!$R$35:$X$41,4))","v":""},{"$f":"IF(AD183=\"\",\"\",VLOOKUP($AH183,'Vmáx(material) - Tab.4.3'!$R$35:$X$41,5))","v":""},{"$f":"IF(AD183=\"\",\"\",VLOOKUP($AH183,'Vmáx(material) - Tab.4.3'!$R$35:$X$41,6))","v":""},{"$f":"IF(AD183=\"\",\"\",IF(AD183=\"\",\"\",VLOOKUP($AH183,'Vmáx(material) - Tab.4.3'!$R$35:$X$41,7)))","v":""},{"$f":"IF(AD183=\"\",\"\",IF(AE183=1,FCi(J183,AK183),FTr(J183,AJ183,AK183)))","v":""},"",{"$f":"IF(AD183=\"\",\"\",Hw(BH183,BI183,BJ183,BK183,BL183,BM183,Z,BN183,AO183,AK183))","v":""},"","","","",{"$f":"IF(AD183=\"\",\"\",ho(BT183,AK183,AX183))","v":""},{"$f":"IF(AD183=\"\",\"\",IF(AE183=1,PeriCi(AK183,BB183),PeriTr(AJ183,AN183,BB183)))","v":""},{"$f":"IF(AD183=\"\",\"\",IF(AE183=1,AreaCi(AK183,BB183),AreaTr(AJ183,AN183,BB183)))","v":""},{"$f":"IF(AD183=\"\",\"\",RhCi(BW183,BV183))","v":""},"",{"$f":"IF(AD183=\"\",\"\",hf(AL183,J183,AM183,BW183,BX183))","v":""},{"$f":"IF(AD183=\"\",\"\",LOOKUP(AP183,Tab.4.5!$J$6:$J$27,Tab.4.5!$L$6:$L$27))","v":""},{"$f":"IF(AD183=\"\",\"\",He(CA183,BY183))","v":""},{"$f":"IF(AD183=\"\",\"\",Hs(BY183))","v":""},{"$f":"IF(AD183=\"\",\"\",Hm(BU183,BZ183,CB183,CC183,AL183,AO183))","v":""},"","","","","","",null,null,null,null,null,null,null,null,null,null,null,null,null,null,null,0,0,0,0,0,{"$f":"IF(CK183=\"\",\"\",IF(CL183=1,YcCi(CR183,J183),YcTr(J183,CQ183,CU183)))","v":""},{"$f":"IF(CK183=\"\",\"\",IF(CL183=1,Teta1(DE183,CR183),\"-\"))","v":""},"","",{"$f":"IF(CK183=\"\",\"\",IF(CL183=1,Ynci(CR183,J183,CT183,CV183),YnTr(1,CT183,CQ183,CU183,CV183,J183)))","v":""},{"$f":"IF(CK183=\"\",\"\",IF(CL183=1,Teta1(DI183,CR183),\"-\"))","v":""},{"$f":"IF(CK183=\"\",\"\",IF(CL183=1,AreaCi(CR183,J183),AreaTr(CQ183,CU183,DI183)))","v":""},{"$f":"IF(CK183=\"\",\"\",IF(CL183=1,FrCi(DM183,9.806,DJ183,CR183),FrTr(DM183,9.806,CQ183,CU183,DI183)))","v":""},"",{"$f":"IF(CK183=\"\",\"\",IF(CL183=1,LOOKUP(CP183,'Vmáx(material) - Tab.4.3'!$L$2:$L$11,'Vmáx(material) - Tab.4.3'!$M$2:$M$11),LOOKUP(CP183,'Vmáx(material) - Tab.4.3'!$L$15,'Vmáx(material) - Tab.4.3'!$M$15)))","v":""},{"$f":"IF(CK183=\"\",\"\",VLOOKUP($CO183,'Vmáx(material) - Tab.4.3'!$R$35:$X$41,2))","v":""},{"$f":"IF(CK183=\"\",\"\",VLOOKUP($CO183,'Vmáx(material) - Tab.4.3'!$R$35:$X$41,3))","v":""},{"$f":"IF(CK183=\"\",\"\",VLOOKUP($CO183,'Vmáx(material) - Tab.4.3'!$R$35:$X$41,4))","v":""},{"$f":"IF(CK183=\"\",\"\",VLOOKUP($CO183,'Vmáx(material) - Tab.4.3'!$R$35:$X$41,5))","v":""},{"$f":"IF(CK183=\"\",\"\",VLOOKUP($CO183,'Vmáx(material) - Tab.4.3'!$R$35:$X$41,6))","v":""},{"$f":"IF(CK183=\"\",\"\",IF(CK183=\"\",\"\",VLOOKUP(CO183,'Vmáx(material) - Tab.4.3'!$R$35:$X$41,7)))","v":""},{"$f":"IF(CK183=\"\",\"\",IF(CL183=1,FCi(J183,CR183),FTr(J183,CQ183,CR183)))","v":""},"",{"$f":"IF(CK183=\"\",\"\",Hw(DO183,DP183,DQ183,DR183,DS183,DT183,Z,DU183,CV183,CR183))","v":""},"","","","","",{"$f":"IF(CK183=\"\",\"\",IF(CL183=1,PeriCi(CR183,DI183),PeriTr(CQ183,CU183,DI183)))","v":""},{"$f":"IF(CK183=\"\",\"\",IF(CL183=1,AreaCi(CR183,DI183),AreaTr(CQ183,CU183,DI183)))","v":""},{"$f":"IF(CK183=\"\",\"\",RhCi(DK183,EC183))","v":""},"",{"$f":"IF(CK183=\"\",\"\",hf(CS183,J183,CT183,DK183,EE183))","v":""},{"$f":"IF(CK183=\"\",\"\",LOOKUP(CW183,Tab.4.5!$J$6:$J$27,Tab.4.5!$L$6:$L$27))","v":""},{"$f":"IF(CK183=\"\",\"\",He(EH183,DM183))","v":""},{"$f":"IF(CK183=\"\",\"\",Hs(DM183))","v":""},{"$f":"IF(CK183=\"\",\"\",Hm(EB183,EG183,EI183,EJ183,CS183,CV183))","v":""},"","","","","","","K45+-45000 () ",{"$f":"IF(B183=\"Existe.\",IF(AE183=1,CONCATENATE(#REF!,AK183,\" m.\"),CONCATENATE(#REF!,AJ183,\" m x \",AK183,\" m.\")),IF(CL183=1,CONCATENATE(#REF!,CR183,\" m.\"),CONCATENATE(#REF!,CQ183,\" m x \",CR183,\" m.\")))","v":{"$error":"#REF!"}},"Concreto, L =  m, S = 0 %.","Cota clave eje= 0 msnm.",null,null,null,"","","","","",{"$f":"IF(EV183=\"\",\"\",VLOOKUP(EY183,'Estructura escalonada'!$D$3:$H$953,2))","v":""},"","","","","",""]
[null,null,null,null,null,null,null,null,null,null,null,0,null,0,null,null,null,null,null,null,{"$f":"IF(K184=\"No\",\"\",IF(O184=\"\",YcCi(P184,N184),YcTr(N184,O184,S184)))","v":{"$error":"#VALUE!"}},{"$f":"IF(K184=\"No\",\"\",IF(O184=\"\",Teta1(U184,P184),\"-\"))","v":{"$error":"#VALUE!"}},{"$error":"#VALUE!"},{"$error":"#VALUE!"},{"$f":"IF(K184=\"No\",\"\",IF(O184=\"\",Ynci(P184,N184,R184,T184),YnTr(1,R184,O184,S184,T184,N184)))","v":{"$error":"#VALUE!"}},{"$f":"IF(K184=\"No\",\"\",IF(O184=\"\",Teta1(Y184,P184),\"-\"))","v":{"$error":"#VALUE!"}},{"$f":"IF(K184=\"No\",\"\",IF(O184=\"\",AreaCi(P184,Y184),AreaTr(O184,S184,Y184)))","v":{"$error":"#VALUE!"}},{"$f":"IF(K184=\"No\",\"\",IF(O184=\"\",FrCi(AC184,9.806,Z184,P184),FrTr(AC184,9.806,O184,S184,Y184)))","v":{"$error":"#VALUE!"}},{"$error":"#VALUE!"},null,null,null,null,null,null,null,null,null,null,null,null,null,null,null,0,0,"","","",{"$f":"IF(AD184=\"\",\"\",IF(AE184=1,YcCi(AK184,J184),YcTr(J184,AJ184,AN184)))","v":""},{"$f":"IF(AD184=\"\",\"\",IF(AE184=1,Teta1(AX184,AK184),\"-\"))","v":""},{"$f":"IF(AD184=\"\",\"\",IF(AE184=1,AreaCi(AK184,AX184),AreaTr(AJ184,AN184,AX184)))","v":""},"",{"$f":"IF(AD184=\"\",\"\",IF(AE184=1,Ynci(AK184,J184,AM184,AO184),YnTr(1,AM184,AJ184,AN184,AO184,J184)))","v":""},{"$f":"IF(AD184=\"\",\"\",IF(AE184=1,Teta1(BB184,AK184),\"-\"))","v":""},{"$f":"IF(AD184=\"\",\"\",IF(AE184=1,AreaCi(AK184,BB184),AreaTr(AJ184,AN184,BB184)))","v":""},{"$f":"IF(AD184=\"\",\"\",IF(AE184=1,FrCi(BF184,9.806,BC184,AK184),FrTr(BF184,9.806,AJ184,AN184,BB184)))","v":""},"",{"$f":"IF(AD184=\"\",\"\",IF(AE184=1,LOOKUP(AI184,'Vmáx(material) - Tab.4.3'!$L$2:$L$11,'Vmáx(material) - Tab.4.3'!$M$2:$M$11),LOOKUP(AI184,'Vmáx(material) - Tab.4.3'!$L$15,'Vmáx(material) - Tab.4.3'!$M$15)))","v":""},{"$f":"IF(AD184=\"\",\"\",VLOOKUP($AH184,'Vmáx(material) - Tab.4.3'!$R$35:$X$41,2))","v":""},{"$f":"IF(AD184=\"\",\"\",VLOOKUP($AH184,'Vmáx(material) - Tab.4.3'!$R$35:$X$41,3))","v":""},{"$f":"IF(AD184=\"\",\"\",VLOOKUP($AH184,'Vmáx(material) - Tab.4.3'!$R$35:$X$41,4))","v":""},{"$f":"IF(AD184=\"\",\"\",VLOOKUP($AH184,'Vmáx(material) - Tab.4.3'!$R$35:$X$41,5))","v":""},{"$f":"IF(AD184=\"\",\"\",VLOOKUP($AH184,'Vmáx(material) - Tab.4.3'!$R$35:$X$41,6))","v":""},{"$f":"IF(AD184=\"\",\"\",IF(AD184=\"\",\"\",VLOOKUP($AH184,'Vmáx(material) - Tab.4.3'!$R$35:$X$41,7)))","v":""},{"$f":"IF(AD184=\"\",\"\",IF(AE184=1,FCi(J184,AK184),FTr(J184,AJ184,AK184)))","v":""},"",{"$f":"IF(AD184=\"\",\"\",Hw(BH184,BI184,BJ184,BK184,BL184,BM184,Z,BN184,AO184,AK184))","v":""},"","","","",{"$f":"IF(AD184=\"\",\"\",ho(BT184,AK184,AX184))","v":""},{"$f":"IF(AD184=\"\",\"\",IF(AE184=1,PeriCi(AK184,BB184),PeriTr(AJ184,AN184,BB184)))","v":""},{"$f":"IF(AD184=\"\",\"\",IF(AE184=1,AreaCi(AK184,BB184),AreaTr(AJ184,AN184,BB184)))","v":""},{"$f":"IF(AD184=\"\",\"\",RhCi(BW184,BV184))","v":""},"",{"$f":"IF(AD184=\"\",\"\",hf(AL184,J184,AM184,BW184,BX184))","v":""},{"$f":"IF(AD184=\"\",\"\",LOOKUP(AP184,Tab.4.5!$J$6:$J$27,Tab.4.5!$L$6:$L$27))","v":""},{"$f":"IF(AD184=\"\",\"\",He(CA184,BY184))","v":""},{"$f":"IF(AD184=\"\",\"\",Hs(BY184))","v":""},{"$f":"IF(AD184=\"\",\"\",Hm(BU184,BZ184,CB184,CC184,AL184,AO184))","v":""},"","","","","","",null,null,null,null,null,null,null,null,null,null,null,null,null,null,null,0,0,0,0,0,{"$f":"IF(CK184=\"\",\"\",IF(CL184=1,YcCi(CR184,J184),YcTr(J184,CQ184,CU184)))","v":""},{"$f":"IF(CK184=\"\",\"\",IF(CL184=1,Teta1(DE184,CR184),\"-\"))","v":""},"","",{"$f":"IF(CK184=\"\",\"\",IF(CL184=1,Ynci(CR184,J184,CT184,CV184),YnTr(1,CT184,CQ184,CU184,CV184,J184)))","v":""},{"$f":"IF(CK184=\"\",\"\",IF(CL184=1,Teta1(DI184,CR184),\"-\"))","v":""},{"$f":"IF(CK184=\"\",\"\",IF(CL184=1,AreaCi(CR184,J184),AreaTr(CQ184,CU184,DI184)))","v":""},{"$f":"IF(CK184=\"\",\"\",IF(CL184=1,FrCi(DM184,9.806,DJ184,CR184),FrTr(DM184,9.806,CQ184,CU184,DI184)))","v":""},"",{"$f":"IF(CK184=\"\",\"\",IF(CL184=1,LOOKUP(CP184,'Vmáx(material) - Tab.4.3'!$L$2:$L$11,'Vmáx(material) - Tab.4.3'!$M$2:$M$11),LOOKUP(CP184,'Vmáx(material) - Tab.4.3'!$L$15,'Vmáx(material) - Tab.4.3'!$M$15)))","v":""},{"$f":"IF(CK184=\"\",\"\",VLOOKUP($CO184,'Vmáx(material) - Tab.4.3'!$R$35:$X$41,2))","v":""},{"$f":"IF(CK184=\"\",\"\",VLOOKUP($CO184,'Vmáx(material) - Tab.4.3'!$R$35:$X$41,3))","v":""},{"$f":"IF(CK184=\"\",\"\",VLOOKUP($CO184,'Vmáx(material) - Tab.4.3'!$R$35:$X$41,4))","v":""},{"$f":"IF(CK184=\"\",\"\",VLOOKUP($CO184,'Vmáx(material) - Tab.4.3'!$R$35:$X$41,5))","v":""},{"$f":"IF(CK184=\"\",\"\",VLOOKUP($CO184,'Vmáx(material) - Tab.4.3'!$R$35:$X$41,6))","v":""},{"$f":"IF(CK184=\"\",\"\",IF(CK184=\"\",\"\",VLOOKUP(CO184,'Vmáx(material) - Tab.4.3'!$R$35:$X$41,7)))","v":""},{"$f":"IF(CK184=\"\",\"\",IF(CL184=1,FCi(J184,CR184),FTr(J184,CQ184,CR184)))","v":""},"",{"$f":"IF(CK184=\"\",\"\",Hw(DO184,DP184,DQ184,DR184,DS184,DT184,Z,DU184,CV184,CR184))","v":""},"","","","","",{"$f":"IF(CK184=\"\",\"\",IF(CL184=1,PeriCi(CR184,DI184),PeriTr(CQ184,CU184,DI184)))","v":""},{"$f":"IF(CK184=\"\",\"\",IF(CL184=1,AreaCi(CR184,DI184),AreaTr(CQ184,CU184,DI184)))","v":""},{"$f":"IF(CK184=\"\",\"\",RhCi(DK184,EC184))","v":""},"",{"$f":"IF(CK184=\"\",\"\",hf(CS184,J184,CT184,DK184,EE184))","v":""},{"$f":"IF(CK184=\"\",\"\",LOOKUP(CW184,Tab.4.5!$J$6:$J$27,Tab.4.5!$L$6:$L$27))","v":""},{"$f":"IF(CK184=\"\",\"\",He(EH184,DM184))","v":""},{"$f":"IF(CK184=\"\",\"\",Hs(DM184))","v":""},{"$f":"IF(CK184=\"\",\"\",Hm(EB184,EG184,EI184,EJ184,CS184,CV184))","v":""},"","","","","","","K45+-45000 () ",{"$f":"IF(B184=\"Existe.\",IF(AE184=1,CONCATENATE(#REF!,AK184,\" m.\"),CONCATENATE(#REF!,AJ184,\" m x \",AK184,\" m.\")),IF(CL184=1,CONCATENATE(#REF!,CR184,\" m.\"),CONCATENATE(#REF!,CQ184,\" m x \",CR184,\" m.\")))","v":{"$error":"#REF!"}},"Concreto, L =  m, S = 0 %.","Cota clave eje= 0 msnm.",null,null,null,"","","","","",{"$f":"IF(EV184=\"\",\"\",VLOOKUP(EY184,'Estructura escalonada'!$D$3:$H$953,2))","v":""},"","","","","",""]
[null,null,null,null,null,null,null,null,null,null,null,0,null,0,null,null,null,null,null,null,{"$f":"IF(K185=\"No\",\"\",IF(O185=\"\",YcCi(P185,N185),YcTr(N185,O185,S185)))","v":{"$error":"#VALUE!"}},{"$f":"IF(K185=\"No\",\"\",IF(O185=\"\",Teta1(U185,P185),\"-\"))","v":{"$error":"#VALUE!"}},{"$error":"#VALUE!"},{"$error":"#VALUE!"},{"$f":"IF(K185=\"No\",\"\",IF(O185=\"\",Ynci(P185,N185,R185,T185),YnTr(1,R185,O185,S185,T185,N185)))","v":{"$error":"#VALUE!"}},{"$f":"IF(K185=\"No\",\"\",IF(O185=\"\",Teta1(Y185,P185),\"-\"))","v":{"$error":"#VALUE!"}},{"$f":"IF(K185=\"No\",\"\",IF(O185=\"\",AreaCi(P185,Y185),AreaTr(O185,S185,Y185)))","v":{"$error":"#VALUE!"}},{"$f":"IF(K185=\"No\",\"\",IF(O185=\"\",FrCi(AC185,9.806,Z185,P185),FrTr(AC185,9.806,O185,S185,Y185)))","v":{"$error":"#VALUE!"}},{"$error":"#VALUE!"},null,null,null,null,null,null,null,null,null,null,null,null,null,null,null,0,0,"","","",{"$f":"IF(AD185=\"\",\"\",IF(AE185=1,YcCi(AK185,J185),YcTr(J185,AJ185,AN185)))","v":""},{"$f":"IF(AD185=\"\",\"\",IF(AE185=1,Teta1(AX185,AK185),\"-\"))","v":""},{"$f":"IF(AD185=\"\",\"\",IF(AE185=1,AreaCi(AK185,AX185),AreaTr(AJ185,AN185,AX185)))","v":""},"",{"$f":"IF(AD185=\"\",\"\",IF(AE185=1,Ynci(AK185,J185,AM185,AO185),YnTr(1,AM185,AJ185,AN185,AO185,J185)))","v":""},{"$f":"IF(AD185=\"\",\"\",IF(AE185=1,Teta1(BB185,AK185),\"-\"))","v":""},{"$f":"IF(AD185=\"\",\"\",IF(AE185=1,AreaCi(AK185,BB185),AreaTr(AJ185,AN185,BB185)))","v":""},{"$f":"IF(AD185=\"\",\"\",IF(AE185=1,FrCi(BF185,9.806,BC185,AK185),FrTr(BF185,9.806,AJ185,AN185,BB185)))","v":""},"",{"$f":"IF(AD185=\"\",\"\",IF(AE185=1,LOOKUP(AI185,'Vmáx(material) - Tab.4.3'!$L$2:$L$11,'Vmáx(material) - Tab.4.3'!$M$2:$M$11),LOOKUP(AI185,'Vmáx(material) - Tab.4.3'!$L$15,'Vmáx(material) - Tab.4.3'!$M$15)))","v":""},{"$f":"IF(AD185=\"\",\"\",VLOOKUP($AH185,'Vmáx(material) - Tab.4.3'!$R$35:$X$41,2))","v":""},{"$f":"IF(AD185=\"\",\"\",VLOOKUP($AH185,'Vmáx(material) - Tab.4.3'!$R$35:$X$41,3))","v":""},{"$f":"IF(AD185=\"\",\"\",VLOOKUP($AH185,'Vmáx(material) - Tab.4.3'!$R$35:$X$41,4))","v":""},{"$f":"IF(AD185=\"\",\"\",VLOOKUP($AH185,'Vmáx(material) - Tab.4.3'!$R$35:$X$41,5))","v":""},{"$f":"IF(AD185=\"\",\"\",VLOOKUP($AH185,'Vmáx(material) - Tab.4.3'!$R$35:$X$41,6))","v":""},{"$f":"IF(AD185=\"\",\"\",IF(AD185=\"\",\"\",VLOOKUP($AH185,'Vmáx(material) - Tab.4.3'!$R$35:$X$41,7)))","v":""},{"$f":"IF(AD185=\"\",\"\",IF(AE185=1,FCi(J185,AK185),FTr(J185,AJ185,AK185)))","v":""},"",{"$f":"IF(AD185=\"\",\"\",Hw(BH185,BI185,BJ185,BK185,BL185,BM185,Z,BN185,AO185,AK185))","v":""},"","","","",{"$f":"IF(AD185=\"\",\"\",ho(BT185,AK185,AX185))","v":""},{"$f":"IF(AD185=\"\",\"\",IF(AE185=1,PeriCi(AK185,BB185),PeriTr(AJ185,AN185,BB185)))","v":""},{"$f":"IF(AD185=\"\",\"\",IF(AE185=1,AreaCi(AK185,BB185),AreaTr(AJ185,AN185,BB185)))","v":""},{"$f":"IF(AD185=\"\",\"\",RhCi(BW185,BV185))","v":""},"",{"$f":"IF(AD185=\"\",\"\",hf(AL185,J185,AM185,BW185,BX185))","v":""},{"$f":"IF(AD185=\"\",\"\",LOOKUP(AP185,Tab.4.5!$J$6:$J$27,Tab.4.5!$L$6:$L$27))","v":""},{"$f":"IF(AD185=\"\",\"\",He(CA185,BY185))","v":""},{"$f":"IF(AD185=\"\",\"\",Hs(BY185))","v":""},{"$f":"IF(AD185=\"\",\"\",Hm(BU185,BZ185,CB185,CC185,AL185,AO185))","v":""},"","","","","","",null,null,null,null,null,null,null,null,null,null,null,null,null,null,null,0,0,0,0,0,{"$f":"IF(CK185=\"\",\"\",IF(CL185=1,YcCi(CR185,J185),YcTr(J185,CQ185,CU185)))","v":""},{"$f":"IF(CK185=\"\",\"\",IF(CL185=1,Teta1(DE185,CR185),\"-\"))","v":""},"","",{"$f":"IF(CK185=\"\",\"\",IF(CL185=1,Ynci(CR185,J185,CT185,CV185),YnTr(1,CT185,CQ185,CU185,CV185,J185)))","v":""},{"$f":"IF(CK185=\"\",\"\",IF(CL185=1,Teta1(DI185,CR185),\"-\"))","v":""},{"$f":"IF(CK185=\"\",\"\",IF(CL185=1,AreaCi(CR185,J185),AreaTr(CQ185,CU185,DI185)))","v":""},{"$f":"IF(CK185=\"\",\"\",IF(CL185=1,FrCi(DM185,9.806,DJ185,CR185),FrTr(DM185,9.806,CQ185,CU185,DI185)))","v":""},"",{"$f":"IF(CK185=\"\",\"\",IF(CL185=1,LOOKUP(CP185,'Vmáx(material) - Tab.4.3'!$L$2:$L$11,'Vmáx(material) - Tab.4.3'!$M$2:$M$11),LOOKUP(CP185,'Vmáx(material) - Tab.4.3'!$L$15,'Vmáx(material) - Tab.4.3'!$M$15)))","v":""},{"$f":"IF(CK185=\"\",\"\",VLOOKUP($CO185,'Vmáx(material) - Tab.4.3'!$R$35:$X$41,2))","v":""},{"$f":"IF(CK185=\"\",\"\",VLOOKUP($CO185,'Vmáx(material) - Tab.4.3'!$R$35:$X$41,3))","v":""},{"$f":"IF(CK185=\"\",\"\",VLOOKUP($CO185,'Vmáx(material) - Tab.4.3'!$R$35:$X$41,4))","v":""},{"$f":"IF(CK185=\"\",\"\",VLOOKUP($CO185,'Vmáx(material) - Tab.4.3'!$R$35:$X$41,5))","v":""},{"$f":"IF(CK185=\"\",\"\",VLOOKUP($CO185,'Vmáx(material) - Tab.4.3'!$R$35:$X$41,6))","v":""},{"$f":"IF(CK185=\"\",\"\",IF(CK185=\"\",\"\",VLOOKUP(CO185,'Vmáx(material) - Tab.4.3'!$R$35:$X$41,7)))","v":""},{"$f":"IF(CK185=\"\",\"\",IF(CL185=1,FCi(J185,CR185),FTr(J185,CQ185,CR185)))","v":""},"",{"$f":"IF(CK185=\"\",\"\",Hw(DO185,DP185,DQ185,DR185,DS185,DT185,Z,DU185,CV185,CR185))","v":""},"","","","","",{"$f":"IF(CK185=\"\",\"\",IF(CL185=1,PeriCi(CR185,DI185),PeriTr(CQ185,CU185,DI185)))","v":""},{"$f":"IF(CK185=\"\",\"\",IF(CL185=1,AreaCi(CR185,DI185),AreaTr(CQ185,CU185,DI185)))","v":""},{"$f":"IF(CK185=\"\",\"\",RhCi(DK185,EC185))","v":""},"",{"$f":"IF(CK185=\"\",\"\",hf(CS185,J185,CT185,DK185,EE185))","v":""},{"$f":"IF(CK185=\"\",\"\",LOOKUP(CW185,Tab.4.5!$J$6:$J$27,Tab.4.5!$L$6:$L$27))","v":""},{"$f":"IF(CK185=\"\",\"\",He(EH185,DM185))","v":""},{"$f":"IF(CK185=\"\",\"\",Hs(DM185))","v":""},{"$f":"IF(CK185=\"\",\"\",Hm(EB185,EG185,EI185,EJ185,CS185,CV185))","v":""},"","","","","","","K45+-45000 () ",{"$f":"IF(B185=\"Existe.\",IF(AE185=1,CONCATENATE(#REF!,AK185,\" m.\"),CONCATENATE(#REF!,AJ185,\" m x \",AK185,\" m.\")),IF(CL185=1,CONCATENATE(#REF!,CR185,\" m.\"),CONCATENATE(#REF!,CQ185,\" m x \",CR185,\" m.\")))","v":{"$error":"#REF!"}},"Concreto, L =  m, S = 0 %.","Cota clave eje= 0 msnm.",null,null,null,"","","","","",{"$f":"IF(EV185=\"\",\"\",VLOOKUP(EY185,'Estructura escalonada'!$D$3:$H$953,2))","v":""},"","","","","",""]
[null,null,null,null,null,null,null,null,null,null,null,0,null,0,null,null,null,null,null,null,{"$f":"IF(K186=\"No\",\"\",IF(O186=\"\",YcCi(P186,N186),YcTr(N186,O186,S186)))","v":{"$error":"#VALUE!"}},{"$f":"IF(K186=\"No\",\"\",IF(O186=\"\",Teta1(U186,P186),\"-\"))","v":{"$error":"#VALUE!"}},{"$error":"#VALUE!"},{"$error":"#VALUE!"},{"$f":"IF(K186=\"No\",\"\",IF(O186=\"\",Ynci(P186,N186,R186,T186),YnTr(1,R186,O186,S186,T186,N186)))","v":{"$error":"#VALUE!"}},{"$f":"IF(K186=\"No\",\"\",IF(O186=\"\",Teta1(Y186,P186),\"-\"))","v":{"$error":"#VALUE!"}},{"$f":"IF(K186=\"No\",\"\",IF(O186=\"\",AreaCi(P186,Y186),AreaTr(O186,S186,Y186)))","v":{"$error":"#VALUE!"}},{"$f":"IF(K186=\"No\",\"\",IF(O186=\"\",FrCi(AC186,9.806,Z186,P186),FrTr(AC186,9.806,O186,S186,Y186)))","v":{"$error":"#VALUE!"}},{"$error":"#VALUE!"},null,null,null,null,null,null,null,null,null,null,null,null,null,null,null,0,0,"","","",{"$f":"IF(AD186=\"\",\"\",IF(AE186=1,YcCi(AK186,J186),YcTr(J186,AJ186,AN186)))","v":""},{"$f":"IF(AD186=\"\",\"\",IF(AE186=1,Teta1(AX186,AK186),\"-\"))","v":""},{"$f":"IF(AD186=\"\",\"\",IF(AE186=1,AreaCi(AK186,AX186),AreaTr(AJ186,AN186,AX186)))","v":""},"",{"$f":"IF(AD186=\"\",\"\",IF(AE186=1,Ynci(AK186,J186,AM186,AO186),YnTr(1,AM186,AJ186,AN186,AO186,J186)))","v":""},{"$f":"IF(AD186=\"\",\"\",IF(AE186=1,Teta1(BB186,AK186),\"-\"))","v":""},{"$f":"IF(AD186=\"\",\"\",IF(AE186=1,AreaCi(AK186,BB186),AreaTr(AJ186,AN186,BB186)))","v":""},{"$f":"IF(AD186=\"\",\"\",IF(AE186=1,FrCi(BF186,9.806,BC186,AK186),FrTr(BF186,9.806,AJ186,AN186,BB186)))","v":""},"",{"$f":"IF(AD186=\"\",\"\",IF(AE186=1,LOOKUP(AI186,'Vmáx(material) - Tab.4.3'!$L$2:$L$11,'Vmáx(material) - Tab.4.3'!$M$2:$M$11),LOOKUP(AI186,'Vmáx(material) - Tab.4.3'!$L$15,'Vmáx(material) - Tab.4.3'!$M$15)))","v":""},{"$f":"IF(AD186=\"\",\"\",VLOOKUP($AH186,'Vmáx(material) - Tab.4.3'!$R$35:$X$41,2))","v":""},{"$f":"IF(AD186=\"\",\"\",VLOOKUP($AH186,'Vmáx(material) - Tab.4.3'!$R$35:$X$41,3))","v":""},{"$f":"IF(AD186=\"\",\"\",VLOOKUP($AH186,'Vmáx(material) - Tab.4.3'!$R$35:$X$41,4))","v":""},{"$f":"IF(AD186=\"\",\"\",VLOOKUP($AH186,'Vmáx(material) - Tab.4.3'!$R$35:$X$41,5))","v":""},{"$f":"IF(AD186=\"\",\"\",VLOOKUP($AH186,'Vmáx(material) - Tab.4.3'!$R$35:$X$41,6))","v":""},{"$f":"IF(AD186=\"\",\"\",IF(AD186=\"\",\"\",VLOOKUP($AH186,'Vmáx(material) - Tab.4.3'!$R$35:$X$41,7)))","v":""},{"$f":"IF(AD186=\"\",\"\",IF(AE186=1,FCi(J186,AK186),FTr(J186,AJ186,AK186)))","v":""},"",{"$f":"IF(AD186=\"\",\"\",Hw(BH186,BI186,BJ186,BK186,BL186,BM186,Z,BN186,AO186,AK186))","v":""},"","","","",{"$f":"IF(AD186=\"\",\"\",ho(BT186,AK186,AX186))","v":""},{"$f":"IF(AD186=\"\",\"\",IF(AE186=1,PeriCi(AK186,BB186),PeriTr(AJ186,AN186,BB186)))","v":""},{"$f":"IF(AD186=\"\",\"\",IF(AE186=1,AreaCi(AK186,BB186),AreaTr(AJ186,AN186,BB186)))","v":""},{"$f":"IF(AD186=\"\",\"\",RhCi(BW186,BV186))","v":""},"",{"$f":"IF(AD186=\"\",\"\",hf(AL186,J186,AM186,BW186,BX186))","v":""},{"$f":"IF(AD186=\"\",\"\",LOOKUP(AP186,Tab.4.5!$J$6:$J$27,Tab.4.5!$L$6:$L$27))","v":""},{"$f":"IF(AD186=\"\",\"\",He(CA186,BY186))","v":""},{"$f":"IF(AD186=\"\",\"\",Hs(BY186))","v":""},{"$f":"IF(AD186=\"\",\"\",Hm(BU186,BZ186,CB186,CC186,AL186,AO186))","v":""},"","","","","","",null,null,null,null,null,null,null,null,null,null,null,null,null,null,null,0,0,0,0,0,{"$f":"IF(CK186=\"\",\"\",IF(CL186=1,YcCi(CR186,J186),YcTr(J186,CQ186,CU186)))","v":""},{"$f":"IF(CK186=\"\",\"\",IF(CL186=1,Teta1(DE186,CR186),\"-\"))","v":""},"","",{"$f":"IF(CK186=\"\",\"\",IF(CL186=1,Ynci(CR186,J186,CT186,CV186),YnTr(1,CT186,CQ186,CU186,CV186,J186)))","v":""},{"$f":"IF(CK186=\"\",\"\",IF(CL186=1,Teta1(DI186,CR186),\"-\"))","v":""},{"$f":"IF(CK186=\"\",\"\",IF(CL186=1,AreaCi(CR186,J186),AreaTr(CQ186,CU186,DI186)))","v":""},{"$f":"IF(CK186=\"\",\"\",IF(CL186=1,FrCi(DM186,9.806,DJ186,CR186),FrTr(DM186,9.806,CQ186,CU186,DI186)))","v":""},"",{"$f":"IF(CK186=\"\",\"\",IF(CL186=1,LOOKUP(CP186,'Vmáx(material) - Tab.4.3'!$L$2:$L$11,'Vmáx(material) - Tab.4.3'!$M$2:$M$11),LOOKUP(CP186,'Vmáx(material) - Tab.4.3'!$L$15,'Vmáx(material) - Tab.4.3'!$M$15)))","v":""},{"$f":"IF(CK186=\"\",\"\",VLOOKUP($CO186,'Vmáx(material) - Tab.4.3'!$R$35:$X$41,2))","v":""},{"$f":"IF(CK186=\"\",\"\",VLOOKUP($CO186,'Vmáx(material) - Tab.4.3'!$R$35:$X$41,3))","v":""},{"$f":"IF(CK186=\"\",\"\",VLOOKUP($CO186,'Vmáx(material) - Tab.4.3'!$R$35:$X$41,4))","v":""},{"$f":"IF(CK186=\"\",\"\",VLOOKUP($CO186,'Vmáx(material) - Tab.4.3'!$R$35:$X$41,5))","v":""},{"$f":"IF(CK186=\"\",\"\",VLOOKUP($CO186,'Vmáx(material) - Tab.4.3'!$R$35:$X$41,6))","v":""},{"$f":"IF(CK186=\"\",\"\",IF(CK186=\"\",\"\",VLOOKUP(CO186,'Vmáx(material) - Tab.4.3'!$R$35:$X$41,7)))","v":""},{"$f":"IF(CK186=\"\",\"\",IF(CL186=1,FCi(J186,CR186),FTr(J186,CQ186,CR186)))","v":""},"",{"$f":"IF(CK186=\"\",\"\",Hw(DO186,DP186,DQ186,DR186,DS186,DT186,Z,DU186,CV186,CR186))","v":""},"","","","","",{"$f":"IF(CK186=\"\",\"\",IF(CL186=1,PeriCi(CR186,DI186),PeriTr(CQ186,CU186,DI186)))","v":""},{"$f":"IF(CK186=\"\",\"\",IF(CL186=1,AreaCi(CR186,DI186),AreaTr(CQ186,CU186,DI186)))","v":""},{"$f":"IF(CK186=\"\",\"\",RhCi(DK186,EC186))","v":""},"",{"$f":"IF(CK186=\"\",\"\",hf(CS186,J186,CT186,DK186,EE186))","v":""},{"$f":"IF(CK186=\"\",\"\",LOOKUP(CW186,Tab.4.5!$J$6:$J$27,Tab.4.5!$L$6:$L$27))","v":""},{"$f":"IF(CK186=\"\",\"\",He(EH186,DM186))","v":""},{"$f":"IF(CK186=\"\",\"\",Hs(DM186))","v":""},{"$f":"IF(CK186=\"\",\"\",Hm(EB186,EG186,EI186,EJ186,CS186,CV186))","v":""},"","","","","","","K45+-45000 () ",{"$f":"IF(B186=\"Existe.\",IF(AE186=1,CONCATENATE(#REF!,AK186,\" m.\"),CONCATENATE(#REF!,AJ186,\" m x \",AK186,\" m.\")),IF(CL186=1,CONCATENATE(#REF!,CR186,\" m.\"),CONCATENATE(#REF!,CQ186,\" m x \",CR186,\" m.\")))","v":{"$error":"#REF!"}},"Concreto, L =  m, S = 0 %.","Cota clave eje= 0 msnm.",null,null,null,"","","","","",{"$f":"IF(EV186=\"\",\"\",VLOOKUP(EY186,'Estructura escalonada'!$D$3:$H$953,2))","v":""},"","","","","",""]
[null,null,null,null,null,null,null,null,null,null,null,0,null,0,null,null,null,null,null,null,{"$f":"IF(K187=\"No\",\"\",IF(O187=\"\",YcCi(P187,N187),YcTr(N187,O187,S187)))","v":{"$error":"#VALUE!"}},{"$f":"IF(K187=\"No\",\"\",IF(O187=\"\",Teta1(U187,P187),\"-\"))","v":{"$error":"#VALUE!"}},{"$error":"#VALUE!"},{"$error":"#VALUE!"},{"$f":"IF(K187=\"No\",\"\",IF(O187=\"\",Ynci(P187,N187,R187,T187),YnTr(1,R187,O187,S187,T187,N187)))","v":{"$error":"#VALUE!"}},{"$f":"IF(K187=\"No\",\"\",IF(O187=\"\",Teta1(Y187,P187),\"-\"))","v":{"$error":"#VALUE!"}},{"$f":"IF(K187=\"No\",\"\",IF(O187=\"\",AreaCi(P187,Y187),AreaTr(O187,S187,Y187)))","v":{"$error":"#VALUE!"}},{"$f":"IF(K187=\"No\",\"\",IF(O187=\"\",FrCi(AC187,9.806,Z187,P187),FrTr(AC187,9.806,O187,S187,Y187)))","v":{"$error":"#VALUE!"}},{"$error":"#VALUE!"},null,null,null,null,null,null,null,null,null,null,null,null,null,null,null,0,0,"","","",{"$f":"IF(AD187=\"\",\"\",IF(AE187=1,YcCi(AK187,J187),YcTr(J187,AJ187,AN187)))","v":""},{"$f":"IF(AD187=\"\",\"\",IF(AE187=1,Teta1(AX187,AK187),\"-\"))","v":""},{"$f":"IF(AD187=\"\",\"\",IF(AE187=1,AreaCi(AK187,AX187),AreaTr(AJ187,AN187,AX187)))","v":""},"",{"$f":"IF(AD187=\"\",\"\",IF(AE187=1,Ynci(AK187,J187,AM187,AO187),YnTr(1,AM187,AJ187,AN187,AO187,J187)))","v":""},{"$f":"IF(AD187=\"\",\"\",IF(AE187=1,Teta1(BB187,AK187),\"-\"))","v":""},{"$f":"IF(AD187=\"\",\"\",IF(AE187=1,AreaCi(AK187,BB187),AreaTr(AJ187,AN187,BB187)))","v":""},{"$f":"IF(AD187=\"\",\"\",IF(AE187=1,FrCi(BF187,9.806,BC187,AK187),FrTr(BF187,9.806,AJ187,AN187,BB187)))","v":""},"",{"$f":"IF(AD187=\"\",\"\",IF(AE187=1,LOOKUP(AI187,'Vmáx(material) - Tab.4.3'!$L$2:$L$11,'Vmáx(material) - Tab.4.3'!$M$2:$M$11),LOOKUP(AI187,'Vmáx(material) - Tab.4.3'!$L$15,'Vmáx(material) - Tab.4.3'!$M$15)))","v":""},{"$f":"IF(AD187=\"\",\"\",VLOOKUP($AH187,'Vmáx(material) - Tab.4.3'!$R$35:$X$41,2))","v":""},{"$f":"IF(AD187=\"\",\"\",VLOOKUP($AH187,'Vmáx(material) - Tab.4.3'!$R$35:$X$41,3))","v":""},{"$f":"IF(AD187=\"\",\"\",VLOOKUP($AH187,'Vmáx(material) - Tab.4.3'!$R$35:$X$41,4))","v":""},{"$f":"IF(AD187=\"\",\"\",VLOOKUP($AH187,'Vmáx(material) - Tab.4.3'!$R$35:$X$41,5))","v":""},{"$f":"IF(AD187=\"\",\"\",VLOOKUP($AH187,'Vmáx(material) - Tab.4.3'!$R$35:$X$41,6))","v":""},{"$f":"IF(AD187=\"\",\"\",IF(AD187=\"\",\"\",VLOOKUP($AH187,'Vmáx(material) - Tab.4.3'!$R$35:$X$41,7)))","v":""},{"$f":"IF(AD187=\"\",\"\",IF(AE187=1,FCi(J187,AK187),FTr(J187,AJ187,AK187)))","v":""},"",{"$f":"IF(AD187=\"\",\"\",Hw(BH187,BI187,BJ187,BK187,BL187,BM187,Z,BN187,AO187,AK187))","v":""},"","","","",{"$f":"IF(AD187=\"\",\"\",ho(BT187,AK187,AX187))","v":""},{"$f":"IF(AD187=\"\",\"\",IF(AE187=1,PeriCi(AK187,BB187),PeriTr(AJ187,AN187,BB187)))","v":""},{"$f":"IF(AD187=\"\",\"\",IF(AE187=1,AreaCi(AK187,BB187),AreaTr(AJ187,AN187,BB187)))","v":""},{"$f":"IF(AD187=\"\",\"\",RhCi(BW187,BV187))","v":""},"",{"$f":"IF(AD187=\"\",\"\",hf(AL187,J187,AM187,BW187,BX187))","v":""},{"$f":"IF(AD187=\"\",\"\",LOOKUP(AP187,Tab.4.5!$J$6:$J$27,Tab.4.5!$L$6:$L$27))","v":""},{"$f":"IF(AD187=\"\",\"\",He(CA187,BY187))","v":""},{"$f":"IF(AD187=\"\",\"\",Hs(BY187))","v":""},{"$f":"IF(AD187=\"\",\"\",Hm(BU187,BZ187,CB187,CC187,AL187,AO187))","v":""},"","","","","","",null,null,null,null,null,null,null,null,null,null,null,null,null,null,null,0,0,0,0,0,{"$f":"IF(CK187=\"\",\"\",IF(CL187=1,YcCi(CR187,J187),YcTr(J187,CQ187,CU187)))","v":""},{"$f":"IF(CK187=\"\",\"\",IF(CL187=1,Teta1(DE187,CR187),\"-\"))","v":""},"","",{"$f":"IF(CK187=\"\",\"\",IF(CL187=1,Ynci(CR187,J187,CT187,CV187),YnTr(1,CT187,CQ187,CU187,CV187,J187)))","v":""},{"$f":"IF(CK187=\"\",\"\",IF(CL187=1,Teta1(DI187,CR187),\"-\"))","v":""},{"$f":"IF(CK187=\"\",\"\",IF(CL187=1,AreaCi(CR187,J187),AreaTr(CQ187,CU187,DI187)))","v":""},{"$f":"IF(CK187=\"\",\"\",IF(CL187=1,FrCi(DM187,9.806,DJ187,CR187),FrTr(DM187,9.806,CQ187,CU187,DI187)))","v":""},"",{"$f":"IF(CK187=\"\",\"\",IF(CL187=1,LOOKUP(CP187,'Vmáx(material) - Tab.4.3'!$L$2:$L$11,'Vmáx(material) - Tab.4.3'!$M$2:$M$11),LOOKUP(CP187,'Vmáx(material) - Tab.4.3'!$L$15,'Vmáx(material) - Tab.4.3'!$M$15)))","v":""},{"$f":"IF(CK187=\"\",\"\",VLOOKUP($CO187,'Vmáx(material) - Tab.4.3'!$R$35:$X$41,2))","v":""},{"$f":"IF(CK187=\"\",\"\",VLOOKUP($CO187,'Vmáx(material) - Tab.4.3'!$R$35:$X$41,3))","v":""},{"$f":"IF(CK187=\"\",\"\",VLOOKUP($CO187,'Vmáx(material) - Tab.4.3'!$R$35:$X$41,4))","v":""},{"$f":"IF(CK187=\"\",\"\",VLOOKUP($CO187,'Vmáx(material) - Tab.4.3'!$R$35:$X$41,5))","v":""},{"$f":"IF(CK187=\"\",\"\",VLOOKUP($CO187,'Vmáx(material) - Tab.4.3'!$R$35:$X$41,6))","v":""},{"$f":"IF(CK187=\"\",\"\",IF(CK187=\"\",\"\",VLOOKUP(CO187,'Vmáx(material) - Tab.4.3'!$R$35:$X$41,7)))","v":""},{"$f":"IF(CK187=\"\",\"\",IF(CL187=1,FCi(J187,CR187),FTr(J187,CQ187,CR187)))","v":""},"",{"$f":"IF(CK187=\"\",\"\",Hw(DO187,DP187,DQ187,DR187,DS187,DT187,Z,DU187,CV187,CR187))","v":""},"","","","","",{"$f":"IF(CK187=\"\",\"\",IF(CL187=1,PeriCi(CR187,DI187),PeriTr(CQ187,CU187,DI187)))","v":""},{"$f":"IF(CK187=\"\",\"\",IF(CL187=1,AreaCi(CR187,DI187),AreaTr(CQ187,CU187,DI187)))","v":""},{"$f":"IF(CK187=\"\",\"\",RhCi(DK187,EC187))","v":""},"",{"$f":"IF(CK187=\"\",\"\",hf(CS187,J187,CT187,DK187,EE187))","v":""},{"$f":"IF(CK187=\"\",\"\",LOOKUP(CW187,Tab.4.5!$J$6:$J$27,Tab.4.5!$L$6:$L$27))","v":""},{"$f":"IF(CK187=\"\",\"\",He(EH187,DM187))","v":""},{"$f":"IF(CK187=\"\",\"\",Hs(DM187))","v":""},{"$f":"IF(CK187=\"\",\"\",Hm(EB187,EG187,EI187,EJ187,CS187,CV187))","v":""},"","","","","","","K45+-45000 () ",{"$f":"IF(B187=\"Existe.\",IF(AE187=1,CONCATENATE(#REF!,AK187,\" m.\"),CONCATENATE(#REF!,AJ187,\" m x \",AK187,\" m.\")),IF(CL187=1,CONCATENATE(#REF!,CR187,\" m.\"),CONCATENATE(#REF!,CQ187,\" m x \",CR187,\" m.\")))","v":{"$error":"#REF!"}},"Concreto, L =  m, S = 0 %.","Cota clave eje= 0 msnm.",null,null,null,"","","","","",{"$f":"IF(EV187=\"\",\"\",VLOOKUP(EY187,'Estructura escalonada'!$D$3:$H$953,2))","v":""},"","","","","",""]
[null,null,null,null,null,null,null,null,null,null,null,0,null,0,null,null,null,null,null,null,{"$f":"IF(K188=\"No\",\"\",IF(O188=\"\",YcCi(P188,N188),YcTr(N188,O188,S188)))","v":{"$error":"#VALUE!"}},{"$f":"IF(K188=\"No\",\"\",IF(O188=\"\",Teta1(U188,P188),\"-\"))","v":{"$error":"#VALUE!"}},{"$error":"#VALUE!"},{"$error":"#VALUE!"},{"$f":"IF(K188=\"No\",\"\",IF(O188=\"\",Ynci(P188,N188,R188,T188),YnTr(1,R188,O188,S188,T188,N188)))","v":{"$error":"#VALUE!"}},{"$f":"IF(K188=\"No\",\"\",IF(O188=\"\",Teta1(Y188,P188),\"-\"))","v":{"$error":"#VALUE!"}},{"$f":"IF(K188=\"No\",\"\",IF(O188=\"\",AreaCi(P188,Y188),AreaTr(O188,S188,Y188)))","v":{"$error":"#VALUE!"}},{"$f":"IF(K188=\"No\",\"\",IF(O188=\"\",FrCi(AC188,9.806,Z188,P188),FrTr(AC188,9.806,O188,S188,Y188)))","v":{"$error":"#VALUE!"}},{"$error":"#VALUE!"},null,null,null,null,null,null,null,null,null,null,null,null,null,null,null,0,0,"","","",{"$f":"IF(AD188=\"\",\"\",IF(AE188=1,YcCi(AK188,J188),YcTr(J188,AJ188,AN188)))","v":""},{"$f":"IF(AD188=\"\",\"\",IF(AE188=1,Teta1(AX188,AK188),\"-\"))","v":""},{"$f":"IF(AD188=\"\",\"\",IF(AE188=1,AreaCi(AK188,AX188),AreaTr(AJ188,AN188,AX188)))","v":""},"",{"$f":"IF(AD188=\"\",\"\",IF(AE188=1,Ynci(AK188,J188,AM188,AO188),YnTr(1,AM188,AJ188,AN188,AO188,J188)))","v":""},{"$f":"IF(AD188=\"\",\"\",IF(AE188=1,Teta1(BB188,AK188),\"-\"))","v":""},{"$f":"IF(AD188=\"\",\"\",IF(AE188=1,AreaCi(AK188,BB188),AreaTr(AJ188,AN188,BB188)))","v":""},{"$f":"IF(AD188=\"\",\"\",IF(AE188=1,FrCi(BF188,9.806,BC188,AK188),FrTr(BF188,9.806,AJ188,AN188,BB188)))","v":""},"",{"$f":"IF(AD188=\"\",\"\",IF(AE188=1,LOOKUP(AI188,'Vmáx(material) - Tab.4.3'!$L$2:$L$11,'Vmáx(material) - Tab.4.3'!$M$2:$M$11),LOOKUP(AI188,'Vmáx(material) - Tab.4.3'!$L$15,'Vmáx(material) - Tab.4.3'!$M$15)))","v":""},{"$f":"IF(AD188=\"\",\"\",VLOOKUP($AH188,'Vmáx(material) - Tab.4.3'!$R$35:$X$41,2))","v":""},{"$f":"IF(AD188=\"\",\"\",VLOOKUP($AH188,'Vmáx(material) - Tab.4.3'!$R$35:$X$41,3))","v":""},{"$f":"IF(AD188=\"\",\"\",VLOOKUP($AH188,'Vmáx(material) - Tab.4.3'!$R$35:$X$41,4))","v":""},{"$f":"IF(AD188=\"\",\"\",VLOOKUP($AH188,'Vmáx(material) - Tab.4.3'!$R$35:$X$41,5))","v":""},{"$f":"IF(AD188=\"\",\"\",VLOOKUP($AH188,'Vmáx(material) - Tab.4.3'!$R$35:$X$41,6))","v":""},{"$f":"IF(AD188=\"\",\"\",IF(AD188=\"\",\"\",VLOOKUP($AH188,'Vmáx(material) - Tab.4.3'!$R$35:$X$41,7)))","v":""},{"$f":"IF(AD188=\"\",\"\",IF(AE188=1,FCi(J188,AK188),FTr(J188,AJ188,AK188)))","v":""},"",{"$f":"IF(AD188=\"\",\"\",Hw(BH188,BI188,BJ188,BK188,BL188,BM188,Z,BN188,AO188,AK188))","v":""},"","","","",{"$f":"IF(AD188=\"\",\"\",ho(BT188,AK188,AX188))","v":""},{"$f":"IF(AD188=\"\",\"\",IF(AE188=1,PeriCi(AK188,BB188),PeriTr(AJ188,AN188,BB188)))","v":""},{"$f":"IF(AD188=\"\",\"\",IF(AE188=1,AreaCi(AK188,BB188),AreaTr(AJ188,AN188,BB188)))","v":""},{"$f":"IF(AD188=\"\",\"\",RhCi(BW188,BV188))","v":""},"",{"$f":"IF(AD188=\"\",\"\",hf(AL188,J188,AM188,BW188,BX188))","v":""},{"$f":"IF(AD188=\"\",\"\",LOOKUP(AP188,Tab.4.5!$J$6:$J$27,Tab.4.5!$L$6:$L$27))","v":""},{"$f":"IF(AD188=\"\",\"\",He(CA188,BY188))","v":""},{"$f":"IF(AD188=\"\",\"\",Hs(BY188))","v":""},{"$f":"IF(AD188=\"\",\"\",Hm(BU188,BZ188,CB188,CC188,AL188,AO188))","v":""},"","","","","","",null,null,null,null,null,null,null,null,null,null,null,null,null,null,null,0,0,0,0,0,{"$f":"IF(CK188=\"\",\"\",IF(CL188=1,YcCi(CR188,J188),YcTr(J188,CQ188,CU188)))","v":""},{"$f":"IF(CK188=\"\",\"\",IF(CL188=1,Teta1(DE188,CR188),\"-\"))","v":""},"","",{"$f":"IF(CK188=\"\",\"\",IF(CL188=1,Ynci(CR188,J188,CT188,CV188),YnTr(1,CT188,CQ188,CU188,CV188,J188)))","v":""},{"$f":"IF(CK188=\"\",\"\",IF(CL188=1,Teta1(DI188,CR188),\"-\"))","v":""},{"$f":"IF(CK188=\"\",\"\",IF(CL188=1,AreaCi(CR188,J188),AreaTr(CQ188,CU188,DI188)))","v":""},{"$f":"IF(CK188=\"\",\"\",IF(CL188=1,FrCi(DM188,9.806,DJ188,CR188),FrTr(DM188,9.806,CQ188,CU188,DI188)))","v":""},"",{"$f":"IF(CK188=\"\",\"\",IF(CL188=1,LOOKUP(CP188,'Vmáx(material) - Tab.4.3'!$L$2:$L$11,'Vmáx(material) - Tab.4.3'!$M$2:$M$11),LOOKUP(CP188,'Vmáx(material) - Tab.4.3'!$L$15,'Vmáx(material) - Tab.4.3'!$M$15)))","v":""},{"$f":"IF(CK188=\"\",\"\",VLOOKUP($CO188,'Vmáx(material) - Tab.4.3'!$R$35:$X$41,2))","v":""},{"$f":"IF(CK188=\"\",\"\",VLOOKUP($CO188,'Vmáx(material) - Tab.4.3'!$R$35:$X$41,3))","v":""},{"$f":"IF(CK188=\"\",\"\",VLOOKUP($CO188,'Vmáx(material) - Tab.4.3'!$R$35:$X$41,4))","v":""},{"$f":"IF(CK188=\"\",\"\",VLOOKUP($CO188,'Vmáx(material) - Tab.4.3'!$R$35:$X$41,5))","v":""},{"$f":"IF(CK188=\"\",\"\",VLOOKUP($CO188,'Vmáx(material) - Tab.4.3'!$R$35:$X$41,6))","v":""},{"$f":"IF(CK188=\"\",\"\",IF(CK188=\"\",\"\",VLOOKUP(CO188,'Vmáx(material) - Tab.4.3'!$R$35:$X$41,7)))","v":""},{"$f":"IF(CK188=\"\",\"\",IF(CL188=1,FCi(J188,CR188),FTr(J188,CQ188,CR188)))","v":""},"",{"$f":"IF(CK188=\"\",\"\",Hw(DO188,DP188,DQ188,DR188,DS188,DT188,Z,DU188,CV188,CR188))","v":""},"","","","","",{"$f":"IF(CK188=\"\",\"\",IF(CL188=1,PeriCi(CR188,DI188),PeriTr(CQ188,CU188,DI188)))","v":""},{"$f":"IF(CK188=\"\",\"\",IF(CL188=1,AreaCi(CR188,DI188),AreaTr(CQ188,CU188,DI188)))","v":""},{"$f":"IF(CK188=\"\",\"\",RhCi(DK188,EC188))","v":""},"",{"$f":"IF(CK188=\"\",\"\",hf(CS188,J188,CT188,DK188,EE188))","v":""},{"$f":"IF(CK188=\"\",\"\",LOOKUP(CW188,Tab.4.5!$J$6:$J$27,Tab.4.5!$L$6:$L$27))","v":""},{"$f":"IF(CK188=\"\",\"\",He(EH188,DM188))","v":""},{"$f":"IF(CK188=\"\",\"\",Hs(DM188))","v":""},{"$f":"IF(CK188=\"\",\"\",Hm(EB188,EG188,EI188,EJ188,CS188,CV188))","v":""},"","","","","","","K45+-45000 () ",{"$f":"IF(B188=\"Existe.\",IF(AE188=1,CONCATENATE(#REF!,AK188,\" m.\"),CONCATENATE(#REF!,AJ188,\" m x \",AK188,\" m.\")),IF(CL188=1,CONCATENATE(#REF!,CR188,\" m.\"),CONCATENATE(#REF!,CQ188,\" m x \",CR188,\" m.\")))","v":{"$error":"#REF!"}},"Concreto, L =  m, S = 0 %.","Cota clave eje= 0 msnm.",null,null,null,"","","","","",{"$f":"IF(EV188=\"\",\"\",VLOOKUP(EY188,'Estructura escalonada'!$D$3:$H$953,2))","v":""},"","","","","",""]
[null,null,null,null,null,null,null,null,null,null,null,0,null,0,null,null,null,null,null,null,{"$f":"IF(K189=\"No\",\"\",IF(O189=\"\",YcCi(P189,N189),YcTr(N189,O189,S189)))","v":{"$error":"#VALUE!"}},{"$f":"IF(K189=\"No\",\"\",IF(O189=\"\",Teta1(U189,P189),\"-\"))","v":{"$error":"#VALUE!"}},{"$error":"#VALUE!"},{"$error":"#VALUE!"},{"$f":"IF(K189=\"No\",\"\",IF(O189=\"\",Ynci(P189,N189,R189,T189),YnTr(1,R189,O189,S189,T189,N189)))","v":{"$error":"#VALUE!"}},{"$f":"IF(K189=\"No\",\"\",IF(O189=\"\",Teta1(Y189,P189),\"-\"))","v":{"$error":"#VALUE!"}},{"$f":"IF(K189=\"No\",\"\",IF(O189=\"\",AreaCi(P189,Y189),AreaTr(O189,S189,Y189)))","v":{"$error":"#VALUE!"}},{"$f":"IF(K189=\"No\",\"\",IF(O189=\"\",FrCi(AC189,9.806,Z189,P189),FrTr(AC189,9.806,O189,S189,Y189)))","v":{"$error":"#VALUE!"}},{"$error":"#VALUE!"},null,null,null,null,null,null,null,null,null,null,null,null,null,null,null,0,0,"","","",{"$f":"IF(AD189=\"\",\"\",IF(AE189=1,YcCi(AK189,J189),YcTr(J189,AJ189,AN189)))","v":""},{"$f":"IF(AD189=\"\",\"\",IF(AE189=1,Teta1(AX189,AK189),\"-\"))","v":""},{"$f":"IF(AD189=\"\",\"\",IF(AE189=1,AreaCi(AK189,AX189),AreaTr(AJ189,AN189,AX189)))","v":""},"",{"$f":"IF(AD189=\"\",\"\",IF(AE189=1,Ynci(AK189,J189,AM189,AO189),YnTr(1,AM189,AJ189,AN189,AO189,J189)))","v":""},{"$f":"IF(AD189=\"\",\"\",IF(AE189=1,Teta1(BB189,AK189),\"-\"))","v":""},{"$f":"IF(AD189=\"\",\"\",IF(AE189=1,AreaCi(AK189,BB189),AreaTr(AJ189,AN189,BB189)))","v":""},{"$f":"IF(AD189=\"\",\"\",IF(AE189=1,FrCi(BF189,9.806,BC189,AK189),FrTr(BF189,9.806,AJ189,AN189,BB189)))","v":""},"",{"$f":"IF(AD189=\"\",\"\",IF(AE189=1,LOOKUP(AI189,'Vmáx(material) - Tab.4.3'!$L$2:$L$11,'Vmáx(material) - Tab.4.3'!$M$2:$M$11),LOOKUP(AI189,'Vmáx(material) - Tab.4.3'!$L$15,'Vmáx(material) - Tab.4.3'!$M$15)))","v":""},{"$f":"IF(AD189=\"\",\"\",VLOOKUP($AH189,'Vmáx(material) - Tab.4.3'!$R$35:$X$41,2))","v":""},{"$f":"IF(AD189=\"\",\"\",VLOOKUP($AH189,'Vmáx(material) - Tab.4.3'!$R$35:$X$41,3))","v":""},{"$f":"IF(AD189=\"\",\"\",VLOOKUP($AH189,'Vmáx(material) - Tab.4.3'!$R$35:$X$41,4))","v":""},{"$f":"IF(AD189=\"\",\"\",VLOOKUP($AH189,'Vmáx(material) - Tab.4.3'!$R$35:$X$41,5))","v":""},{"$f":"IF(AD189=\"\",\"\",VLOOKUP($AH189,'Vmáx(material) - Tab.4.3'!$R$35:$X$41,6))","v":""},{"$f":"IF(AD189=\"\",\"\",IF(AD189=\"\",\"\",VLOOKUP($AH189,'Vmáx(material) - Tab.4.3'!$R$35:$X$41,7)))","v":""},{"$f":"IF(AD189=\"\",\"\",IF(AE189=1,FCi(J189,AK189),FTr(J189,AJ189,AK189)))","v":""},"",{"$f":"IF(AD189=\"\",\"\",Hw(BH189,BI189,BJ189,BK189,BL189,BM189,Z,BN189,AO189,AK189))","v":""},"","","","",{"$f":"IF(AD189=\"\",\"\",ho(BT189,AK189,AX189))","v":""},{"$f":"IF(AD189=\"\",\"\",IF(AE189=1,PeriCi(AK189,BB189),PeriTr(AJ189,AN189,BB189)))","v":""},{"$f":"IF(AD189=\"\",\"\",IF(AE189=1,AreaCi(AK189,BB189),AreaTr(AJ189,AN189,BB189)))","v":""},{"$f":"IF(AD189=\"\",\"\",RhCi(BW189,BV189))","v":""},"",{"$f":"IF(AD189=\"\",\"\",hf(AL189,J189,AM189,BW189,BX189))","v":""},{"$f":"IF(AD189=\"\",\"\",LOOKUP(AP189,Tab.4.5!$J$6:$J$27,Tab.4.5!$L$6:$L$27))","v":""},{"$f":"IF(AD189=\"\",\"\",He(CA189,BY189))","v":""},{"$f":"IF(AD189=\"\",\"\",Hs(BY189))","v":""},{"$f":"IF(AD189=\"\",\"\",Hm(BU189,BZ189,CB189,CC189,AL189,AO189))","v":""},"","","","","","",null,null,null,null,null,null,null,null,null,null,null,null,null,null,null,0,0,0,0,0,{"$f":"IF(CK189=\"\",\"\",IF(CL189=1,YcCi(CR189,J189),YcTr(J189,CQ189,CU189)))","v":""},{"$f":"IF(CK189=\"\",\"\",IF(CL189=1,Teta1(DE189,CR189),\"-\"))","v":""},"","",{"$f":"IF(CK189=\"\",\"\",IF(CL189=1,Ynci(CR189,J189,CT189,CV189),YnTr(1,CT189,CQ189,CU189,CV189,J189)))","v":""},{"$f":"IF(CK189=\"\",\"\",IF(CL189=1,Teta1(DI189,CR189),\"-\"))","v":""},{"$f":"IF(CK189=\"\",\"\",IF(CL189=1,AreaCi(CR189,J189),AreaTr(CQ189,CU189,DI189)))","v":""},{"$f":"IF(CK189=\"\",\"\",IF(CL189=1,FrCi(DM189,9.806,DJ189,CR189),FrTr(DM189,9.806,CQ189,CU189,DI189)))","v":""},"",{"$f":"IF(CK189=\"\",\"\",IF(CL189=1,LOOKUP(CP189,'Vmáx(material) - Tab.4.3'!$L$2:$L$11,'Vmáx(material) - Tab.4.3'!$M$2:$M$11),LOOKUP(CP189,'Vmáx(material) - Tab.4.3'!$L$15,'Vmáx(material) - Tab.4.3'!$M$15)))","v":""},{"$f":"IF(CK189=\"\",\"\",VLOOKUP($CO189,'Vmáx(material) - Tab.4.3'!$R$35:$X$41,2))","v":""},{"$f":"IF(CK189=\"\",\"\",VLOOKUP($CO189,'Vmáx(material) - Tab.4.3'!$R$35:$X$41,3))","v":""},{"$f":"IF(CK189=\"\",\"\",VLOOKUP($CO189,'Vmáx(material) - Tab.4.3'!$R$35:$X$41,4))","v":""},{"$f":"IF(CK189=\"\",\"\",VLOOKUP($CO189,'Vmáx(material) - Tab.4.3'!$R$35:$X$41,5))","v":""},{"$f":"IF(CK189=\"\",\"\",VLOOKUP($CO189,'Vmáx(material) - Tab.4.3'!$R$35:$X$41,6))","v":""},{"$f":"IF(CK189=\"\",\"\",IF(CK189=\"\",\"\",VLOOKUP(CO189,'Vmáx(material) - Tab.4.3'!$R$35:$X$41,7)))","v":""},{"$f":"IF(CK189=\"\",\"\",IF(CL189=1,FCi(J189,CR189),FTr(J189,CQ189,CR189)))","v":""},"",{"$f":"IF(CK189=\"\",\"\",Hw(DO189,DP189,DQ189,DR189,DS189,DT189,Z,DU189,CV189,CR189))","v":""},"","","","","",{"$f":"IF(CK189=\"\",\"\",IF(CL189=1,PeriCi(CR189,DI189),PeriTr(CQ189,CU189,DI189)))","v":""},{"$f":"IF(CK189=\"\",\"\",IF(CL189=1,AreaCi(CR189,DI189),AreaTr(CQ189,CU189,DI189)))","v":""},{"$f":"IF(CK189=\"\",\"\",RhCi(DK189,EC189))","v":""},"",{"$f":"IF(CK189=\"\",\"\",hf(CS189,J189,CT189,DK189,EE189))","v":""},{"$f":"IF(CK189=\"\",\"\",LOOKUP(CW189,Tab.4.5!$J$6:$J$27,Tab.4.5!$L$6:$L$27))","v":""},{"$f":"IF(CK189=\"\",\"\",He(EH189,DM189))","v":""},{"$f":"IF(CK189=\"\",\"\",Hs(DM189))","v":""},{"$f":"IF(CK189=\"\",\"\",Hm(EB189,EG189,EI189,EJ189,CS189,CV189))","v":""},"","","","","","","K45+-45000 () ",{"$f":"IF(B189=\"Existe.\",IF(AE189=1,CONCATENATE(#REF!,AK189,\" m.\"),CONCATENATE(#REF!,AJ189,\" m x \",AK189,\" m.\")),IF(CL189=1,CONCATENATE(#REF!,CR189,\" m.\"),CONCATENATE(#REF!,CQ189,\" m x \",CR189,\" m.\")))","v":{"$error":"#REF!"}},"Concreto, L =  m, S = 0 %.","Cota clave eje= 0 msnm.",null,null,null,"","","","","",{"$f":"IF(EV189=\"\",\"\",VLOOKUP(EY189,'Estructura escalonada'!$D$3:$H$953,2))","v":""},"","","","","",""]
[null,null,null,null,null,null,null,null,null,null,null,0,null,0,null,null,null,null,null,null,{"$f":"IF(K190=\"No\",\"\",IF(O190=\"\",YcCi(P190,N190),YcTr(N190,O190,S190)))","v":{"$error":"#VALUE!"}},{"$f":"IF(K190=\"No\",\"\",IF(O190=\"\",Teta1(U190,P190),\"-\"))","v":{"$error":"#VALUE!"}},{"$error":"#VALUE!"},{"$error":"#VALUE!"},{"$f":"IF(K190=\"No\",\"\",IF(O190=\"\",Ynci(P190,N190,R190,T190),YnTr(1,R190,O190,S190,T190,N190)))","v":{"$error":"#VALUE!"}},{"$f":"IF(K190=\"No\",\"\",IF(O190=\"\",Teta1(Y190,P190),\"-\"))","v":{"$error":"#VALUE!"}},{"$f":"IF(K190=\"No\",\"\",IF(O190=\"\",AreaCi(P190,Y190),AreaTr(O190,S190,Y190)))","v":{"$error":"#VALUE!"}},{"$f":"IF(K190=\"No\",\"\",IF(O190=\"\",FrCi(AC190,9.806,Z190,P190),FrTr(AC190,9.806,O190,S190,Y190)))","v":{"$error":"#VALUE!"}},{"$error":"#VALUE!"},null,null,null,null,null,null,null,null,null,null,null,null,null,null,null,0,0,"","","",{"$f":"IF(AD190=\"\",\"\",IF(AE190=1,YcCi(AK190,J190),YcTr(J190,AJ190,AN190)))","v":""},{"$f":"IF(AD190=\"\",\"\",IF(AE190=1,Teta1(AX190,AK190),\"-\"))","v":""},{"$f":"IF(AD190=\"\",\"\",IF(AE190=1,AreaCi(AK190,AX190),AreaTr(AJ190,AN190,AX190)))","v":""},"",{"$f":"IF(AD190=\"\",\"\",IF(AE190=1,Ynci(AK190,J190,AM190,AO190),YnTr(1,AM190,AJ190,AN190,AO190,J190)))","v":""},{"$f":"IF(AD190=\"\",\"\",IF(AE190=1,Teta1(BB190,AK190),\"-\"))","v":""},{"$f":"IF(AD190=\"\",\"\",IF(AE190=1,AreaCi(AK190,BB190),AreaTr(AJ190,AN190,BB190)))","v":""},{"$f":"IF(AD190=\"\",\"\",IF(AE190=1,FrCi(BF190,9.806,BC190,AK190),FrTr(BF190,9.806,AJ190,AN190,BB190)))","v":""},"",{"$f":"IF(AD190=\"\",\"\",IF(AE190=1,LOOKUP(AI190,'Vmáx(material) - Tab.4.3'!$L$2:$L$11,'Vmáx(material) - Tab.4.3'!$M$2:$M$11),LOOKUP(AI190,'Vmáx(material) - Tab.4.3'!$L$15,'Vmáx(material) - Tab.4.3'!$M$15)))","v":""},{"$f":"IF(AD190=\"\",\"\",VLOOKUP($AH190,'Vmáx(material) - Tab.4.3'!$R$35:$X$41,2))","v":""},{"$f":"IF(AD190=\"\",\"\",VLOOKUP($AH190,'Vmáx(material) - Tab.4.3'!$R$35:$X$41,3))","v":""},{"$f":"IF(AD190=\"\",\"\",VLOOKUP($AH190,'Vmáx(material) - Tab.4.3'!$R$35:$X$41,4))","v":""},{"$f":"IF(AD190=\"\",\"\",VLOOKUP($AH190,'Vmáx(material) - Tab.4.3'!$R$35:$X$41,5))","v":""},{"$f":"IF(AD190=\"\",\"\",VLOOKUP($AH190,'Vmáx(material) - Tab.4.3'!$R$35:$X$41,6))","v":""},{"$f":"IF(AD190=\"\",\"\",IF(AD190=\"\",\"\",VLOOKUP($AH190,'Vmáx(material) - Tab.4.3'!$R$35:$X$41,7)))","v":""},{"$f":"IF(AD190=\"\",\"\",IF(AE190=1,FCi(J190,AK190),FTr(J190,AJ190,AK190)))","v":""},"",{"$f":"IF(AD190=\"\",\"\",Hw(BH190,BI190,BJ190,BK190,BL190,BM190,Z,BN190,AO190,AK190))","v":""},"","","","",{"$f":"IF(AD190=\"\",\"\",ho(BT190,AK190,AX190))","v":""},{"$f":"IF(AD190=\"\",\"\",IF(AE190=1,PeriCi(AK190,BB190),PeriTr(AJ190,AN190,BB190)))","v":""},{"$f":"IF(AD190=\"\",\"\",IF(AE190=1,AreaCi(AK190,BB190),AreaTr(AJ190,AN190,BB190)))","v":""},{"$f":"IF(AD190=\"\",\"\",RhCi(BW190,BV190))","v":""},"",{"$f":"IF(AD190=\"\",\"\",hf(AL190,J190,AM190,BW190,BX190))","v":""},{"$f":"IF(AD190=\"\",\"\",LOOKUP(AP190,Tab.4.5!$J$6:$J$27,Tab.4.5!$L$6:$L$27))","v":""},{"$f":"IF(AD190=\"\",\"\",He(CA190,BY190))","v":""},{"$f":"IF(AD190=\"\",\"\",Hs(BY190))","v":""},{"$f":"IF(AD190=\"\",\"\",Hm(BU190,BZ190,CB190,CC190,AL190,AO190))","v":""},"","","","","","",null,null,null,null,null,null,null,null,null,null,null,null,null,null,null,0,0,0,0,0,{"$f":"IF(CK190=\"\",\"\",IF(CL190=1,YcCi(CR190,J190),YcTr(J190,CQ190,CU190)))","v":""},{"$f":"IF(CK190=\"\",\"\",IF(CL190=1,Teta1(DE190,CR190),\"-\"))","v":""},"","",{"$f":"IF(CK190=\"\",\"\",IF(CL190=1,Ynci(CR190,J190,CT190,CV190),YnTr(1,CT190,CQ190,CU190,CV190,J190)))","v":""},{"$f":"IF(CK190=\"\",\"\",IF(CL190=1,Teta1(DI190,CR190),\"-\"))","v":""},{"$f":"IF(CK190=\"\",\"\",IF(CL190=1,AreaCi(CR190,J190),AreaTr(CQ190,CU190,DI190)))","v":""},{"$f":"IF(CK190=\"\",\"\",IF(CL190=1,FrCi(DM190,9.806,DJ190,CR190),FrTr(DM190,9.806,CQ190,CU190,DI190)))","v":""},"",{"$f":"IF(CK190=\"\",\"\",IF(CL190=1,LOOKUP(CP190,'Vmáx(material) - Tab.4.3'!$L$2:$L$11,'Vmáx(material) - Tab.4.3'!$M$2:$M$11),LOOKUP(CP190,'Vmáx(material) - Tab.4.3'!$L$15,'Vmáx(material) - Tab.4.3'!$M$15)))","v":""},{"$f":"IF(CK190=\"\",\"\",VLOOKUP($CO190,'Vmáx(material) - Tab.4.3'!$R$35:$X$41,2))","v":""},{"$f":"IF(CK190=\"\",\"\",VLOOKUP($CO190,'Vmáx(material) - Tab.4.3'!$R$35:$X$41,3))","v":""},{"$f":"IF(CK190=\"\",\"\",VLOOKUP($CO190,'Vmáx(material) - Tab.4.3'!$R$35:$X$41,4))","v":""},{"$f":"IF(CK190=\"\",\"\",VLOOKUP($CO190,'Vmáx(material) - Tab.4.3'!$R$35:$X$41,5))","v":""},{"$f":"IF(CK190=\"\",\"\",VLOOKUP($CO190,'Vmáx(material) - Tab.4.3'!$R$35:$X$41,6))","v":""},{"$f":"IF(CK190=\"\",\"\",IF(CK190=\"\",\"\",VLOOKUP(CO190,'Vmáx(material) - Tab.4.3'!$R$35:$X$41,7)))","v":""},{"$f":"IF(CK190=\"\",\"\",IF(CL190=1,FCi(J190,CR190),FTr(J190,CQ190,CR190)))","v":""},"",{"$f":"IF(CK190=\"\",\"\",Hw(DO190,DP190,DQ190,DR190,DS190,DT190,Z,DU190,CV190,CR190))","v":""},"","","","","",{"$f":"IF(CK190=\"\",\"\",IF(CL190=1,PeriCi(CR190,DI190),PeriTr(CQ190,CU190,DI190)))","v":""},{"$f":"IF(CK190=\"\",\"\",IF(CL190=1,AreaCi(CR190,DI190),AreaTr(CQ190,CU190,DI190)))","v":""},{"$f":"IF(CK190=\"\",\"\",RhCi(DK190,EC190))","v":""},"",{"$f":"IF(CK190=\"\",\"\",hf(CS190,J190,CT190,DK190,EE190))","v":""},{"$f":"IF(CK190=\"\",\"\",LOOKUP(CW190,Tab.4.5!$J$6:$J$27,Tab.4.5!$L$6:$L$27))","v":""},{"$f":"IF(CK190=\"\",\"\",He(EH190,DM190))","v":""},{"$f":"IF(CK190=\"\",\"\",Hs(DM190))","v":""},{"$f":"IF(CK190=\"\",\"\",Hm(EB190,EG190,EI190,EJ190,CS190,CV190))","v":""},"","","","","","","K45+-45000 () ",{"$f":"IF(B190=\"Existe.\",IF(AE190=1,CONCATENATE(#REF!,AK190,\" m.\"),CONCATENATE(#REF!,AJ190,\" m x \",AK190,\" m.\")),IF(CL190=1,CONCATENATE(#REF!,CR190,\" m.\"),CONCATENATE(#REF!,CQ190,\" m x \",CR190,\" m.\")))","v":{"$error":"#REF!"}},"Concreto, L =  m, S = 0 %.","Cota clave eje= 0 msnm.",null,null,null,"","","","","",{"$f":"IF(EV190=\"\",\"\",VLOOKUP(EY190,'Estructura escalonada'!$D$3:$H$953,2))","v":""},"","","","","",""]
[null,null,null,null,null,null,null,null,null,null,null,0,null,0,null,null,null,null,null,null,{"$f":"IF(K191=\"No\",\"\",IF(O191=\"\",YcCi(P191,N191),YcTr(N191,O191,S191)))","v":{"$error":"#VALUE!"}},{"$f":"IF(K191=\"No\",\"\",IF(O191=\"\",Teta1(U191,P191),\"-\"))","v":{"$error":"#VALUE!"}},{"$error":"#VALUE!"},{"$error":"#VALUE!"},{"$f":"IF(K191=\"No\",\"\",IF(O191=\"\",Ynci(P191,N191,R191,T191),YnTr(1,R191,O191,S191,T191,N191)))","v":{"$error":"#VALUE!"}},{"$f":"IF(K191=\"No\",\"\",IF(O191=\"\",Teta1(Y191,P191),\"-\"))","v":{"$error":"#VALUE!"}},{"$f":"IF(K191=\"No\",\"\",IF(O191=\"\",AreaCi(P191,Y191),AreaTr(O191,S191,Y191)))","v":{"$error":"#VALUE!"}},{"$f":"IF(K191=\"No\",\"\",IF(O191=\"\",FrCi(AC191,9.806,Z191,P191),FrTr(AC191,9.806,O191,S191,Y191)))","v":{"$error":"#VALUE!"}},{"$error":"#VALUE!"},null,null,null,null,null,null,null,null,null,null,null,null,null,null,null,0,0,"","","",{"$f":"IF(AD191=\"\",\"\",IF(AE191=1,YcCi(AK191,J191),YcTr(J191,AJ191,AN191)))","v":""},{"$f":"IF(AD191=\"\",\"\",IF(AE191=1,Teta1(AX191,AK191),\"-\"))","v":""},{"$f":"IF(AD191=\"\",\"\",IF(AE191=1,AreaCi(AK191,AX191),AreaTr(AJ191,AN191,AX191)))","v":""},"",{"$f":"IF(AD191=\"\",\"\",IF(AE191=1,Ynci(AK191,J191,AM191,AO191),YnTr(1,AM191,AJ191,AN191,AO191,J191)))","v":""},{"$f":"IF(AD191=\"\",\"\",IF(AE191=1,Teta1(BB191,AK191),\"-\"))","v":""},{"$f":"IF(AD191=\"\",\"\",IF(AE191=1,AreaCi(AK191,BB191),AreaTr(AJ191,AN191,BB191)))","v":""},{"$f":"IF(AD191=\"\",\"\",IF(AE191=1,FrCi(BF191,9.806,BC191,AK191),FrTr(BF191,9.806,AJ191,AN191,BB191)))","v":""},"",{"$f":"IF(AD191=\"\",\"\",IF(AE191=1,LOOKUP(AI191,'Vmáx(material) - Tab.4.3'!$L$2:$L$11,'Vmáx(material) - Tab.4.3'!$M$2:$M$11),LOOKUP(AI191,'Vmáx(material) - Tab.4.3'!$L$15,'Vmáx(material) - Tab.4.3'!$M$15)))","v":""},{"$f":"IF(AD191=\"\",\"\",VLOOKUP($AH191,'Vmáx(material) - Tab.4.3'!$R$35:$X$41,2))","v":""},{"$f":"IF(AD191=\"\",\"\",VLOOKUP($AH191,'Vmáx(material) - Tab.4.3'!$R$35:$X$41,3))","v":""},{"$f":"IF(AD191=\"\",\"\",VLOOKUP($AH191,'Vmáx(material) - Tab.4.3'!$R$35:$X$41,4))","v":""},{"$f":"IF(AD191=\"\",\"\",VLOOKUP($AH191,'Vmáx(material) - Tab.4.3'!$R$35:$X$41,5))","v":""},{"$f":"IF(AD191=\"\",\"\",VLOOKUP($AH191,'Vmáx(material) - Tab.4.3'!$R$35:$X$41,6))","v":""},{"$f":"IF(AD191=\"\",\"\",IF(AD191=\"\",\"\",VLOOKUP($AH191,'Vmáx(material) - Tab.4.3'!$R$35:$X$41,7)))","v":""},{"$f":"IF(AD191=\"\",\"\",IF(AE191=1,FCi(J191,AK191),FTr(J191,AJ191,AK191)))","v":""},"",{"$f":"IF(AD191=\"\",\"\",Hw(BH191,BI191,BJ191,BK191,BL191,BM191,Z,BN191,AO191,AK191))","v":""},"","","","",{"$f":"IF(AD191=\"\",\"\",ho(BT191,AK191,AX191))","v":""},{"$f":"IF(AD191=\"\",\"\",IF(AE191=1,PeriCi(AK191,BB191),PeriTr(AJ191,AN191,BB191)))","v":""},{"$f":"IF(AD191=\"\",\"\",IF(AE191=1,AreaCi(AK191,BB191),AreaTr(AJ191,AN191,BB191)))","v":""},{"$f":"IF(AD191=\"\",\"\",RhCi(BW191,BV191))","v":""},"",{"$f":"IF(AD191=\"\",\"\",hf(AL191,J191,AM191,BW191,BX191))","v":""},{"$f":"IF(AD191=\"\",\"\",LOOKUP(AP191,Tab.4.5!$J$6:$J$27,Tab.4.5!$L$6:$L$27))","v":""},{"$f":"IF(AD191=\"\",\"\",He(CA191,BY191))","v":""},{"$f":"IF(AD191=\"\",\"\",Hs(BY191))","v":""},{"$f":"IF(AD191=\"\",\"\",Hm(BU191,BZ191,CB191,CC191,AL191,AO191))","v":""},"","","","","","",null,null,null,null,null,null,null,null,null,null,null,null,null,null,null,0,0,0,0,0,{"$f":"IF(CK191=\"\",\"\",IF(CL191=1,YcCi(CR191,J191),YcTr(J191,CQ191,CU191)))","v":""},{"$f":"IF(CK191=\"\",\"\",IF(CL191=1,Teta1(DE191,CR191),\"-\"))","v":""},"","",{"$f":"IF(CK191=\"\",\"\",IF(CL191=1,Ynci(CR191,J191,CT191,CV191),YnTr(1,CT191,CQ191,CU191,CV191,J191)))","v":""},{"$f":"IF(CK191=\"\",\"\",IF(CL191=1,Teta1(DI191,CR191),\"-\"))","v":""},{"$f":"IF(CK191=\"\",\"\",IF(CL191=1,AreaCi(CR191,J191),AreaTr(CQ191,CU191,DI191)))","v":""},{"$f":"IF(CK191=\"\",\"\",IF(CL191=1,FrCi(DM191,9.806,DJ191,CR191),FrTr(DM191,9.806,CQ191,CU191,DI191)))","v":""},"",{"$f":"IF(CK191=\"\",\"\",IF(CL191=1,LOOKUP(CP191,'Vmáx(material) - Tab.4.3'!$L$2:$L$11,'Vmáx(material) - Tab.4.3'!$M$2:$M$11),LOOKUP(CP191,'Vmáx(material) - Tab.4.3'!$L$15,'Vmáx(material) - Tab.4.3'!$M$15)))","v":""},{"$f":"IF(CK191=\"\",\"\",VLOOKUP($CO191,'Vmáx(material) - Tab.4.3'!$R$35:$X$41,2))","v":""},{"$f":"IF(CK191=\"\",\"\",VLOOKUP($CO191,'Vmáx(material) - Tab.4.3'!$R$35:$X$41,3))","v":""},{"$f":"IF(CK191=\"\",\"\",VLOOKUP($CO191,'Vmáx(material) - Tab.4.3'!$R$35:$X$41,4))","v":""},{"$f":"IF(CK191=\"\",\"\",VLOOKUP($CO191,'Vmáx(material) - Tab.4.3'!$R$35:$X$41,5))","v":""},{"$f":"IF(CK191=\"\",\"\",VLOOKUP($CO191,'Vmáx(material) - Tab.4.3'!$R$35:$X$41,6))","v":""},{"$f":"IF(CK191=\"\",\"\",IF(CK191=\"\",\"\",VLOOKUP(CO191,'Vmáx(material) - Tab.4.3'!$R$35:$X$41,7)))","v":""},{"$f":"IF(CK191=\"\",\"\",IF(CL191=1,FCi(J191,CR191),FTr(J191,CQ191,CR191)))","v":""},"",{"$f":"IF(CK191=\"\",\"\",Hw(DO191,DP191,DQ191,DR191,DS191,DT191,Z,DU191,CV191,CR191))","v":""},"","","","","",{"$f":"IF(CK191=\"\",\"\",IF(CL191=1,PeriCi(CR191,DI191),PeriTr(CQ191,CU191,DI191)))","v":""},{"$f":"IF(CK191=\"\",\"\",IF(CL191=1,AreaCi(CR191,DI191),AreaTr(CQ191,CU191,DI191)))","v":""},{"$f":"IF(CK191=\"\",\"\",RhCi(DK191,EC191))","v":""},"",{"$f":"IF(CK191=\"\",\"\",hf(CS191,J191,CT191,DK191,EE191))","v":""},{"$f":"IF(CK191=\"\",\"\",LOOKUP(CW191,Tab.4.5!$J$6:$J$27,Tab.4.5!$L$6:$L$27))","v":""},{"$f":"IF(CK191=\"\",\"\",He(EH191,DM191))","v":""},{"$f":"IF(CK191=\"\",\"\",Hs(DM191))","v":""},{"$f":"IF(CK191=\"\",\"\",Hm(EB191,EG191,EI191,EJ191,CS191,CV191))","v":""},"","","","","","","K45+-45000 () ",{"$f":"IF(B191=\"Existe.\",IF(AE191=1,CONCATENATE(#REF!,AK191,\" m.\"),CONCATENATE(#REF!,AJ191,\" m x \",AK191,\" m.\")),IF(CL191=1,CONCATENATE(#REF!,CR191,\" m.\"),CONCATENATE(#REF!,CQ191,\" m x \",CR191,\" m.\")))","v":{"$error":"#REF!"}},"Concreto, L =  m, S = 0 %.","Cota clave eje= 0 msnm.",null,null,null,"","","","","",{"$f":"IF(EV191=\"\",\"\",VLOOKUP(EY191,'Estructura escalonada'!$D$3:$H$953,2))","v":""},"","","","","",""]
[null,null,null,null,null,null,null,null,null,null,null,0,null,0,null,null,null,null,null,null,{"$f":"IF(K192=\"No\",\"\",IF(O192=\"\",YcCi(P192,N192),YcTr(N192,O192,S192)))","v":{"$error":"#VALUE!"}},{"$f":"IF(K192=\"No\",\"\",IF(O192=\"\",Teta1(U192,P192),\"-\"))","v":{"$error":"#VALUE!"}},{"$error":"#VALUE!"},{"$error":"#VALUE!"},{"$f":"IF(K192=\"No\",\"\",IF(O192=\"\",Ynci(P192,N192,R192,T192),YnTr(1,R192,O192,S192,T192,N192)))","v":{"$error":"#VALUE!"}},{"$f":"IF(K192=\"No\",\"\",IF(O192=\"\",Teta1(Y192,P192),\"-\"))","v":{"$error":"#VALUE!"}},{"$f":"IF(K192=\"No\",\"\",IF(O192=\"\",AreaCi(P192,Y192),AreaTr(O192,S192,Y192)))","v":{"$error":"#VALUE!"}},{"$f":"IF(K192=\"No\",\"\",IF(O192=\"\",FrCi(AC192,9.806,Z192,P192),FrTr(AC192,9.806,O192,S192,Y192)))","v":{"$error":"#VALUE!"}},{"$error":"#VALUE!"},null,null,null,null,null,null,null,null,null,null,null,null,null,null,null,0,0,"","","",{"$f":"IF(AD192=\"\",\"\",IF(AE192=1,YcCi(AK192,J192),YcTr(J192,AJ192,AN192)))","v":""},{"$f":"IF(AD192=\"\",\"\",IF(AE192=1,Teta1(AX192,AK192),\"-\"))","v":""},{"$f":"IF(AD192=\"\",\"\",IF(AE192=1,AreaCi(AK192,AX192),AreaTr(AJ192,AN192,AX192)))","v":""},"",{"$f":"IF(AD192=\"\",\"\",IF(AE192=1,Ynci(AK192,J192,AM192,AO192),YnTr(1,AM192,AJ192,AN192,AO192,J192)))","v":""},{"$f":"IF(AD192=\"\",\"\",IF(AE192=1,Teta1(BB192,AK192),\"-\"))","v":""},{"$f":"IF(AD192=\"\",\"\",IF(AE192=1,AreaCi(AK192,BB192),AreaTr(AJ192,AN192,BB192)))","v":""},{"$f":"IF(AD192=\"\",\"\",IF(AE192=1,FrCi(BF192,9.806,BC192,AK192),FrTr(BF192,9.806,AJ192,AN192,BB192)))","v":""},"",{"$f":"IF(AD192=\"\",\"\",IF(AE192=1,LOOKUP(AI192,'Vmáx(material) - Tab.4.3'!$L$2:$L$11,'Vmáx(material) - Tab.4.3'!$M$2:$M$11),LOOKUP(AI192,'Vmáx(material) - Tab.4.3'!$L$15,'Vmáx(material) - Tab.4.3'!$M$15)))","v":""},{"$f":"IF(AD192=\"\",\"\",VLOOKUP($AH192,'Vmáx(material) - Tab.4.3'!$R$35:$X$41,2))","v":""},{"$f":"IF(AD192=\"\",\"\",VLOOKUP($AH192,'Vmáx(material) - Tab.4.3'!$R$35:$X$41,3))","v":""},{"$f":"IF(AD192=\"\",\"\",VLOOKUP($AH192,'Vmáx(material) - Tab.4.3'!$R$35:$X$41,4))","v":""},{"$f":"IF(AD192=\"\",\"\",VLOOKUP($AH192,'Vmáx(material) - Tab.4.3'!$R$35:$X$41,5))","v":""},{"$f":"IF(AD192=\"\",\"\",VLOOKUP($AH192,'Vmáx(material) - Tab.4.3'!$R$35:$X$41,6))","v":""},{"$f":"IF(AD192=\"\",\"\",IF(AD192=\"\",\"\",VLOOKUP($AH192,'Vmáx(material) - Tab.4.3'!$R$35:$X$41,7)))","v":""},{"$f":"IF(AD192=\"\",\"\",IF(AE192=1,FCi(J192,AK192),FTr(J192,AJ192,AK192)))","v":""},"",{"$f":"IF(AD192=\"\",\"\",Hw(BH192,BI192,BJ192,BK192,BL192,BM192,Z,BN192,AO192,AK192))","v":""},"","","","",{"$f":"IF(AD192=\"\",\"\",ho(BT192,AK192,AX192))","v":""},{"$f":"IF(AD192=\"\",\"\",IF(AE192=1,PeriCi(AK192,BB192),PeriTr(AJ192,AN192,BB192)))","v":""},{"$f":"IF(AD192=\"\",\"\",IF(AE192=1,AreaCi(AK192,BB192),AreaTr(AJ192,AN192,BB192)))","v":""},{"$f":"IF(AD192=\"\",\"\",RhCi(BW192,BV192))","v":""},"",{"$f":"IF(AD192=\"\",\"\",hf(AL192,J192,AM192,BW192,BX192))","v":""},{"$f":"IF(AD192=\"\",\"\",LOOKUP(AP192,Tab.4.5!$J$6:$J$27,Tab.4.5!$L$6:$L$27))","v":""},{"$f":"IF(AD192=\"\",\"\",He(CA192,BY192))","v":""},{"$f":"IF(AD192=\"\",\"\",Hs(BY192))","v":""},{"$f":"IF(AD192=\"\",\"\",Hm(BU192,BZ192,CB192,CC192,AL192,AO192))","v":""},"","","","","","",null,null,null,null,null,null,null,null,null,null,null,null,null,null,null,0,0,0,0,0,{"$f":"IF(CK192=\"\",\"\",IF(CL192=1,YcCi(CR192,J192),YcTr(J192,CQ192,CU192)))","v":""},{"$f":"IF(CK192=\"\",\"\",IF(CL192=1,Teta1(DE192,CR192),\"-\"))","v":""},"","",{"$f":"IF(CK192=\"\",\"\",IF(CL192=1,Ynci(CR192,J192,CT192,CV192),YnTr(1,CT192,CQ192,CU192,CV192,J192)))","v":""},{"$f":"IF(CK192=\"\",\"\",IF(CL192=1,Teta1(DI192,CR192),\"-\"))","v":""},{"$f":"IF(CK192=\"\",\"\",IF(CL192=1,AreaCi(CR192,J192),AreaTr(CQ192,CU192,DI192)))","v":""},{"$f":"IF(CK192=\"\",\"\",IF(CL192=1,FrCi(DM192,9.806,DJ192,CR192),FrTr(DM192,9.806,CQ192,CU192,DI192)))","v":""},"",{"$f":"IF(CK192=\"\",\"\",IF(CL192=1,LOOKUP(CP192,'Vmáx(material) - Tab.4.3'!$L$2:$L$11,'Vmáx(material) - Tab.4.3'!$M$2:$M$11),LOOKUP(CP192,'Vmáx(material) - Tab.4.3'!$L$15,'Vmáx(material) - Tab.4.3'!$M$15)))","v":""},{"$f":"IF(CK192=\"\",\"\",VLOOKUP($CO192,'Vmáx(material) - Tab.4.3'!$R$35:$X$41,2))","v":""},{"$f":"IF(CK192=\"\",\"\",VLOOKUP($CO192,'Vmáx(material) - Tab.4.3'!$R$35:$X$41,3))","v":""},{"$f":"IF(CK192=\"\",\"\",VLOOKUP($CO192,'Vmáx(material) - Tab.4.3'!$R$35:$X$41,4))","v":""},{"$f":"IF(CK192=\"\",\"\",VLOOKUP($CO192,'Vmáx(material) - Tab.4.3'!$R$35:$X$41,5))","v":""},{"$f":"IF(CK192=\"\",\"\",VLOOKUP($CO192,'Vmáx(material) - Tab.4.3'!$R$35:$X$41,6))","v":""},{"$f":"IF(CK192=\"\",\"\",IF(CK192=\"\",\"\",VLOOKUP(CO192,'Vmáx(material) - Tab.4.3'!$R$35:$X$41,7)))","v":""},{"$f":"IF(CK192=\"\",\"\",IF(CL192=1,FCi(J192,CR192),FTr(J192,CQ192,CR192)))","v":""},"",{"$f":"IF(CK192=\"\",\"\",Hw(DO192,DP192,DQ192,DR192,DS192,DT192,Z,DU192,CV192,CR192))","v":""},"","","","","",{"$f":"IF(CK192=\"\",\"\",IF(CL192=1,PeriCi(CR192,DI192),PeriTr(CQ192,CU192,DI192)))","v":""},{"$f":"IF(CK192=\"\",\"\",IF(CL192=1,AreaCi(CR192,DI192),AreaTr(CQ192,CU192,DI192)))","v":""},{"$f":"IF(CK192=\"\",\"\",RhCi(DK192,EC192))","v":""},"",{"$f":"IF(CK192=\"\",\"\",hf(CS192,J192,CT192,DK192,EE192))","v":""},{"$f":"IF(CK192=\"\",\"\",LOOKUP(CW192,Tab.4.5!$J$6:$J$27,Tab.4.5!$L$6:$L$27))","v":""},{"$f":"IF(CK192=\"\",\"\",He(EH192,DM192))","v":""},{"$f":"IF(CK192=\"\",\"\",Hs(DM192))","v":""},{"$f":"IF(CK192=\"\",\"\",Hm(EB192,EG192,EI192,EJ192,CS192,CV192))","v":""},"","","","","","","K45+-45000 () ",{"$f":"IF(B192=\"Existe.\",IF(AE192=1,CONCATENATE(#REF!,AK192,\" m.\"),CONCATENATE(#REF!,AJ192,\" m x \",AK192,\" m.\")),IF(CL192=1,CONCATENATE(#REF!,CR192,\" m.\"),CONCATENATE(#REF!,CQ192,\" m x \",CR192,\" m.\")))","v":{"$error":"#REF!"}},"Concreto, L =  m, S = 0 %.","Cota clave eje= 0 msnm.",null,null,null,"","","","","",{"$f":"IF(EV192=\"\",\"\",VLOOKUP(EY192,'Estructura escalonada'!$D$3:$H$953,2))","v":""},"","","","","",""]
[null,null,null,null,null,null,null,null,null,null,null,0,null,0,null,null,null,null,null,null,{"$f":"IF(K193=\"No\",\"\",IF(O193=\"\",YcCi(P193,N193),YcTr(N193,O193,S193)))","v":{"$error":"#VALUE!"}},{"$f":"IF(K193=\"No\",\"\",IF(O193=\"\",Teta1(U193,P193),\"-\"))","v":{"$error":"#VALUE!"}},{"$error":"#VALUE!"},{"$error":"#VALUE!"},{"$f":"IF(K193=\"No\",\"\",IF(O193=\"\",Ynci(P193,N193,R193,T193),YnTr(1,R193,O193,S193,T193,N193)))","v":{"$error":"#VALUE!"}},{"$f":"IF(K193=\"No\",\"\",IF(O193=\"\",Teta1(Y193,P193),\"-\"))","v":{"$error":"#VALUE!"}},{"$f":"IF(K193=\"No\",\"\",IF(O193=\"\",AreaCi(P193,Y193),AreaTr(O193,S193,Y193)))","v":{"$error":"#VALUE!"}},{"$f":"IF(K193=\"No\",\"\",IF(O193=\"\",FrCi(AC193,9.806,Z193,P193),FrTr(AC193,9.806,O193,S193,Y193)))","v":{"$error":"#VALUE!"}},{"$error":"#VALUE!"},null,null,null,null,null,null,null,null,null,null,null,null,null,null,null,0,0,"","","",{"$f":"IF(AD193=\"\",\"\",IF(AE193=1,YcCi(AK193,J193),YcTr(J193,AJ193,AN193)))","v":""},{"$f":"IF(AD193=\"\",\"\",IF(AE193=1,Teta1(AX193,AK193),\"-\"))","v":""},{"$f":"IF(AD193=\"\",\"\",IF(AE193=1,AreaCi(AK193,AX193),AreaTr(AJ193,AN193,AX193)))","v":""},"",{"$f":"IF(AD193=\"\",\"\",IF(AE193=1,Ynci(AK193,J193,AM193,AO193),YnTr(1,AM193,AJ193,AN193,AO193,J193)))","v":""},{"$f":"IF(AD193=\"\",\"\",IF(AE193=1,Teta1(BB193,AK193),\"-\"))","v":""},{"$f":"IF(AD193=\"\",\"\",IF(AE193=1,AreaCi(AK193,BB193),AreaTr(AJ193,AN193,BB193)))","v":""},{"$f":"IF(AD193=\"\",\"\",IF(AE193=1,FrCi(BF193,9.806,BC193,AK193),FrTr(BF193,9.806,AJ193,AN193,BB193)))","v":""},"",{"$f":"IF(AD193=\"\",\"\",IF(AE193=1,LOOKUP(AI193,'Vmáx(material) - Tab.4.3'!$L$2:$L$11,'Vmáx(material) - Tab.4.3'!$M$2:$M$11),LOOKUP(AI193,'Vmáx(material) - Tab.4.3'!$L$15,'Vmáx(material) - Tab.4.3'!$M$15)))","v":""},{"$f":"IF(AD193=\"\",\"\",VLOOKUP($AH193,'Vmáx(material) - Tab.4.3'!$R$35:$X$41,2))","v":""},{"$f":"IF(AD193=\"\",\"\",VLOOKUP($AH193,'Vmáx(material) - Tab.4.3'!$R$35:$X$41,3))","v":""},{"$f":"IF(AD193=\"\",\"\",VLOOKUP($AH193,'Vmáx(material) - Tab.4.3'!$R$35:$X$41,4))","v":""},{"$f":"IF(AD193=\"\",\"\",VLOOKUP($AH193,'Vmáx(material) - Tab.4.3'!$R$35:$X$41,5))","v":""},{"$f":"IF(AD193=\"\",\"\",VLOOKUP($AH193,'Vmáx(material) - Tab.4.3'!$R$35:$X$41,6))","v":""},{"$f":"IF(AD193=\"\",\"\",IF(AD193=\"\",\"\",VLOOKUP($AH193,'Vmáx(material) - Tab.4.3'!$R$35:$X$41,7)))","v":""},{"$f":"IF(AD193=\"\",\"\",IF(AE193=1,FCi(J193,AK193),FTr(J193,AJ193,AK193)))","v":""},"",{"$f":"IF(AD193=\"\",\"\",Hw(BH193,BI193,BJ193,BK193,BL193,BM193,Z,BN193,AO193,AK193))","v":""},"","","","",{"$f":"IF(AD193=\"\",\"\",ho(BT193,AK193,AX193))","v":""},{"$f":"IF(AD193=\"\",\"\",IF(AE193=1,PeriCi(AK193,BB193),PeriTr(AJ193,AN193,BB193)))","v":""},{"$f":"IF(AD193=\"\",\"\",IF(AE193=1,AreaCi(AK193,BB193),AreaTr(AJ193,AN193,BB193)))","v":""},{"$f":"IF(AD193=\"\",\"\",RhCi(BW193,BV193))","v":""},"",{"$f":"IF(AD193=\"\",\"\",hf(AL193,J193,AM193,BW193,BX193))","v":""},{"$f":"IF(AD193=\"\",\"\",LOOKUP(AP193,Tab.4.5!$J$6:$J$27,Tab.4.5!$L$6:$L$27))","v":""},{"$f":"IF(AD193=\"\",\"\",He(CA193,BY193))","v":""},{"$f":"IF(AD193=\"\",\"\",Hs(BY193))","v":""},{"$f":"IF(AD193=\"\",\"\",Hm(BU193,BZ193,CB193,CC193,AL193,AO193))","v":""},"","","","","","",null,null,null,null,null,null,null,null,null,null,null,null,null,null,null,0,0,0,0,0,{"$f":"IF(CK193=\"\",\"\",IF(CL193=1,YcCi(CR193,J193),YcTr(J193,CQ193,CU193)))","v":""},{"$f":"IF(CK193=\"\",\"\",IF(CL193=1,Teta1(DE193,CR193),\"-\"))","v":""},"","",{"$f":"IF(CK193=\"\",\"\",IF(CL193=1,Ynci(CR193,J193,CT193,CV193),YnTr(1,CT193,CQ193,CU193,CV193,J193)))","v":""},{"$f":"IF(CK193=\"\",\"\",IF(CL193=1,Teta1(DI193,CR193),\"-\"))","v":""},{"$f":"IF(CK193=\"\",\"\",IF(CL193=1,AreaCi(CR193,J193),AreaTr(CQ193,CU193,DI193)))","v":""},{"$f":"IF(CK193=\"\",\"\",IF(CL193=1,FrCi(DM193,9.806,DJ193,CR193),FrTr(DM193,9.806,CQ193,CU193,DI193)))","v":""},"",{"$f":"IF(CK193=\"\",\"\",IF(CL193=1,LOOKUP(CP193,'Vmáx(material) - Tab.4.3'!$L$2:$L$11,'Vmáx(material) - Tab.4.3'!$M$2:$M$11),LOOKUP(CP193,'Vmáx(material) - Tab.4.3'!$L$15,'Vmáx(material) - Tab.4.3'!$M$15)))","v":""},{"$f":"IF(CK193=\"\",\"\",VLOOKUP($CO193,'Vmáx(material) - Tab.4.3'!$R$35:$X$41,2))","v":""},{"$f":"IF(CK193=\"\",\"\",VLOOKUP($CO193,'Vmáx(material) - Tab.4.3'!$R$35:$X$41,3))","v":""},{"$f":"IF(CK193=\"\",\"\",VLOOKUP($CO193,'Vmáx(material) - Tab.4.3'!$R$35:$X$41,4))","v":""},{"$f":"IF(CK193=\"\",\"\",VLOOKUP($CO193,'Vmáx(material) - Tab.4.3'!$R$35:$X$41,5))","v":""},{"$f":"IF(CK193=\"\",\"\",VLOOKUP($CO193,'Vmáx(material) - Tab.4.3'!$R$35:$X$41,6))","v":""},{"$f":"IF(CK193=\"\",\"\",IF(CK193=\"\",\"\",VLOOKUP(CO193,'Vmáx(material) - Tab.4.3'!$R$35:$X$41,7)))","v":""},{"$f":"IF(CK193=\"\",\"\",IF(CL193=1,FCi(J193,CR193),FTr(J193,CQ193,CR193)))","v":""},"",{"$f":"IF(CK193=\"\",\"\",Hw(DO193,DP193,DQ193,DR193,DS193,DT193,Z,DU193,CV193,CR193))","v":""},"","","","","",{"$f":"IF(CK193=\"\",\"\",IF(CL193=1,PeriCi(CR193,DI193),PeriTr(CQ193,CU193,DI193)))","v":""},{"$f":"IF(CK193=\"\",\"\",IF(CL193=1,AreaCi(CR193,DI193),AreaTr(CQ193,CU193,DI193)))","v":""},{"$f":"IF(CK193=\"\",\"\",RhCi(DK193,EC193))","v":""},"",{"$f":"IF(CK193=\"\",\"\",hf(CS193,J193,CT193,DK193,EE193))","v":""},{"$f":"IF(CK193=\"\",\"\",LOOKUP(CW193,Tab.4.5!$J$6:$J$27,Tab.4.5!$L$6:$L$27))","v":""},{"$f":"IF(CK193=\"\",\"\",He(EH193,DM193))","v":""},{"$f":"IF(CK193=\"\",\"\",Hs(DM193))","v":""},{"$f":"IF(CK193=\"\",\"\",Hm(EB193,EG193,EI193,EJ193,CS193,CV193))","v":""},"","","","","","","K45+-45000 () ",{"$f":"IF(B193=\"Existe.\",IF(AE193=1,CONCATENATE(#REF!,AK193,\" m.\"),CONCATENATE(#REF!,AJ193,\" m x \",AK193,\" m.\")),IF(CL193=1,CONCATENATE(#REF!,CR193,\" m.\"),CONCATENATE(#REF!,CQ193,\" m x \",CR193,\" m.\")))","v":{"$error":"#REF!"}},"Concreto, L =  m, S = 0 %.","Cota clave eje= 0 msnm.",null,null,null,"","","","","",{"$f":"IF(EV193=\"\",\"\",VLOOKUP(EY193,'Estructura escalonada'!$D$3:$H$953,2))","v":""},"","","","","",""]
[null,null,null,null,null,null,null,null,null,null,null,0,null,0,null,null,null,null,null,null,{"$f":"IF(K194=\"No\",\"\",IF(O194=\"\",YcCi(P194,N194),YcTr(N194,O194,S194)))","v":{"$error":"#VALUE!"}},{"$f":"IF(K194=\"No\",\"\",IF(O194=\"\",Teta1(U194,P194),\"-\"))","v":{"$error":"#VALUE!"}},{"$error":"#VALUE!"},{"$error":"#VALUE!"},{"$f":"IF(K194=\"No\",\"\",IF(O194=\"\",Ynci(P194,N194,R194,T194),YnTr(1,R194,O194,S194,T194,N194)))","v":{"$error":"#VALUE!"}},{"$f":"IF(K194=\"No\",\"\",IF(O194=\"\",Teta1(Y194,P194),\"-\"))","v":{"$error":"#VALUE!"}},{"$f":"IF(K194=\"No\",\"\",IF(O194=\"\",AreaCi(P194,Y194),AreaTr(O194,S194,Y194)))","v":{"$error":"#VALUE!"}},{"$f":"IF(K194=\"No\",\"\",IF(O194=\"\",FrCi(AC194,9.806,Z194,P194),FrTr(AC194,9.806,O194,S194,Y194)))","v":{"$error":"#VALUE!"}},{"$error":"#VALUE!"},null,null,null,null,null,null,null,null,null,null,null,null,null,null,null,0,0,"","","",{"$f":"IF(AD194=\"\",\"\",IF(AE194=1,YcCi(AK194,J194),YcTr(J194,AJ194,AN194)))","v":""},{"$f":"IF(AD194=\"\",\"\",IF(AE194=1,Teta1(AX194,AK194),\"-\"))","v":""},{"$f":"IF(AD194=\"\",\"\",IF(AE194=1,AreaCi(AK194,AX194),AreaTr(AJ194,AN194,AX194)))","v":""},"",{"$f":"IF(AD194=\"\",\"\",IF(AE194=1,Ynci(AK194,J194,AM194,AO194),YnTr(1,AM194,AJ194,AN194,AO194,J194)))","v":""},{"$f":"IF(AD194=\"\",\"\",IF(AE194=1,Teta1(BB194,AK194),\"-\"))","v":""},{"$f":"IF(AD194=\"\",\"\",IF(AE194=1,AreaCi(AK194,BB194),AreaTr(AJ194,AN194,BB194)))","v":""},{"$f":"IF(AD194=\"\",\"\",IF(AE194=1,FrCi(BF194,9.806,BC194,AK194),FrTr(BF194,9.806,AJ194,AN194,BB194)))","v":""},"",{"$f":"IF(AD194=\"\",\"\",IF(AE194=1,LOOKUP(AI194,'Vmáx(material) - Tab.4.3'!$L$2:$L$11,'Vmáx(material) - Tab.4.3'!$M$2:$M$11),LOOKUP(AI194,'Vmáx(material) - Tab.4.3'!$L$15,'Vmáx(material) - Tab.4.3'!$M$15)))","v":""},{"$f":"IF(AD194=\"\",\"\",VLOOKUP($AH194,'Vmáx(material) - Tab.4.3'!$R$35:$X$41,2))","v":""},{"$f":"IF(AD194=\"\",\"\",VLOOKUP($AH194,'Vmáx(material) - Tab.4.3'!$R$35:$X$41,3))","v":""},{"$f":"IF(AD194=\"\",\"\",VLOOKUP($AH194,'Vmáx(material) - Tab.4.3'!$R$35:$X$41,4))","v":""},{"$f":"IF(AD194=\"\",\"\",VLOOKUP($AH194,'Vmáx(material) - Tab.4.3'!$R$35:$X$41,5))","v":""},{"$f":"IF(AD194=\"\",\"\",VLOOKUP($AH194,'Vmáx(material) - Tab.4.3'!$R$35:$X$41,6))","v":""},{"$f":"IF(AD194=\"\",\"\",IF(AD194=\"\",\"\",VLOOKUP($AH194,'Vmáx(material) - Tab.4.3'!$R$35:$X$41,7)))","v":""},{"$f":"IF(AD194=\"\",\"\",IF(AE194=1,FCi(J194,AK194),FTr(J194,AJ194,AK194)))","v":""},"",{"$f":"IF(AD194=\"\",\"\",Hw(BH194,BI194,BJ194,BK194,BL194,BM194,Z,BN194,AO194,AK194))","v":""},"","","","",{"$f":"IF(AD194=\"\",\"\",ho(BT194,AK194,AX194))","v":""},{"$f":"IF(AD194=\"\",\"\",IF(AE194=1,PeriCi(AK194,BB194),PeriTr(AJ194,AN194,BB194)))","v":""},{"$f":"IF(AD194=\"\",\"\",IF(AE194=1,AreaCi(AK194,BB194),AreaTr(AJ194,AN194,BB194)))","v":""},{"$f":"IF(AD194=\"\",\"\",RhCi(BW194,BV194))","v":""},"",{"$f":"IF(AD194=\"\",\"\",hf(AL194,J194,AM194,BW194,BX194))","v":""},{"$f":"IF(AD194=\"\",\"\",LOOKUP(AP194,Tab.4.5!$J$6:$J$27,Tab.4.5!$L$6:$L$27))","v":""},{"$f":"IF(AD194=\"\",\"\",He(CA194,BY194))","v":""},{"$f":"IF(AD194=\"\",\"\",Hs(BY194))","v":""},{"$f":"IF(AD194=\"\",\"\",Hm(BU194,BZ194,CB194,CC194,AL194,AO194))","v":""},"","","","","","",null,null,null,null,null,null,null,null,null,null,null,null,null,null,null,0,0,0,0,0,{"$f":"IF(CK194=\"\",\"\",IF(CL194=1,YcCi(CR194,J194),YcTr(J194,CQ194,CU194)))","v":""},{"$f":"IF(CK194=\"\",\"\",IF(CL194=1,Teta1(DE194,CR194),\"-\"))","v":""},"","",{"$f":"IF(CK194=\"\",\"\",IF(CL194=1,Ynci(CR194,J194,CT194,CV194),YnTr(1,CT194,CQ194,CU194,CV194,J194)))","v":""},{"$f":"IF(CK194=\"\",\"\",IF(CL194=1,Teta1(DI194,CR194),\"-\"))","v":""},{"$f":"IF(CK194=\"\",\"\",IF(CL194=1,AreaCi(CR194,J194),AreaTr(CQ194,CU194,DI194)))","v":""},{"$f":"IF(CK194=\"\",\"\",IF(CL194=1,FrCi(DM194,9.806,DJ194,CR194),FrTr(DM194,9.806,CQ194,CU194,DI194)))","v":""},"",{"$f":"IF(CK194=\"\",\"\",IF(CL194=1,LOOKUP(CP194,'Vmáx(material) - Tab.4.3'!$L$2:$L$11,'Vmáx(material) - Tab.4.3'!$M$2:$M$11),LOOKUP(CP194,'Vmáx(material) - Tab.4.3'!$L$15,'Vmáx(material) - Tab.4.3'!$M$15)))","v":""},{"$f":"IF(CK194=\"\",\"\",VLOOKUP($CO194,'Vmáx(material) - Tab.4.3'!$R$35:$X$41,2))","v":""},{"$f":"IF(CK194=\"\",\"\",VLOOKUP($CO194,'Vmáx(material) - Tab.4.3'!$R$35:$X$41,3))","v":""},{"$f":"IF(CK194=\"\",\"\",VLOOKUP($CO194,'Vmáx(material) - Tab.4.3'!$R$35:$X$41,4))","v":""},{"$f":"IF(CK194=\"\",\"\",VLOOKUP($CO194,'Vmáx(material) - Tab.4.3'!$R$35:$X$41,5))","v":""},{"$f":"IF(CK194=\"\",\"\",VLOOKUP($CO194,'Vmáx(material) - Tab.4.3'!$R$35:$X$41,6))","v":""},{"$f":"IF(CK194=\"\",\"\",IF(CK194=\"\",\"\",VLOOKUP(CO194,'Vmáx(material) - Tab.4.3'!$R$35:$X$41,7)))","v":""},{"$f":"IF(CK194=\"\",\"\",IF(CL194=1,FCi(J194,CR194),FTr(J194,CQ194,CR194)))","v":""},"",{"$f":"IF(CK194=\"\",\"\",Hw(DO194,DP194,DQ194,DR194,DS194,DT194,Z,DU194,CV194,CR194))","v":""},"","","","","",{"$f":"IF(CK194=\"\",\"\",IF(CL194=1,PeriCi(CR194,DI194),PeriTr(CQ194,CU194,DI194)))","v":""},{"$f":"IF(CK194=\"\",\"\",IF(CL194=1,AreaCi(CR194,DI194),AreaTr(CQ194,CU194,DI194)))","v":""},{"$f":"IF(CK194=\"\",\"\",RhCi(DK194,EC194))","v":""},"",{"$f":"IF(CK194=\"\",\"\",hf(CS194,J194,CT194,DK194,EE194))","v":""},{"$f":"IF(CK194=\"\",\"\",LOOKUP(CW194,Tab.4.5!$J$6:$J$27,Tab.4.5!$L$6:$L$27))","v":""},{"$f":"IF(CK194=\"\",\"\",He(EH194,DM194))","v":""},{"$f":"IF(CK194=\"\",\"\",Hs(DM194))","v":""},{"$f":"IF(CK194=\"\",\"\",Hm(EB194,EG194,EI194,EJ194,CS194,CV194))","v":""},"","","","","","","K45+-45000 () ",{"$f":"IF(B194=\"Existe.\",IF(AE194=1,CONCATENATE(#REF!,AK194,\" m.\"),CONCATENATE(#REF!,AJ194,\" m x \",AK194,\" m.\")),IF(CL194=1,CONCATENATE(#REF!,CR194,\" m.\"),CONCATENATE(#REF!,CQ194,\" m x \",CR194,\" m.\")))","v":{"$error":"#REF!"}},"Concreto, L =  m, S = 0 %.","Cota clave eje= 0 msnm.",null,null,null,"","","","","",{"$f":"IF(EV194=\"\",\"\",VLOOKUP(EY194,'Estructura escalonada'!$D$3:$H$953,2))","v":""},"","","","","",""]
[null,null,null,null,null,null,null,null,null,null,null,0,null,0,null,null,null,null,null,null,{"$f":"IF(K195=\"No\",\"\",IF(O195=\"\",YcCi(P195,N195),YcTr(N195,O195,S195)))","v":{"$error":"#VALUE!"}},{"$f":"IF(K195=\"No\",\"\",IF(O195=\"\",Teta1(U195,P195),\"-\"))","v":{"$error":"#VALUE!"}},{"$error":"#VALUE!"},{"$error":"#VALUE!"},{"$f":"IF(K195=\"No\",\"\",IF(O195=\"\",Ynci(P195,N195,R195,T195),YnTr(1,R195,O195,S195,T195,N195)))","v":{"$error":"#VALUE!"}},{"$f":"IF(K195=\"No\",\"\",IF(O195=\"\",Teta1(Y195,P195),\"-\"))","v":{"$error":"#VALUE!"}},{"$f":"IF(K195=\"No\",\"\",IF(O195=\"\",AreaCi(P195,Y195),AreaTr(O195,S195,Y195)))","v":{"$error":"#VALUE!"}},{"$f":"IF(K195=\"No\",\"\",IF(O195=\"\",FrCi(AC195,9.806,Z195,P195),FrTr(AC195,9.806,O195,S195,Y195)))","v":{"$error":"#VALUE!"}},{"$error":"#VALUE!"},null,null,null,null,null,null,null,null,null,null,null,null,null,null,null,0,0,"","","",{"$f":"IF(AD195=\"\",\"\",IF(AE195=1,YcCi(AK195,J195),YcTr(J195,AJ195,AN195)))","v":""},{"$f":"IF(AD195=\"\",\"\",IF(AE195=1,Teta1(AX195,AK195),\"-\"))","v":""},{"$f":"IF(AD195=\"\",\"\",IF(AE195=1,AreaCi(AK195,AX195),AreaTr(AJ195,AN195,AX195)))","v":""},"",{"$f":"IF(AD195=\"\",\"\",IF(AE195=1,Ynci(AK195,J195,AM195,AO195),YnTr(1,AM195,AJ195,AN195,AO195,J195)))","v":""},{"$f":"IF(AD195=\"\",\"\",IF(AE195=1,Teta1(BB195,AK195),\"-\"))","v":""},{"$f":"IF(AD195=\"\",\"\",IF(AE195=1,AreaCi(AK195,BB195),AreaTr(AJ195,AN195,BB195)))","v":""},{"$f":"IF(AD195=\"\",\"\",IF(AE195=1,FrCi(BF195,9.806,BC195,AK195),FrTr(BF195,9.806,AJ195,AN195,BB195)))","v":""},"",{"$f":"IF(AD195=\"\",\"\",IF(AE195=1,LOOKUP(AI195,'Vmáx(material) - Tab.4.3'!$L$2:$L$11,'Vmáx(material) - Tab.4.3'!$M$2:$M$11),LOOKUP(AI195,'Vmáx(material) - Tab.4.3'!$L$15,'Vmáx(material) - Tab.4.3'!$M$15)))","v":""},{"$f":"IF(AD195=\"\",\"\",VLOOKUP($AH195,'Vmáx(material) - Tab.4.3'!$R$35:$X$41,2))","v":""},{"$f":"IF(AD195=\"\",\"\",VLOOKUP($AH195,'Vmáx(material) - Tab.4.3'!$R$35:$X$41,3))","v":""},{"$f":"IF(AD195=\"\",\"\",VLOOKUP($AH195,'Vmáx(material) - Tab.4.3'!$R$35:$X$41,4))","v":""},{"$f":"IF(AD195=\"\",\"\",VLOOKUP($AH195,'Vmáx(material) - Tab.4.3'!$R$35:$X$41,5))","v":""},{"$f":"IF(AD195=\"\",\"\",VLOOKUP($AH195,'Vmáx(material) - Tab.4.3'!$R$35:$X$41,6))","v":""},{"$f":"IF(AD195=\"\",\"\",IF(AD195=\"\",\"\",VLOOKUP($AH195,'Vmáx(material) - Tab.4.3'!$R$35:$X$41,7)))","v":""},{"$f":"IF(AD195=\"\",\"\",IF(AE195=1,FCi(J195,AK195),FTr(J195,AJ195,AK195)))","v":""},"",{"$f":"IF(AD195=\"\",\"\",Hw(BH195,BI195,BJ195,BK195,BL195,BM195,Z,BN195,AO195,AK195))","v":""},"","","","",{"$f":"IF(AD195=\"\",\"\",ho(BT195,AK195,AX195))","v":""},{"$f":"IF(AD195=\"\",\"\",IF(AE195=1,PeriCi(AK195,BB195),PeriTr(AJ195,AN195,BB195)))","v":""},{"$f":"IF(AD195=\"\",\"\",IF(AE195=1,AreaCi(AK195,BB195),AreaTr(AJ195,AN195,BB195)))","v":""},{"$f":"IF(AD195=\"\",\"\",RhCi(BW195,BV195))","v":""},"",{"$f":"IF(AD195=\"\",\"\",hf(AL195,J195,AM195,BW195,BX195))","v":""},{"$f":"IF(AD195=\"\",\"\",LOOKUP(AP195,Tab.4.5!$J$6:$J$27,Tab.4.5!$L$6:$L$27))","v":""},{"$f":"IF(AD195=\"\",\"\",He(CA195,BY195))","v":""},{"$f":"IF(AD195=\"\",\"\",Hs(BY195))","v":""},{"$f":"IF(AD195=\"\",\"\",Hm(BU195,BZ195,CB195,CC195,AL195,AO195))","v":""},"","","","","","",null,null,null,null,null,null,null,null,null,null,null,null,null,null,null,0,0,0,0,0,{"$f":"IF(CK195=\"\",\"\",IF(CL195=1,YcCi(CR195,J195),YcTr(J195,CQ195,CU195)))","v":""},{"$f":"IF(CK195=\"\",\"\",IF(CL195=1,Teta1(DE195,CR195),\"-\"))","v":""},"","",{"$f":"IF(CK195=\"\",\"\",IF(CL195=1,Ynci(CR195,J195,CT195,CV195),YnTr(1,CT195,CQ195,CU195,CV195,J195)))","v":""},{"$f":"IF(CK195=\"\",\"\",IF(CL195=1,Teta1(DI195,CR195),\"-\"))","v":""},{"$f":"IF(CK195=\"\",\"\",IF(CL195=1,AreaCi(CR195,J195),AreaTr(CQ195,CU195,DI195)))","v":""},{"$f":"IF(CK195=\"\",\"\",IF(CL195=1,FrCi(DM195,9.806,DJ195,CR195),FrTr(DM195,9.806,CQ195,CU195,DI195)))","v":""},"",{"$f":"IF(CK195=\"\",\"\",IF(CL195=1,LOOKUP(CP195,'Vmáx(material) - Tab.4.3'!$L$2:$L$11,'Vmáx(material) - Tab.4.3'!$M$2:$M$11),LOOKUP(CP195,'Vmáx(material) - Tab.4.3'!$L$15,'Vmáx(material) - Tab.4.3'!$M$15)))","v":""},{"$f":"IF(CK195=\"\",\"\",VLOOKUP($CO195,'Vmáx(material) - Tab.4.3'!$R$35:$X$41,2))","v":""},{"$f":"IF(CK195=\"\",\"\",VLOOKUP($CO195,'Vmáx(material) - Tab.4.3'!$R$35:$X$41,3))","v":""},{"$f":"IF(CK195=\"\",\"\",VLOOKUP($CO195,'Vmáx(material) - Tab.4.3'!$R$35:$X$41,4))","v":""},{"$f":"IF(CK195=\"\",\"\",VLOOKUP($CO195,'Vmáx(material) - Tab.4.3'!$R$35:$X$41,5))","v":""},{"$f":"IF(CK195=\"\",\"\",VLOOKUP($CO195,'Vmáx(material) - Tab.4.3'!$R$35:$X$41,6))","v":""},{"$f":"IF(CK195=\"\",\"\",IF(CK195=\"\",\"\",VLOOKUP(CO195,'Vmáx(material) - Tab.4.3'!$R$35:$X$41,7)))","v":""},{"$f":"IF(CK195=\"\",\"\",IF(CL195=1,FCi(J195,CR195),FTr(J195,CQ195,CR195)))","v":""},"",{"$f":"IF(CK195=\"\",\"\",Hw(DO195,DP195,DQ195,DR195,DS195,DT195,Z,DU195,CV195,CR195))","v":""},"","","","","",{"$f":"IF(CK195=\"\",\"\",IF(CL195=1,PeriCi(CR195,DI195),PeriTr(CQ195,CU195,DI195)))","v":""},{"$f":"IF(CK195=\"\",\"\",IF(CL195=1,AreaCi(CR195,DI195),AreaTr(CQ195,CU195,DI195)))","v":""},{"$f":"IF(CK195=\"\",\"\",RhCi(DK195,EC195))","v":""},"",{"$f":"IF(CK195=\"\",\"\",hf(CS195,J195,CT195,DK195,EE195))","v":""},{"$f":"IF(CK195=\"\",\"\",LOOKUP(CW195,Tab.4.5!$J$6:$J$27,Tab.4.5!$L$6:$L$27))","v":""},{"$f":"IF(CK195=\"\",\"\",He(EH195,DM195))","v":""},{"$f":"IF(CK195=\"\",\"\",Hs(DM195))","v":""},{"$f":"IF(CK195=\"\",\"\",Hm(EB195,EG195,EI195,EJ195,CS195,CV195))","v":""},"","","","","","","K45+-45000 () ",{"$f":"IF(B195=\"Existe.\",IF(AE195=1,CONCATENATE(#REF!,AK195,\" m.\"),CONCATENATE(#REF!,AJ195,\" m x \",AK195,\" m.\")),IF(CL195=1,CONCATENATE(#REF!,CR195,\" m.\"),CONCATENATE(#REF!,CQ195,\" m x \",CR195,\" m.\")))","v":{"$error":"#REF!"}},"Concreto, L =  m, S = 0 %.","Cota clave eje= 0 msnm.",null,null,null,"","","","","",{"$f":"IF(EV195=\"\",\"\",VLOOKUP(EY195,'Estructura escalonada'!$D$3:$H$953,2))","v":""},"","","","","",""]
[null,null,null,null,null,null,null,null,null,null,null,0,null,0,null,null,null,null,null,null,{"$f":"IF(K196=\"No\",\"\",IF(O196=\"\",YcCi(P196,N196),YcTr(N196,O196,S196)))","v":{"$error":"#VALUE!"}},{"$f":"IF(K196=\"No\",\"\",IF(O196=\"\",Teta1(U196,P196),\"-\"))","v":{"$error":"#VALUE!"}},{"$error":"#VALUE!"},{"$error":"#VALUE!"},{"$f":"IF(K196=\"No\",\"\",IF(O196=\"\",Ynci(P196,N196,R196,T196),YnTr(1,R196,O196,S196,T196,N196)))","v":{"$error":"#VALUE!"}},{"$f":"IF(K196=\"No\",\"\",IF(O196=\"\",Teta1(Y196,P196),\"-\"))","v":{"$error":"#VALUE!"}},{"$f":"IF(K196=\"No\",\"\",IF(O196=\"\",AreaCi(P196,Y196),AreaTr(O196,S196,Y196)))","v":{"$error":"#VALUE!"}},{"$f":"IF(K196=\"No\",\"\",IF(O196=\"\",FrCi(AC196,9.806,Z196,P196),FrTr(AC196,9.806,O196,S196,Y196)))","v":{"$error":"#VALUE!"}},{"$error":"#VALUE!"},null,null,null,null,null,null,null,null,null,null,null,null,null,null,null,0,0,"","","",{"$f":"IF(AD196=\"\",\"\",IF(AE196=1,YcCi(AK196,J196),YcTr(J196,AJ196,AN196)))","v":""},{"$f":"IF(AD196=\"\",\"\",IF(AE196=1,Teta1(AX196,AK196),\"-\"))","v":""},{"$f":"IF(AD196=\"\",\"\",IF(AE196=1,AreaCi(AK196,AX196),AreaTr(AJ196,AN196,AX196)))","v":""},"",{"$f":"IF(AD196=\"\",\"\",IF(AE196=1,Ynci(AK196,J196,AM196,AO196),YnTr(1,AM196,AJ196,AN196,AO196,J196)))","v":""},{"$f":"IF(AD196=\"\",\"\",IF(AE196=1,Teta1(BB196,AK196),\"-\"))","v":""},{"$f":"IF(AD196=\"\",\"\",IF(AE196=1,AreaCi(AK196,BB196),AreaTr(AJ196,AN196,BB196)))","v":""},{"$f":"IF(AD196=\"\",\"\",IF(AE196=1,FrCi(BF196,9.806,BC196,AK196),FrTr(BF196,9.806,AJ196,AN196,BB196)))","v":""},"",{"$f":"IF(AD196=\"\",\"\",IF(AE196=1,LOOKUP(AI196,'Vmáx(material) - Tab.4.3'!$L$2:$L$11,'Vmáx(material) - Tab.4.3'!$M$2:$M$11),LOOKUP(AI196,'Vmáx(material) - Tab.4.3'!$L$15,'Vmáx(material) - Tab.4.3'!$M$15)))","v":""},{"$f":"IF(AD196=\"\",\"\",VLOOKUP($AH196,'Vmáx(material) - Tab.4.3'!$R$35:$X$41,2))","v":""},{"$f":"IF(AD196=\"\",\"\",VLOOKUP($AH196,'Vmáx(material) - Tab.4.3'!$R$35:$X$41,3))","v":""},{"$f":"IF(AD196=\"\",\"\",VLOOKUP($AH196,'Vmáx(material) - Tab.4.3'!$R$35:$X$41,4))","v":""},{"$f":"IF(AD196=\"\",\"\",VLOOKUP($AH196,'Vmáx(material) - Tab.4.3'!$R$35:$X$41,5))","v":""},{"$f":"IF(AD196=\"\",\"\",VLOOKUP($AH196,'Vmáx(material) - Tab.4.3'!$R$35:$X$41,6))","v":""},{"$f":"IF(AD196=\"\",\"\",IF(AD196=\"\",\"\",VLOOKUP($AH196,'Vmáx(material) - Tab.4.3'!$R$35:$X$41,7)))","v":""},{"$f":"IF(AD196=\"\",\"\",IF(AE196=1,FCi(J196,AK196),FTr(J196,AJ196,AK196)))","v":""},"",{"$f":"IF(AD196=\"\",\"\",Hw(BH196,BI196,BJ196,BK196,BL196,BM196,Z,BN196,AO196,AK196))","v":""},"","","","",{"$f":"IF(AD196=\"\",\"\",ho(BT196,AK196,AX196))","v":""},{"$f":"IF(AD196=\"\",\"\",IF(AE196=1,PeriCi(AK196,BB196),PeriTr(AJ196,AN196,BB196)))","v":""},{"$f":"IF(AD196=\"\",\"\",IF(AE196=1,AreaCi(AK196,BB196),AreaTr(AJ196,AN196,BB196)))","v":""},{"$f":"IF(AD196=\"\",\"\",RhCi(BW196,BV196))","v":""},"",{"$f":"IF(AD196=\"\",\"\",hf(AL196,J196,AM196,BW196,BX196))","v":""},{"$f":"IF(AD196=\"\",\"\",LOOKUP(AP196,Tab.4.5!$J$6:$J$27,Tab.4.5!$L$6:$L$27))","v":""},{"$f":"IF(AD196=\"\",\"\",He(CA196,BY196))","v":""},{"$f":"IF(AD196=\"\",\"\",Hs(BY196))","v":""},{"$f":"IF(AD196=\"\",\"\",Hm(BU196,BZ196,CB196,CC196,AL196,AO196))","v":""},"","","","","","",null,null,null,null,null,null,null,null,null,null,null,null,null,null,null,0,0,0,0,0,{"$f":"IF(CK196=\"\",\"\",IF(CL196=1,YcCi(CR196,J196),YcTr(J196,CQ196,CU196)))","v":""},{"$f":"IF(CK196=\"\",\"\",IF(CL196=1,Teta1(DE196,CR196),\"-\"))","v":""},"","",{"$f":"IF(CK196=\"\",\"\",IF(CL196=1,Ynci(CR196,J196,CT196,CV196),YnTr(1,CT196,CQ196,CU196,CV196,J196)))","v":""},{"$f":"IF(CK196=\"\",\"\",IF(CL196=1,Teta1(DI196,CR196),\"-\"))","v":""},{"$f":"IF(CK196=\"\",\"\",IF(CL196=1,AreaCi(CR196,J196),AreaTr(CQ196,CU196,DI196)))","v":""},{"$f":"IF(CK196=\"\",\"\",IF(CL196=1,FrCi(DM196,9.806,DJ196,CR196),FrTr(DM196,9.806,CQ196,CU196,DI196)))","v":""},"",{"$f":"IF(CK196=\"\",\"\",IF(CL196=1,LOOKUP(CP196,'Vmáx(material) - Tab.4.3'!$L$2:$L$11,'Vmáx(material) - Tab.4.3'!$M$2:$M$11),LOOKUP(CP196,'Vmáx(material) - Tab.4.3'!$L$15,'Vmáx(material) - Tab.4.3'!$M$15)))","v":""},{"$f":"IF(CK196=\"\",\"\",VLOOKUP($CO196,'Vmáx(material) - Tab.4.3'!$R$35:$X$41,2))","v":""},{"$f":"IF(CK196=\"\",\"\",VLOOKUP($CO196,'Vmáx(material) - Tab.4.3'!$R$35:$X$41,3))","v":""},{"$f":"IF(CK196=\"\",\"\",VLOOKUP($CO196,'Vmáx(material) - Tab.4.3'!$R$35:$X$41,4))","v":""},{"$f":"IF(CK196=\"\",\"\",VLOOKUP($CO196,'Vmáx(material) - Tab.4.3'!$R$35:$X$41,5))","v":""},{"$f":"IF(CK196=\"\",\"\",VLOOKUP($CO196,'Vmáx(material) - Tab.4.3'!$R$35:$X$41,6))","v":""},{"$f":"IF(CK196=\"\",\"\",IF(CK196=\"\",\"\",VLOOKUP(CO196,'Vmáx(material) - Tab.4.3'!$R$35:$X$41,7)))","v":""},{"$f":"IF(CK196=\"\",\"\",IF(CL196=1,FCi(J196,CR196),FTr(J196,CQ196,CR196)))","v":""},"",{"$f":"IF(CK196=\"\",\"\",Hw(DO196,DP196,DQ196,DR196,DS196,DT196,Z,DU196,CV196,CR196))","v":""},"","","","","",{"$f":"IF(CK196=\"\",\"\",IF(CL196=1,PeriCi(CR196,DI196),PeriTr(CQ196,CU196,DI196)))","v":""},{"$f":"IF(CK196=\"\",\"\",IF(CL196=1,AreaCi(CR196,DI196),AreaTr(CQ196,CU196,DI196)))","v":""},{"$f":"IF(CK196=\"\",\"\",RhCi(DK196,EC196))","v":""},"",{"$f":"IF(CK196=\"\",\"\",hf(CS196,J196,CT196,DK196,EE196))","v":""},{"$f":"IF(CK196=\"\",\"\",LOOKUP(CW196,Tab.4.5!$J$6:$J$27,Tab.4.5!$L$6:$L$27))","v":""},{"$f":"IF(CK196=\"\",\"\",He(EH196,DM196))","v":""},{"$f":"IF(CK196=\"\",\"\",Hs(DM196))","v":""},{"$f":"IF(CK196=\"\",\"\",Hm(EB196,EG196,EI196,EJ196,CS196,CV196))","v":""},"","","","","","","K45+-45000 () ",{"$f":"IF(B196=\"Existe.\",IF(AE196=1,CONCATENATE(#REF!,AK196,\" m.\"),CONCATENATE(#REF!,AJ196,\" m x \",AK196,\" m.\")),IF(CL196=1,CONCATENATE(#REF!,CR196,\" m.\"),CONCATENATE(#REF!,CQ196,\" m x \",CR196,\" m.\")))","v":{"$error":"#REF!"}},"Concreto, L =  m, S = 0 %.","Cota clave eje= 0 msnm.",null,null,null,"","","","","",{"$f":"IF(EV196=\"\",\"\",VLOOKUP(EY196,'Estructura escalonada'!$D$3:$H$953,2))","v":""},"","","","","",""]
[null,null,null,null,null,null,null,null,null,null,null,0,null,0,null,null,null,null,null,null,{"$f":"IF(K197=\"No\",\"\",IF(O197=\"\",YcCi(P197,N197),YcTr(N197,O197,S197)))","v":{"$error":"#VALUE!"}},{"$f":"IF(K197=\"No\",\"\",IF(O197=\"\",Teta1(U197,P197),\"-\"))","v":{"$error":"#VALUE!"}},{"$error":"#VALUE!"},{"$error":"#VALUE!"},{"$f":"IF(K197=\"No\",\"\",IF(O197=\"\",Ynci(P197,N197,R197,T197),YnTr(1,R197,O197,S197,T197,N197)))","v":{"$error":"#VALUE!"}},{"$f":"IF(K197=\"No\",\"\",IF(O197=\"\",Teta1(Y197,P197),\"-\"))","v":{"$error":"#VALUE!"}},{"$f":"IF(K197=\"No\",\"\",IF(O197=\"\",AreaCi(P197,Y197),AreaTr(O197,S197,Y197)))","v":{"$error":"#VALUE!"}},{"$f":"IF(K197=\"No\",\"\",IF(O197=\"\",FrCi(AC197,9.806,Z197,P197),FrTr(AC197,9.806,O197,S197,Y197)))","v":{"$error":"#VALUE!"}},{"$error":"#VALUE!"},null,null,null,null,null,null,null,null,null,null,null,null,null,null,null,0,0,"","","",{"$f":"IF(AD197=\"\",\"\",IF(AE197=1,YcCi(AK197,J197),YcTr(J197,AJ197,AN197)))","v":""},{"$f":"IF(AD197=\"\",\"\",IF(AE197=1,Teta1(AX197,AK197),\"-\"))","v":""},{"$f":"IF(AD197=\"\",\"\",IF(AE197=1,AreaCi(AK197,AX197),AreaTr(AJ197,AN197,AX197)))","v":""},"",{"$f":"IF(AD197=\"\",\"\",IF(AE197=1,Ynci(AK197,J197,AM197,AO197),YnTr(1,AM197,AJ197,AN197,AO197,J197)))","v":""},{"$f":"IF(AD197=\"\",\"\",IF(AE197=1,Teta1(BB197,AK197),\"-\"))","v":""},{"$f":"IF(AD197=\"\",\"\",IF(AE197=1,AreaCi(AK197,BB197),AreaTr(AJ197,AN197,BB197)))","v":""},{"$f":"IF(AD197=\"\",\"\",IF(AE197=1,FrCi(BF197,9.806,BC197,AK197),FrTr(BF197,9.806,AJ197,AN197,BB197)))","v":""},"",{"$f":"IF(AD197=\"\",\"\",IF(AE197=1,LOOKUP(AI197,'Vmáx(material) - Tab.4.3'!$L$2:$L$11,'Vmáx(material) - Tab.4.3'!$M$2:$M$11),LOOKUP(AI197,'Vmáx(material) - Tab.4.3'!$L$15,'Vmáx(material) - Tab.4.3'!$M$15)))","v":""},{"$f":"IF(AD197=\"\",\"\",VLOOKUP($AH197,'Vmáx(material) - Tab.4.3'!$R$35:$X$41,2))","v":""},{"$f":"IF(AD197=\"\",\"\",VLOOKUP($AH197,'Vmáx(material) - Tab.4.3'!$R$35:$X$41,3))","v":""},{"$f":"IF(AD197=\"\",\"\",VLOOKUP($AH197,'Vmáx(material) - Tab.4.3'!$R$35:$X$41,4))","v":""},{"$f":"IF(AD197=\"\",\"\",VLOOKUP($AH197,'Vmáx(material) - Tab.4.3'!$R$35:$X$41,5))","v":""},{"$f":"IF(AD197=\"\",\"\",VLOOKUP($AH197,'Vmáx(material) - Tab.4.3'!$R$35:$X$41,6))","v":""},{"$f":"IF(AD197=\"\",\"\",IF(AD197=\"\",\"\",VLOOKUP($AH197,'Vmáx(material) - Tab.4.3'!$R$35:$X$41,7)))","v":""},{"$f":"IF(AD197=\"\",\"\",IF(AE197=1,FCi(J197,AK197),FTr(J197,AJ197,AK197)))","v":""},"",{"$f":"IF(AD197=\"\",\"\",Hw(BH197,BI197,BJ197,BK197,BL197,BM197,Z,BN197,AO197,AK197))","v":""},"","","","",{"$f":"IF(AD197=\"\",\"\",ho(BT197,AK197,AX197))","v":""},{"$f":"IF(AD197=\"\",\"\",IF(AE197=1,PeriCi(AK197,BB197),PeriTr(AJ197,AN197,BB197)))","v":""},{"$f":"IF(AD197=\"\",\"\",IF(AE197=1,AreaCi(AK197,BB197),AreaTr(AJ197,AN197,BB197)))","v":""},{"$f":"IF(AD197=\"\",\"\",RhCi(BW197,BV197))","v":""},"",{"$f":"IF(AD197=\"\",\"\",hf(AL197,J197,AM197,BW197,BX197))","v":""},{"$f":"IF(AD197=\"\",\"\",LOOKUP(AP197,Tab.4.5!$J$6:$J$27,Tab.4.5!$L$6:$L$27))","v":""},{"$f":"IF(AD197=\"\",\"\",He(CA197,BY197))","v":""},{"$f":"IF(AD197=\"\",\"\",Hs(BY197))","v":""},{"$f":"IF(AD197=\"\",\"\",Hm(BU197,BZ197,CB197,CC197,AL197,AO197))","v":""},"","","","","","",null,null,null,null,null,null,null,null,null,null,null,null,null,null,null,0,0,0,0,0,{"$f":"IF(CK197=\"\",\"\",IF(CL197=1,YcCi(CR197,J197),YcTr(J197,CQ197,CU197)))","v":""},{"$f":"IF(CK197=\"\",\"\",IF(CL197=1,Teta1(DE197,CR197),\"-\"))","v":""},"","",{"$f":"IF(CK197=\"\",\"\",IF(CL197=1,Ynci(CR197,J197,CT197,CV197),YnTr(1,CT197,CQ197,CU197,CV197,J197)))","v":""},{"$f":"IF(CK197=\"\",\"\",IF(CL197=1,Teta1(DI197,CR197),\"-\"))","v":""},{"$f":"IF(CK197=\"\",\"\",IF(CL197=1,AreaCi(CR197,J197),AreaTr(CQ197,CU197,DI197)))","v":""},{"$f":"IF(CK197=\"\",\"\",IF(CL197=1,FrCi(DM197,9.806,DJ197,CR197),FrTr(DM197,9.806,CQ197,CU197,DI197)))","v":""},"",{"$f":"IF(CK197=\"\",\"\",IF(CL197=1,LOOKUP(CP197,'Vmáx(material) - Tab.4.3'!$L$2:$L$11,'Vmáx(material) - Tab.4.3'!$M$2:$M$11),LOOKUP(CP197,'Vmáx(material) - Tab.4.3'!$L$15,'Vmáx(material) - Tab.4.3'!$M$15)))","v":""},{"$f":"IF(CK197=\"\",\"\",VLOOKUP($CO197,'Vmáx(material) - Tab.4.3'!$R$35:$X$41,2))","v":""},{"$f":"IF(CK197=\"\",\"\",VLOOKUP($CO197,'Vmáx(material) - Tab.4.3'!$R$35:$X$41,3))","v":""},{"$f":"IF(CK197=\"\",\"\",VLOOKUP($CO197,'Vmáx(material) - Tab.4.3'!$R$35:$X$41,4))","v":""},{"$f":"IF(CK197=\"\",\"\",VLOOKUP($CO197,'Vmáx(material) - Tab.4.3'!$R$35:$X$41,5))","v":""},{"$f":"IF(CK197=\"\",\"\",VLOOKUP($CO197,'Vmáx(material) - Tab.4.3'!$R$35:$X$41,6))","v":""},{"$f":"IF(CK197=\"\",\"\",IF(CK197=\"\",\"\",VLOOKUP(CO197,'Vmáx(material) - Tab.4.3'!$R$35:$X$41,7)))","v":""},{"$f":"IF(CK197=\"\",\"\",IF(CL197=1,FCi(J197,CR197),FTr(J197,CQ197,CR197)))","v":""},"",{"$f":"IF(CK197=\"\",\"\",Hw(DO197,DP197,DQ197,DR197,DS197,DT197,Z,DU197,CV197,CR197))","v":""},"","","","","",{"$f":"IF(CK197=\"\",\"\",IF(CL197=1,PeriCi(CR197,DI197),PeriTr(CQ197,CU197,DI197)))","v":""},{"$f":"IF(CK197=\"\",\"\",IF(CL197=1,AreaCi(CR197,DI197),AreaTr(CQ197,CU197,DI197)))","v":""},{"$f":"IF(CK197=\"\",\"\",RhCi(DK197,EC197))","v":""},"",{"$f":"IF(CK197=\"\",\"\",hf(CS197,J197,CT197,DK197,EE197))","v":""},{"$f":"IF(CK197=\"\",\"\",LOOKUP(CW197,Tab.4.5!$J$6:$J$27,Tab.4.5!$L$6:$L$27))","v":""},{"$f":"IF(CK197=\"\",\"\",He(EH197,DM197))","v":""},{"$f":"IF(CK197=\"\",\"\",Hs(DM197))","v":""},{"$f":"IF(CK197=\"\",\"\",Hm(EB197,EG197,EI197,EJ197,CS197,CV197))","v":""},"","","","","","","K45+-45000 () ",{"$f":"IF(B197=\"Existe.\",IF(AE197=1,CONCATENATE(#REF!,AK197,\" m.\"),CONCATENATE(#REF!,AJ197,\" m x \",AK197,\" m.\")),IF(CL197=1,CONCATENATE(#REF!,CR197,\" m.\"),CONCATENATE(#REF!,CQ197,\" m x \",CR197,\" m.\")))","v":{"$error":"#REF!"}},"Concreto, L =  m, S = 0 %.","Cota clave eje= 0 msnm.",null,null,null,"","","","","",{"$f":"IF(EV197=\"\",\"\",VLOOKUP(EY197,'Estructura escalonada'!$D$3:$H$953,2))","v":""},"","","","","",""]
[null,null,null,null,null,null,null,null,null,null,null,0,null,0,null,null,null,null,null,null,{"$f":"IF(K198=\"No\",\"\",IF(O198=\"\",YcCi(P198,N198),YcTr(N198,O198,S198)))","v":{"$error":"#VALUE!"}},{"$f":"IF(K198=\"No\",\"\",IF(O198=\"\",Teta1(U198,P198),\"-\"))","v":{"$error":"#VALUE!"}},{"$error":"#VALUE!"},{"$error":"#VALUE!"},{"$f":"IF(K198=\"No\",\"\",IF(O198=\"\",Ynci(P198,N198,R198,T198),YnTr(1,R198,O198,S198,T198,N198)))","v":{"$error":"#VALUE!"}},{"$f":"IF(K198=\"No\",\"\",IF(O198=\"\",Teta1(Y198,P198),\"-\"))","v":{"$error":"#VALUE!"}},{"$f":"IF(K198=\"No\",\"\",IF(O198=\"\",AreaCi(P198,Y198),AreaTr(O198,S198,Y198)))","v":{"$error":"#VALUE!"}},{"$f":"IF(K198=\"No\",\"\",IF(O198=\"\",FrCi(AC198,9.806,Z198,P198),FrTr(AC198,9.806,O198,S198,Y198)))","v":{"$error":"#VALUE!"}},{"$error":"#VALUE!"},null,null,null,null,null,null,null,null,null,null,null,null,null,null,null,0,0,"","","",{"$f":"IF(AD198=\"\",\"\",IF(AE198=1,YcCi(AK198,J198),YcTr(J198,AJ198,AN198)))","v":""},{"$f":"IF(AD198=\"\",\"\",IF(AE198=1,Teta1(AX198,AK198),\"-\"))","v":""},{"$f":"IF(AD198=\"\",\"\",IF(AE198=1,AreaCi(AK198,AX198),AreaTr(AJ198,AN198,AX198)))","v":""},"",{"$f":"IF(AD198=\"\",\"\",IF(AE198=1,Ynci(AK198,J198,AM198,AO198),YnTr(1,AM198,AJ198,AN198,AO198,J198)))","v":""},{"$f":"IF(AD198=\"\",\"\",IF(AE198=1,Teta1(BB198,AK198),\"-\"))","v":""},{"$f":"IF(AD198=\"\",\"\",IF(AE198=1,AreaCi(AK198,BB198),AreaTr(AJ198,AN198,BB198)))","v":""},{"$f":"IF(AD198=\"\",\"\",IF(AE198=1,FrCi(BF198,9.806,BC198,AK198),FrTr(BF198,9.806,AJ198,AN198,BB198)))","v":""},"",{"$f":"IF(AD198=\"\",\"\",IF(AE198=1,LOOKUP(AI198,'Vmáx(material) - Tab.4.3'!$L$2:$L$11,'Vmáx(material) - Tab.4.3'!$M$2:$M$11),LOOKUP(AI198,'Vmáx(material) - Tab.4.3'!$L$15,'Vmáx(material) - Tab.4.3'!$M$15)))","v":""},{"$f":"IF(AD198=\"\",\"\",VLOOKUP($AH198,'Vmáx(material) - Tab.4.3'!$R$35:$X$41,2))","v":""},{"$f":"IF(AD198=\"\",\"\",VLOOKUP($AH198,'Vmáx(material) - Tab.4.3'!$R$35:$X$41,3))","v":""},{"$f":"IF(AD198=\"\",\"\",VLOOKUP($AH198,'Vmáx(material) - Tab.4.3'!$R$35:$X$41,4))","v":""},{"$f":"IF(AD198=\"\",\"\",VLOOKUP($AH198,'Vmáx(material) - Tab.4.3'!$R$35:$X$41,5))","v":""},{"$f":"IF(AD198=\"\",\"\",VLOOKUP($AH198,'Vmáx(material) - Tab.4.3'!$R$35:$X$41,6))","v":""},{"$f":"IF(AD198=\"\",\"\",IF(AD198=\"\",\"\",VLOOKUP($AH198,'Vmáx(material) - Tab.4.3'!$R$35:$X$41,7)))","v":""},{"$f":"IF(AD198=\"\",\"\",IF(AE198=1,FCi(J198,AK198),FTr(J198,AJ198,AK198)))","v":""},"",{"$f":"IF(AD198=\"\",\"\",Hw(BH198,BI198,BJ198,BK198,BL198,BM198,Z,BN198,AO198,AK198))","v":""},"","","","",{"$f":"IF(AD198=\"\",\"\",ho(BT198,AK198,AX198))","v":""},{"$f":"IF(AD198=\"\",\"\",IF(AE198=1,PeriCi(AK198,BB198),PeriTr(AJ198,AN198,BB198)))","v":""},{"$f":"IF(AD198=\"\",\"\",IF(AE198=1,AreaCi(AK198,BB198),AreaTr(AJ198,AN198,BB198)))","v":""},{"$f":"IF(AD198=\"\",\"\",RhCi(BW198,BV198))","v":""},"",{"$f":"IF(AD198=\"\",\"\",hf(AL198,J198,AM198,BW198,BX198))","v":""},{"$f":"IF(AD198=\"\",\"\",LOOKUP(AP198,Tab.4.5!$J$6:$J$27,Tab.4.5!$L$6:$L$27))","v":""},{"$f":"IF(AD198=\"\",\"\",He(CA198,BY198))","v":""},{"$f":"IF(AD198=\"\",\"\",Hs(BY198))","v":""},{"$f":"IF(AD198=\"\",\"\",Hm(BU198,BZ198,CB198,CC198,AL198,AO198))","v":""},"","","","","","",null,null,null,null,null,null,null,null,null,null,null,null,null,null,null,0,0,0,0,0,{"$f":"IF(CK198=\"\",\"\",IF(CL198=1,YcCi(CR198,J198),YcTr(J198,CQ198,CU198)))","v":""},{"$f":"IF(CK198=\"\",\"\",IF(CL198=1,Teta1(DE198,CR198),\"-\"))","v":""},"","",{"$f":"IF(CK198=\"\",\"\",IF(CL198=1,Ynci(CR198,J198,CT198,CV198),YnTr(1,CT198,CQ198,CU198,CV198,J198)))","v":""},{"$f":"IF(CK198=\"\",\"\",IF(CL198=1,Teta1(DI198,CR198),\"-\"))","v":""},{"$f":"IF(CK198=\"\",\"\",IF(CL198=1,AreaCi(CR198,J198),AreaTr(CQ198,CU198,DI198)))","v":""},{"$f":"IF(CK198=\"\",\"\",IF(CL198=1,FrCi(DM198,9.806,DJ198,CR198),FrTr(DM198,9.806,CQ198,CU198,DI198)))","v":""},"",{"$f":"IF(CK198=\"\",\"\",IF(CL198=1,LOOKUP(CP198,'Vmáx(material) - Tab.4.3'!$L$2:$L$11,'Vmáx(material) - Tab.4.3'!$M$2:$M$11),LOOKUP(CP198,'Vmáx(material) - Tab.4.3'!$L$15,'Vmáx(material) - Tab.4.3'!$M$15)))","v":""},{"$f":"IF(CK198=\"\",\"\",VLOOKUP($CO198,'Vmáx(material) - Tab.4.3'!$R$35:$X$41,2))","v":""},{"$f":"IF(CK198=\"\",\"\",VLOOKUP($CO198,'Vmáx(material) - Tab.4.3'!$R$35:$X$41,3))","v":""},{"$f":"IF(CK198=\"\",\"\",VLOOKUP($CO198,'Vmáx(material) - Tab.4.3'!$R$35:$X$41,4))","v":""},{"$f":"IF(CK198=\"\",\"\",VLOOKUP($CO198,'Vmáx(material) - Tab.4.3'!$R$35:$X$41,5))","v":""},{"$f":"IF(CK198=\"\",\"\",VLOOKUP($CO198,'Vmáx(material) - Tab.4.3'!$R$35:$X$41,6))","v":""},{"$f":"IF(CK198=\"\",\"\",IF(CK198=\"\",\"\",VLOOKUP(CO198,'Vmáx(material) - Tab.4.3'!$R$35:$X$41,7)))","v":""},{"$f":"IF(CK198=\"\",\"\",IF(CL198=1,FCi(J198,CR198),FTr(J198,CQ198,CR198)))","v":""},"",{"$f":"IF(CK198=\"\",\"\",Hw(DO198,DP198,DQ198,DR198,DS198,DT198,Z,DU198,CV198,CR198))","v":""},"","","","","",{"$f":"IF(CK198=\"\",\"\",IF(CL198=1,PeriCi(CR198,DI198),PeriTr(CQ198,CU198,DI198)))","v":""},{"$f":"IF(CK198=\"\",\"\",IF(CL198=1,AreaCi(CR198,DI198),AreaTr(CQ198,CU198,DI198)))","v":""},{"$f":"IF(CK198=\"\",\"\",RhCi(DK198,EC198))","v":""},"",{"$f":"IF(CK198=\"\",\"\",hf(CS198,J198,CT198,DK198,EE198))","v":""},{"$f":"IF(CK198=\"\",\"\",LOOKUP(CW198,Tab.4.5!$J$6:$J$27,Tab.4.5!$L$6:$L$27))","v":""},{"$f":"IF(CK198=\"\",\"\",He(EH198,DM198))","v":""},{"$f":"IF(CK198=\"\",\"\",Hs(DM198))","v":""},{"$f":"IF(CK198=\"\",\"\",Hm(EB198,EG198,EI198,EJ198,CS198,CV198))","v":""},"","","","","","","K45+-45000 () ",{"$f":"IF(B198=\"Existe.\",IF(AE198=1,CONCATENATE(#REF!,AK198,\" m.\"),CONCATENATE(#REF!,AJ198,\" m x \",AK198,\" m.\")),IF(CL198=1,CONCATENATE(#REF!,CR198,\" m.\"),CONCATENATE(#REF!,CQ198,\" m x \",CR198,\" m.\")))","v":{"$error":"#REF!"}},"Concreto, L =  m, S = 0 %.","Cota clave eje= 0 msnm.",null,null,null,"","","","","",{"$f":"IF(EV198=\"\",\"\",VLOOKUP(EY198,'Estructura escalonada'!$D$3:$H$953,2))","v":""},"","","","","",""]
[null,null,null,null,null,null,null,null,null,null,null,0,null,0,null,null,null,null,null,null,{"$f":"IF(K199=\"No\",\"\",IF(O199=\"\",YcCi(P199,N199),YcTr(N199,O199,S199)))","v":{"$error":"#VALUE!"}},{"$f":"IF(K199=\"No\",\"\",IF(O199=\"\",Teta1(U199,P199),\"-\"))","v":{"$error":"#VALUE!"}},{"$error":"#VALUE!"},{"$error":"#VALUE!"},{"$f":"IF(K199=\"No\",\"\",IF(O199=\"\",Ynci(P199,N199,R199,T199),YnTr(1,R199,O199,S199,T199,N199)))","v":{"$error":"#VALUE!"}},{"$f":"IF(K199=\"No\",\"\",IF(O199=\"\",Teta1(Y199,P199),\"-\"))","v":{"$error":"#VALUE!"}},{"$f":"IF(K199=\"No\",\"\",IF(O199=\"\",AreaCi(P199,Y199),AreaTr(O199,S199,Y199)))","v":{"$error":"#VALUE!"}},{"$f":"IF(K199=\"No\",\"\",IF(O199=\"\",FrCi(AC199,9.806,Z199,P199),FrTr(AC199,9.806,O199,S199,Y199)))","v":{"$error":"#VALUE!"}},{"$error":"#VALUE!"},null,null,null,null,null,null,null,null,null,null,null,null,null,null,null,0,0,"","","",{"$f":"IF(AD199=\"\",\"\",IF(AE199=1,YcCi(AK199,J199),YcTr(J199,AJ199,AN199)))","v":""},{"$f":"IF(AD199=\"\",\"\",IF(AE199=1,Teta1(AX199,AK199),\"-\"))","v":""},{"$f":"IF(AD199=\"\",\"\",IF(AE199=1,AreaCi(AK199,AX199),AreaTr(AJ199,AN199,AX199)))","v":""},"",{"$f":"IF(AD199=\"\",\"\",IF(AE199=1,Ynci(AK199,J199,AM199,AO199),YnTr(1,AM199,AJ199,AN199,AO199,J199)))","v":""},{"$f":"IF(AD199=\"\",\"\",IF(AE199=1,Teta1(BB199,AK199),\"-\"))","v":""},{"$f":"IF(AD199=\"\",\"\",IF(AE199=1,AreaCi(AK199,BB199),AreaTr(AJ199,AN199,BB199)))","v":""},{"$f":"IF(AD199=\"\",\"\",IF(AE199=1,FrCi(BF199,9.806,BC199,AK199),FrTr(BF199,9.806,AJ199,AN199,BB199)))","v":""},"",{"$f":"IF(AD199=\"\",\"\",IF(AE199=1,LOOKUP(AI199,'Vmáx(material) - Tab.4.3'!$L$2:$L$11,'Vmáx(material) - Tab.4.3'!$M$2:$M$11),LOOKUP(AI199,'Vmáx(material) - Tab.4.3'!$L$15,'Vmáx(material) - Tab.4.3'!$M$15)))","v":""},{"$f":"IF(AD199=\"\",\"\",VLOOKUP($AH199,'Vmáx(material) - Tab.4.3'!$R$35:$X$41,2))","v":""},{"$f":"IF(AD199=\"\",\"\",VLOOKUP($AH199,'Vmáx(material) - Tab.4.3'!$R$35:$X$41,3))","v":""},{"$f":"IF(AD199=\"\",\"\",VLOOKUP($AH199,'Vmáx(material) - Tab.4.3'!$R$35:$X$41,4))","v":""},{"$f":"IF(AD199=\"\",\"\",VLOOKUP($AH199,'Vmáx(material) - Tab.4.3'!$R$35:$X$41,5))","v":""},{"$f":"IF(AD199=\"\",\"\",VLOOKUP($AH199,'Vmáx(material) - Tab.4.3'!$R$35:$X$41,6))","v":""},{"$f":"IF(AD199=\"\",\"\",IF(AD199=\"\",\"\",VLOOKUP($AH199,'Vmáx(material) - Tab.4.3'!$R$35:$X$41,7)))","v":""},{"$f":"IF(AD199=\"\",\"\",IF(AE199=1,FCi(J199,AK199),FTr(J199,AJ199,AK199)))","v":""},"",{"$f":"IF(AD199=\"\",\"\",Hw(BH199,BI199,BJ199,BK199,BL199,BM199,Z,BN199,AO199,AK199))","v":""},"","","","",{"$f":"IF(AD199=\"\",\"\",ho(BT199,AK199,AX199))","v":""},{"$f":"IF(AD199=\"\",\"\",IF(AE199=1,PeriCi(AK199,BB199),PeriTr(AJ199,AN199,BB199)))","v":""},{"$f":"IF(AD199=\"\",\"\",IF(AE199=1,AreaCi(AK199,BB199),AreaTr(AJ199,AN199,BB199)))","v":""},{"$f":"IF(AD199=\"\",\"\",RhCi(BW199,BV199))","v":""},"",{"$f":"IF(AD199=\"\",\"\",hf(AL199,J199,AM199,BW199,BX199))","v":""},{"$f":"IF(AD199=\"\",\"\",LOOKUP(AP199,Tab.4.5!$J$6:$J$27,Tab.4.5!$L$6:$L$27))","v":""},{"$f":"IF(AD199=\"\",\"\",He(CA199,BY199))","v":""},{"$f":"IF(AD199=\"\",\"\",Hs(BY199))","v":""},{"$f":"IF(AD199=\"\",\"\",Hm(BU199,BZ199,CB199,CC199,AL199,AO199))","v":""},"","","","","","",null,null,null,null,null,null,null,null,null,null,null,null,null,null,null,0,0,0,0,0,{"$f":"IF(CK199=\"\",\"\",IF(CL199=1,YcCi(CR199,J199),YcTr(J199,CQ199,CU199)))","v":""},{"$f":"IF(CK199=\"\",\"\",IF(CL199=1,Teta1(DE199,CR199),\"-\"))","v":""},"","",{"$f":"IF(CK199=\"\",\"\",IF(CL199=1,Ynci(CR199,J199,CT199,CV199),YnTr(1,CT199,CQ199,CU199,CV199,J199)))","v":""},{"$f":"IF(CK199=\"\",\"\",IF(CL199=1,Teta1(DI199,CR199),\"-\"))","v":""},{"$f":"IF(CK199=\"\",\"\",IF(CL199=1,AreaCi(CR199,J199),AreaTr(CQ199,CU199,DI199)))","v":""},{"$f":"IF(CK199=\"\",\"\",IF(CL199=1,FrCi(DM199,9.806,DJ199,CR199),FrTr(DM199,9.806,CQ199,CU199,DI199)))","v":""},"",{"$f":"IF(CK199=\"\",\"\",IF(CL199=1,LOOKUP(CP199,'Vmáx(material) - Tab.4.3'!$L$2:$L$11,'Vmáx(material) - Tab.4.3'!$M$2:$M$11),LOOKUP(CP199,'Vmáx(material) - Tab.4.3'!$L$15,'Vmáx(material) - Tab.4.3'!$M$15)))","v":""},{"$f":"IF(CK199=\"\",\"\",VLOOKUP($CO199,'Vmáx(material) - Tab.4.3'!$R$35:$X$41,2))","v":""},{"$f":"IF(CK199=\"\",\"\",VLOOKUP($CO199,'Vmáx(material) - Tab.4.3'!$R$35:$X$41,3))","v":""},{"$f":"IF(CK199=\"\",\"\",VLOOKUP($CO199,'Vmáx(material) - Tab.4.3'!$R$35:$X$41,4))","v":""},{"$f":"IF(CK199=\"\",\"\",VLOOKUP($CO199,'Vmáx(material) - Tab.4.3'!$R$35:$X$41,5))","v":""},{"$f":"IF(CK199=\"\",\"\",VLOOKUP($CO199,'Vmáx(material) - Tab.4.3'!$R$35:$X$41,6))","v":""},{"$f":"IF(CK199=\"\",\"\",IF(CK199=\"\",\"\",VLOOKUP(CO199,'Vmáx(material) - Tab.4.3'!$R$35:$X$41,7)))","v":""},{"$f":"IF(CK199=\"\",\"\",IF(CL199=1,FCi(J199,CR199),FTr(J199,CQ199,CR199)))","v":""},"",{"$f":"IF(CK199=\"\",\"\",Hw(DO199,DP199,DQ199,DR199,DS199,DT199,Z,DU199,CV199,CR199))","v":""},"","","","","",{"$f":"IF(CK199=\"\",\"\",IF(CL199=1,PeriCi(CR199,DI199),PeriTr(CQ199,CU199,DI199)))","v":""},{"$f":"IF(CK199=\"\",\"\",IF(CL199=1,AreaCi(CR199,DI199),AreaTr(CQ199,CU199,DI199)))","v":""},{"$f":"IF(CK199=\"\",\"\",RhCi(DK199,EC199))","v":""},"",{"$f":"IF(CK199=\"\",\"\",hf(CS199,J199,CT199,DK199,EE199))","v":""},{"$f":"IF(CK199=\"\",\"\",LOOKUP(CW199,Tab.4.5!$J$6:$J$27,Tab.4.5!$L$6:$L$27))","v":""},{"$f":"IF(CK199=\"\",\"\",He(EH199,DM199))","v":""},{"$f":"IF(CK199=\"\",\"\",Hs(DM199))","v":""},{"$f":"IF(CK199=\"\",\"\",Hm(EB199,EG199,EI199,EJ199,CS199,CV199))","v":""},"","","","","","","K45+-45000 () ",{"$f":"IF(B199=\"Existe.\",IF(AE199=1,CONCATENATE(#REF!,AK199,\" m.\"),CONCATENATE(#REF!,AJ199,\" m x \",AK199,\" m.\")),IF(CL199=1,CONCATENATE(#REF!,CR199,\" m.\"),CONCATENATE(#REF!,CQ199,\" m x \",CR199,\" m.\")))","v":{"$error":"#REF!"}},"Concreto, L =  m, S = 0 %.","Cota clave eje= 0 msnm.",null,null,null,"","","","","",{"$f":"IF(EV199=\"\",\"\",VLOOKUP(EY199,'Estructura escalonada'!$D$3:$H$953,2))","v":""},"","","","","",""]
[null,null,null,null,null,null,null,null,null,null,null,0,null,0,null,null,null,null,null,null,{"$f":"IF(K200=\"No\",\"\",IF(O200=\"\",YcCi(P200,N200),YcTr(N200,O200,S200)))","v":{"$error":"#VALUE!"}},{"$f":"IF(K200=\"No\",\"\",IF(O200=\"\",Teta1(U200,P200),\"-\"))","v":{"$error":"#VALUE!"}},{"$error":"#VALUE!"},{"$error":"#VALUE!"},{"$f":"IF(K200=\"No\",\"\",IF(O200=\"\",Ynci(P200,N200,R200,T200),YnTr(1,R200,O200,S200,T200,N200)))","v":{"$error":"#VALUE!"}},{"$f":"IF(K200=\"No\",\"\",IF(O200=\"\",Teta1(Y200,P200),\"-\"))","v":{"$error":"#VALUE!"}},{"$f":"IF(K200=\"No\",\"\",IF(O200=\"\",AreaCi(P200,Y200),AreaTr(O200,S200,Y200)))","v":{"$error":"#VALUE!"}},{"$f":"IF(K200=\"No\",\"\",IF(O200=\"\",FrCi(AC200,9.806,Z200,P200),FrTr(AC200,9.806,O200,S200,Y200)))","v":{"$error":"#VALUE!"}},{"$error":"#VALUE!"},null,null,null,null,null,null,null,null,null,null,null,null,null,null,null,0,0,"","","",{"$f":"IF(AD200=\"\",\"\",IF(AE200=1,YcCi(AK200,J200),YcTr(J200,AJ200,AN200)))","v":""},{"$f":"IF(AD200=\"\",\"\",IF(AE200=1,Teta1(AX200,AK200),\"-\"))","v":""},{"$f":"IF(AD200=\"\",\"\",IF(AE200=1,AreaCi(AK200,AX200),AreaTr(AJ200,AN200,AX200)))","v":""},"",{"$f":"IF(AD200=\"\",\"\",IF(AE200=1,Ynci(AK200,J200,AM200,AO200),YnTr(1,AM200,AJ200,AN200,AO200,J200)))","v":""},{"$f":"IF(AD200=\"\",\"\",IF(AE200=1,Teta1(BB200,AK200),\"-\"))","v":""},{"$f":"IF(AD200=\"\",\"\",IF(AE200=1,AreaCi(AK200,BB200),AreaTr(AJ200,AN200,BB200)))","v":""},{"$f":"IF(AD200=\"\",\"\",IF(AE200=1,FrCi(BF200,9.806,BC200,AK200),FrTr(BF200,9.806,AJ200,AN200,BB200)))","v":""},"",{"$f":"IF(AD200=\"\",\"\",IF(AE200=1,LOOKUP(AI200,'Vmáx(material) - Tab.4.3'!$L$2:$L$11,'Vmáx(material) - Tab.4.3'!$M$2:$M$11),LOOKUP(AI200,'Vmáx(material) - Tab.4.3'!$L$15,'Vmáx(material) - Tab.4.3'!$M$15)))","v":""},{"$f":"IF(AD200=\"\",\"\",VLOOKUP($AH200,'Vmáx(material) - Tab.4.3'!$R$35:$X$41,2))","v":""},{"$f":"IF(AD200=\"\",\"\",VLOOKUP($AH200,'Vmáx(material) - Tab.4.3'!$R$35:$X$41,3))","v":""},{"$f":"IF(AD200=\"\",\"\",VLOOKUP($AH200,'Vmáx(material) - Tab.4.3'!$R$35:$X$41,4))","v":""},{"$f":"IF(AD200=\"\",\"\",VLOOKUP($AH200,'Vmáx(material) - Tab.4.3'!$R$35:$X$41,5))","v":""},{"$f":"IF(AD200=\"\",\"\",VLOOKUP($AH200,'Vmáx(material) - Tab.4.3'!$R$35:$X$41,6))","v":""},{"$f":"IF(AD200=\"\",\"\",IF(AD200=\"\",\"\",VLOOKUP($AH200,'Vmáx(material) - Tab.4.3'!$R$35:$X$41,7)))","v":""},{"$f":"IF(AD200=\"\",\"\",IF(AE200=1,FCi(J200,AK200),FTr(J200,AJ200,AK200)))","v":""},"",{"$f":"IF(AD200=\"\",\"\",Hw(BH200,BI200,BJ200,BK200,BL200,BM200,Z,BN200,AO200,AK200))","v":""},"","","","",{"$f":"IF(AD200=\"\",\"\",ho(BT200,AK200,AX200))","v":""},{"$f":"IF(AD200=\"\",\"\",IF(AE200=1,PeriCi(AK200,BB200),PeriTr(AJ200,AN200,BB200)))","v":""},{"$f":"IF(AD200=\"\",\"\",IF(AE200=1,AreaCi(AK200,BB200),AreaTr(AJ200,AN200,BB200)))","v":""},{"$f":"IF(AD200=\"\",\"\",RhCi(BW200,BV200))","v":""},"",{"$f":"IF(AD200=\"\",\"\",hf(AL200,J200,AM200,BW200,BX200))","v":""},{"$f":"IF(AD200=\"\",\"\",LOOKUP(AP200,Tab.4.5!$J$6:$J$27,Tab.4.5!$L$6:$L$27))","v":""},{"$f":"IF(AD200=\"\",\"\",He(CA200,BY200))","v":""},{"$f":"IF(AD200=\"\",\"\",Hs(BY200))","v":""},{"$f":"IF(AD200=\"\",\"\",Hm(BU200,BZ200,CB200,CC200,AL200,AO200))","v":""},"","","","","","",null,null,null,null,null,null,null,null,null,null,null,null,null,null,null,0,0,0,0,0,{"$f":"IF(CK200=\"\",\"\",IF(CL200=1,YcCi(CR200,J200),YcTr(J200,CQ200,CU200)))","v":""},{"$f":"IF(CK200=\"\",\"\",IF(CL200=1,Teta1(DE200,CR200),\"-\"))","v":""},"","",{"$f":"IF(CK200=\"\",\"\",IF(CL200=1,Ynci(CR200,J200,CT200,CV200),YnTr(1,CT200,CQ200,CU200,CV200,J200)))","v":""},{"$f":"IF(CK200=\"\",\"\",IF(CL200=1,Teta1(DI200,CR200),\"-\"))","v":""},{"$f":"IF(CK200=\"\",\"\",IF(CL200=1,AreaCi(CR200,J200),AreaTr(CQ200,CU200,DI200)))","v":""},{"$f":"IF(CK200=\"\",\"\",IF(CL200=1,FrCi(DM200,9.806,DJ200,CR200),FrTr(DM200,9.806,CQ200,CU200,DI200)))","v":""},"",{"$f":"IF(CK200=\"\",\"\",IF(CL200=1,LOOKUP(CP200,'Vmáx(material) - Tab.4.3'!$L$2:$L$11,'Vmáx(material) - Tab.4.3'!$M$2:$M$11),LOOKUP(CP200,'Vmáx(material) - Tab.4.3'!$L$15,'Vmáx(material) - Tab.4.3'!$M$15)))","v":""},{"$f":"IF(CK200=\"\",\"\",VLOOKUP($CO200,'Vmáx(material) - Tab.4.3'!$R$35:$X$41,2))","v":""},{"$f":"IF(CK200=\"\",\"\",VLOOKUP($CO200,'Vmáx(material) - Tab.4.3'!$R$35:$X$41,3))","v":""},{"$f":"IF(CK200=\"\",\"\",VLOOKUP($CO200,'Vmáx(material) - Tab.4.3'!$R$35:$X$41,4))","v":""},{"$f":"IF(CK200=\"\",\"\",VLOOKUP($CO200,'Vmáx(material) - Tab.4.3'!$R$35:$X$41,5))","v":""},{"$f":"IF(CK200=\"\",\"\",VLOOKUP($CO200,'Vmáx(material) - Tab.4.3'!$R$35:$X$41,6))","v":""},{"$f":"IF(CK200=\"\",\"\",IF(CK200=\"\",\"\",VLOOKUP(CO200,'Vmáx(material) - Tab.4.3'!$R$35:$X$41,7)))","v":""},{"$f":"IF(CK200=\"\",\"\",IF(CL200=1,FCi(J200,CR200),FTr(J200,CQ200,CR200)))","v":""},"",{"$f":"IF(CK200=\"\",\"\",Hw(DO200,DP200,DQ200,DR200,DS200,DT200,Z,DU200,CV200,CR200))","v":""},"","","","","",{"$f":"IF(CK200=\"\",\"\",IF(CL200=1,PeriCi(CR200,DI200),PeriTr(CQ200,CU200,DI200)))","v":""},{"$f":"IF(CK200=\"\",\"\",IF(CL200=1,AreaCi(CR200,DI200),AreaTr(CQ200,CU200,DI200)))","v":""},{"$f":"IF(CK200=\"\",\"\",RhCi(DK200,EC200))","v":""},"",{"$f":"IF(CK200=\"\",\"\",hf(CS200,J200,CT200,DK200,EE200))","v":""},{"$f":"IF(CK200=\"\",\"\",LOOKUP(CW200,Tab.4.5!$J$6:$J$27,Tab.4.5!$L$6:$L$27))","v":""},{"$f":"IF(CK200=\"\",\"\",He(EH200,DM200))","v":""},{"$f":"IF(CK200=\"\",\"\",Hs(DM200))","v":""},{"$f":"IF(CK200=\"\",\"\",Hm(EB200,EG200,EI200,EJ200,CS200,CV200))","v":""},"","","","","","","K45+-45000 () ",{"$f":"IF(B200=\"Existe.\",IF(AE200=1,CONCATENATE(#REF!,AK200,\" m.\"),CONCATENATE(#REF!,AJ200,\" m x \",AK200,\" m.\")),IF(CL200=1,CONCATENATE(#REF!,CR200,\" m.\"),CONCATENATE(#REF!,CQ200,\" m x \",CR200,\" m.\")))","v":{"$error":"#REF!"}},"Concreto, L =  m, S = 0 %.","Cota clave eje= 0 msnm.",null,null,null,"","","","","",{"$f":"IF(EV200=\"\",\"\",VLOOKUP(EY200,'Estructura escalonada'!$D$3:$H$953,2))","v":""},"","","","","",""]
[null,null,null,null,null,null,null,null,null,null,null,0,null,0,null,null,null,null,null,null,{"$f":"IF(K201=\"No\",\"\",IF(O201=\"\",YcCi(P201,N201),YcTr(N201,O201,S201)))","v":{"$error":"#VALUE!"}},{"$f":"IF(K201=\"No\",\"\",IF(O201=\"\",Teta1(U201,P201),\"-\"))","v":{"$error":"#VALUE!"}},{"$error":"#VALUE!"},{"$error":"#VALUE!"},{"$f":"IF(K201=\"No\",\"\",IF(O201=\"\",Ynci(P201,N201,R201,T201),YnTr(1,R201,O201,S201,T201,N201)))","v":{"$error":"#VALUE!"}},{"$f":"IF(K201=\"No\",\"\",IF(O201=\"\",Teta1(Y201,P201),\"-\"))","v":{"$error":"#VALUE!"}},{"$f":"IF(K201=\"No\",\"\",IF(O201=\"\",AreaCi(P201,Y201),AreaTr(O201,S201,Y201)))","v":{"$error":"#VALUE!"}},{"$f":"IF(K201=\"No\",\"\",IF(O201=\"\",FrCi(AC201,9.806,Z201,P201),FrTr(AC201,9.806,O201,S201,Y201)))","v":{"$error":"#VALUE!"}},{"$error":"#VALUE!"},null,null,null,null,null,null,null,null,null,null,null,null,null,null,null,0,0,"","","",{"$f":"IF(AD201=\"\",\"\",IF(AE201=1,YcCi(AK201,J201),YcTr(J201,AJ201,AN201)))","v":""},{"$f":"IF(AD201=\"\",\"\",IF(AE201=1,Teta1(AX201,AK201),\"-\"))","v":""},{"$f":"IF(AD201=\"\",\"\",IF(AE201=1,AreaCi(AK201,AX201),AreaTr(AJ201,AN201,AX201)))","v":""},"",{"$f":"IF(AD201=\"\",\"\",IF(AE201=1,Ynci(AK201,J201,AM201,AO201),YnTr(1,AM201,AJ201,AN201,AO201,J201)))","v":""},{"$f":"IF(AD201=\"\",\"\",IF(AE201=1,Teta1(BB201,AK201),\"-\"))","v":""},{"$f":"IF(AD201=\"\",\"\",IF(AE201=1,AreaCi(AK201,BB201),AreaTr(AJ201,AN201,BB201)))","v":""},{"$f":"IF(AD201=\"\",\"\",IF(AE201=1,FrCi(BF201,9.806,BC201,AK201),FrTr(BF201,9.806,AJ201,AN201,BB201)))","v":""},"",{"$f":"IF(AD201=\"\",\"\",IF(AE201=1,LOOKUP(AI201,'Vmáx(material) - Tab.4.3'!$L$2:$L$11,'Vmáx(material) - Tab.4.3'!$M$2:$M$11),LOOKUP(AI201,'Vmáx(material) - Tab.4.3'!$L$15,'Vmáx(material) - Tab.4.3'!$M$15)))","v":""},{"$f":"IF(AD201=\"\",\"\",VLOOKUP($AH201,'Vmáx(material) - Tab.4.3'!$R$35:$X$41,2))","v":""},{"$f":"IF(AD201=\"\",\"\",VLOOKUP($AH201,'Vmáx(material) - Tab.4.3'!$R$35:$X$41,3))","v":""},{"$f":"IF(AD201=\"\",\"\",VLOOKUP($AH201,'Vmáx(material) - Tab.4.3'!$R$35:$X$41,4))","v":""},{"$f":"IF(AD201=\"\",\"\",VLOOKUP($AH201,'Vmáx(material) - Tab.4.3'!$R$35:$X$41,5))","v":""},{"$f":"IF(AD201=\"\",\"\",VLOOKUP($AH201,'Vmáx(material) - Tab.4.3'!$R$35:$X$41,6))","v":""},{"$f":"IF(AD201=\"\",\"\",IF(AD201=\"\",\"\",VLOOKUP($AH201,'Vmáx(material) - Tab.4.3'!$R$35:$X$41,7)))","v":""},{"$f":"IF(AD201=\"\",\"\",IF(AE201=1,FCi(J201,AK201),FTr(J201,AJ201,AK201)))","v":""},"",{"$f":"IF(AD201=\"\",\"\",Hw(BH201,BI201,BJ201,BK201,BL201,BM201,Z,BN201,AO201,AK201))","v":""},"","","","",{"$f":"IF(AD201=\"\",\"\",ho(BT201,AK201,AX201))","v":""},{"$f":"IF(AD201=\"\",\"\",IF(AE201=1,PeriCi(AK201,BB201),PeriTr(AJ201,AN201,BB201)))","v":""},{"$f":"IF(AD201=\"\",\"\",IF(AE201=1,AreaCi(AK201,BB201),AreaTr(AJ201,AN201,BB201)))","v":""},{"$f":"IF(AD201=\"\",\"\",RhCi(BW201,BV201))","v":""},"",{"$f":"IF(AD201=\"\",\"\",hf(AL201,J201,AM201,BW201,BX201))","v":""},{"$f":"IF(AD201=\"\",\"\",LOOKUP(AP201,Tab.4.5!$J$6:$J$27,Tab.4.5!$L$6:$L$27))","v":""},{"$f":"IF(AD201=\"\",\"\",He(CA201,BY201))","v":""},{"$f":"IF(AD201=\"\",\"\",Hs(BY201))","v":""},{"$f":"IF(AD201=\"\",\"\",Hm(BU201,BZ201,CB201,CC201,AL201,AO201))","v":""},"","","","","","",null,null,null,null,null,null,null,null,null,null,null,null,null,null,null,0,0,0,0,0,{"$f":"IF(CK201=\"\",\"\",IF(CL201=1,YcCi(CR201,J201),YcTr(J201,CQ201,CU201)))","v":""},{"$f":"IF(CK201=\"\",\"\",IF(CL201=1,Teta1(DE201,CR201),\"-\"))","v":""},"","",{"$f":"IF(CK201=\"\",\"\",IF(CL201=1,Ynci(CR201,J201,CT201,CV201),YnTr(1,CT201,CQ201,CU201,CV201,J201)))","v":""},{"$f":"IF(CK201=\"\",\"\",IF(CL201=1,Teta1(DI201,CR201),\"-\"))","v":""},{"$f":"IF(CK201=\"\",\"\",IF(CL201=1,AreaCi(CR201,J201),AreaTr(CQ201,CU201,DI201)))","v":""},{"$f":"IF(CK201=\"\",\"\",IF(CL201=1,FrCi(DM201,9.806,DJ201,CR201),FrTr(DM201,9.806,CQ201,CU201,DI201)))","v":""},"",{"$f":"IF(CK201=\"\",\"\",IF(CL201=1,LOOKUP(CP201,'Vmáx(material) - Tab.4.3'!$L$2:$L$11,'Vmáx(material) - Tab.4.3'!$M$2:$M$11),LOOKUP(CP201,'Vmáx(material) - Tab.4.3'!$L$15,'Vmáx(material) - Tab.4.3'!$M$15)))","v":""},{"$f":"IF(CK201=\"\",\"\",VLOOKUP($CO201,'Vmáx(material) - Tab.4.3'!$R$35:$X$41,2))","v":""},{"$f":"IF(CK201=\"\",\"\",VLOOKUP($CO201,'Vmáx(material) - Tab.4.3'!$R$35:$X$41,3))","v":""},{"$f":"IF(CK201=\"\",\"\",VLOOKUP($CO201,'Vmáx(material) - Tab.4.3'!$R$35:$X$41,4))","v":""},{"$f":"IF(CK201=\"\",\"\",VLOOKUP($CO201,'Vmáx(material) - Tab.4.3'!$R$35:$X$41,5))","v":""},{"$f":"IF(CK201=\"\",\"\",VLOOKUP($CO201,'Vmáx(material) - Tab.4.3'!$R$35:$X$41,6))","v":""},{"$f":"IF(CK201=\"\",\"\",IF(CK201=\"\",\"\",VLOOKUP(CO201,'Vmáx(material) - Tab.4.3'!$R$35:$X$41,7)))","v":""},{"$f":"IF(CK201=\"\",\"\",IF(CL201=1,FCi(J201,CR201),FTr(J201,CQ201,CR201)))","v":""},"",{"$f":"IF(CK201=\"\",\"\",Hw(DO201,DP201,DQ201,DR201,DS201,DT201,Z,DU201,CV201,CR201))","v":""},"","","","","",{"$f":"IF(CK201=\"\",\"\",IF(CL201=1,PeriCi(CR201,DI201),PeriTr(CQ201,CU201,DI201)))","v":""},{"$f":"IF(CK201=\"\",\"\",IF(CL201=1,AreaCi(CR201,DI201),AreaTr(CQ201,CU201,DI201)))","v":""},{"$f":"IF(CK201=\"\",\"\",RhCi(DK201,EC201))","v":""},"",{"$f":"IF(CK201=\"\",\"\",hf(CS201,J201,CT201,DK201,EE201))","v":""},{"$f":"IF(CK201=\"\",\"\",LOOKUP(CW201,Tab.4.5!$J$6:$J$27,Tab.4.5!$L$6:$L$27))","v":""},{"$f":"IF(CK201=\"\",\"\",He(EH201,DM201))","v":""},{"$f":"IF(CK201=\"\",\"\",Hs(DM201))","v":""},{"$f":"IF(CK201=\"\",\"\",Hm(EB201,EG201,EI201,EJ201,CS201,CV201))","v":""},"","","","","","","K45+-45000 () ",{"$f":"IF(B201=\"Existe.\",IF(AE201=1,CONCATENATE(#REF!,AK201,\" m.\"),CONCATENATE(#REF!,AJ201,\" m x \",AK201,\" m.\")),IF(CL201=1,CONCATENATE(#REF!,CR201,\" m.\"),CONCATENATE(#REF!,CQ201,\" m x \",CR201,\" m.\")))","v":{"$error":"#REF!"}},"Concreto, L =  m, S = 0 %.","Cota clave eje= 0 msnm.",null,null,null,"","","","","",{"$f":"IF(EV201=\"\",\"\",VLOOKUP(EY201,'Estructura escalonada'!$D$3:$H$953,2))","v":""},"","","","","",""]
[null,null,null,null,null,null,null,null,null,null,null,0,null,0,null,null,null,null,null,null,{"$f":"IF(K202=\"No\",\"\",IF(O202=\"\",YcCi(P202,N202),YcTr(N202,O202,S202)))","v":{"$error":"#VALUE!"}},{"$f":"IF(K202=\"No\",\"\",IF(O202=\"\",Teta1(U202,P202),\"-\"))","v":{"$error":"#VALUE!"}},{"$error":"#VALUE!"},{"$error":"#VALUE!"},{"$f":"IF(K202=\"No\",\"\",IF(O202=\"\",Ynci(P202,N202,R202,T202),YnTr(1,R202,O202,S202,T202,N202)))","v":{"$error":"#VALUE!"}},{"$f":"IF(K202=\"No\",\"\",IF(O202=\"\",Teta1(Y202,P202),\"-\"))","v":{"$error":"#VALUE!"}},{"$f":"IF(K202=\"No\",\"\",IF(O202=\"\",AreaCi(P202,Y202),AreaTr(O202,S202,Y202)))","v":{"$error":"#VALUE!"}},{"$f":"IF(K202=\"No\",\"\",IF(O202=\"\",FrCi(AC202,9.806,Z202,P202),FrTr(AC202,9.806,O202,S202,Y202)))","v":{"$error":"#VALUE!"}},{"$error":"#VALUE!"},null,null,null,null,null,null,null,null,null,null,null,null,null,null,null,0,0,"","","",{"$f":"IF(AD202=\"\",\"\",IF(AE202=1,YcCi(AK202,J202),YcTr(J202,AJ202,AN202)))","v":""},{"$f":"IF(AD202=\"\",\"\",IF(AE202=1,Teta1(AX202,AK202),\"-\"))","v":""},{"$f":"IF(AD202=\"\",\"\",IF(AE202=1,AreaCi(AK202,AX202),AreaTr(AJ202,AN202,AX202)))","v":""},"",{"$f":"IF(AD202=\"\",\"\",IF(AE202=1,Ynci(AK202,J202,AM202,AO202),YnTr(1,AM202,AJ202,AN202,AO202,J202)))","v":""},{"$f":"IF(AD202=\"\",\"\",IF(AE202=1,Teta1(BB202,AK202),\"-\"))","v":""},{"$f":"IF(AD202=\"\",\"\",IF(AE202=1,AreaCi(AK202,BB202),AreaTr(AJ202,AN202,BB202)))","v":""},{"$f":"IF(AD202=\"\",\"\",IF(AE202=1,FrCi(BF202,9.806,BC202,AK202),FrTr(BF202,9.806,AJ202,AN202,BB202)))","v":""},"",{"$f":"IF(AD202=\"\",\"\",IF(AE202=1,LOOKUP(AI202,'Vmáx(material) - Tab.4.3'!$L$2:$L$11,'Vmáx(material) - Tab.4.3'!$M$2:$M$11),LOOKUP(AI202,'Vmáx(material) - Tab.4.3'!$L$15,'Vmáx(material) - Tab.4.3'!$M$15)))","v":""},{"$f":"IF(AD202=\"\",\"\",VLOOKUP($AH202,'Vmáx(material) - Tab.4.3'!$R$35:$X$41,2))","v":""},{"$f":"IF(AD202=\"\",\"\",VLOOKUP($AH202,'Vmáx(material) - Tab.4.3'!$R$35:$X$41,3))","v":""},{"$f":"IF(AD202=\"\",\"\",VLOOKUP($AH202,'Vmáx(material) - Tab.4.3'!$R$35:$X$41,4))","v":""},{"$f":"IF(AD202=\"\",\"\",VLOOKUP($AH202,'Vmáx(material) - Tab.4.3'!$R$35:$X$41,5))","v":""},{"$f":"IF(AD202=\"\",\"\",VLOOKUP($AH202,'Vmáx(material) - Tab.4.3'!$R$35:$X$41,6))","v":""},{"$f":"IF(AD202=\"\",\"\",IF(AD202=\"\",\"\",VLOOKUP($AH202,'Vmáx(material) - Tab.4.3'!$R$35:$X$41,7)))","v":""},{"$f":"IF(AD202=\"\",\"\",IF(AE202=1,FCi(J202,AK202),FTr(J202,AJ202,AK202)))","v":""},"",{"$f":"IF(AD202=\"\",\"\",Hw(BH202,BI202,BJ202,BK202,BL202,BM202,Z,BN202,AO202,AK202))","v":""},"","","","",{"$f":"IF(AD202=\"\",\"\",ho(BT202,AK202,AX202))","v":""},{"$f":"IF(AD202=\"\",\"\",IF(AE202=1,PeriCi(AK202,BB202),PeriTr(AJ202,AN202,BB202)))","v":""},{"$f":"IF(AD202=\"\",\"\",IF(AE202=1,AreaCi(AK202,BB202),AreaTr(AJ202,AN202,BB202)))","v":""},{"$f":"IF(AD202=\"\",\"\",RhCi(BW202,BV202))","v":""},"",{"$f":"IF(AD202=\"\",\"\",hf(AL202,J202,AM202,BW202,BX202))","v":""},{"$f":"IF(AD202=\"\",\"\",LOOKUP(AP202,Tab.4.5!$J$6:$J$27,Tab.4.5!$L$6:$L$27))","v":""},{"$f":"IF(AD202=\"\",\"\",He(CA202,BY202))","v":""},{"$f":"IF(AD202=\"\",\"\",Hs(BY202))","v":""},{"$f":"IF(AD202=\"\",\"\",Hm(BU202,BZ202,CB202,CC202,AL202,AO202))","v":""},"","","","","","",null,null,null,null,null,null,null,null,null,null,null,null,null,null,null,0,0,0,0,0,{"$f":"IF(CK202=\"\",\"\",IF(CL202=1,YcCi(CR202,J202),YcTr(J202,CQ202,CU202)))","v":""},{"$f":"IF(CK202=\"\",\"\",IF(CL202=1,Teta1(DE202,CR202),\"-\"))","v":""},"","",{"$f":"IF(CK202=\"\",\"\",IF(CL202=1,Ynci(CR202,J202,CT202,CV202),YnTr(1,CT202,CQ202,CU202,CV202,J202)))","v":""},{"$f":"IF(CK202=\"\",\"\",IF(CL202=1,Teta1(DI202,CR202),\"-\"))","v":""},{"$f":"IF(CK202=\"\",\"\",IF(CL202=1,AreaCi(CR202,J202),AreaTr(CQ202,CU202,DI202)))","v":""},{"$f":"IF(CK202=\"\",\"\",IF(CL202=1,FrCi(DM202,9.806,DJ202,CR202),FrTr(DM202,9.806,CQ202,CU202,DI202)))","v":""},"",{"$f":"IF(CK202=\"\",\"\",IF(CL202=1,LOOKUP(CP202,'Vmáx(material) - Tab.4.3'!$L$2:$L$11,'Vmáx(material) - Tab.4.3'!$M$2:$M$11),LOOKUP(CP202,'Vmáx(material) - Tab.4.3'!$L$15,'Vmáx(material) - Tab.4.3'!$M$15)))","v":""},{"$f":"IF(CK202=\"\",\"\",VLOOKUP($CO202,'Vmáx(material) - Tab.4.3'!$R$35:$X$41,2))","v":""},{"$f":"IF(CK202=\"\",\"\",VLOOKUP($CO202,'Vmáx(material) - Tab.4.3'!$R$35:$X$41,3))","v":""},{"$f":"IF(CK202=\"\",\"\",VLOOKUP($CO202,'Vmáx(material) - Tab.4.3'!$R$35:$X$41,4))","v":""},{"$f":"IF(CK202=\"\",\"\",VLOOKUP($CO202,'Vmáx(material) - Tab.4.3'!$R$35:$X$41,5))","v":""},{"$f":"IF(CK202=\"\",\"\",VLOOKUP($CO202,'Vmáx(material) - Tab.4.3'!$R$35:$X$41,6))","v":""},{"$f":"IF(CK202=\"\",\"\",IF(CK202=\"\",\"\",VLOOKUP(CO202,'Vmáx(material) - Tab.4.3'!$R$35:$X$41,7)))","v":""},{"$f":"IF(CK202=\"\",\"\",IF(CL202=1,FCi(J202,CR202),FTr(J202,CQ202,CR202)))","v":""},"",{"$f":"IF(CK202=\"\",\"\",Hw(DO202,DP202,DQ202,DR202,DS202,DT202,Z,DU202,CV202,CR202))","v":""},"","","","","",{"$f":"IF(CK202=\"\",\"\",IF(CL202=1,PeriCi(CR202,DI202),PeriTr(CQ202,CU202,DI202)))","v":""},{"$f":"IF(CK202=\"\",\"\",IF(CL202=1,AreaCi(CR202,DI202),AreaTr(CQ202,CU202,DI202)))","v":""},{"$f":"IF(CK202=\"\",\"\",RhCi(DK202,EC202))","v":""},"",{"$f":"IF(CK202=\"\",\"\",hf(CS202,J202,CT202,DK202,EE202))","v":""},{"$f":"IF(CK202=\"\",\"\",LOOKUP(CW202,Tab.4.5!$J$6:$J$27,Tab.4.5!$L$6:$L$27))","v":""},{"$f":"IF(CK202=\"\",\"\",He(EH202,DM202))","v":""},{"$f":"IF(CK202=\"\",\"\",Hs(DM202))","v":""},{"$f":"IF(CK202=\"\",\"\",Hm(EB202,EG202,EI202,EJ202,CS202,CV202))","v":""},"","","","","","","K45+-45000 () ",{"$f":"IF(B202=\"Existe.\",IF(AE202=1,CONCATENATE(#REF!,AK202,\" m.\"),CONCATENATE(#REF!,AJ202,\" m x \",AK202,\" m.\")),IF(CL202=1,CONCATENATE(#REF!,CR202,\" m.\"),CONCATENATE(#REF!,CQ202,\" m x \",CR202,\" m.\")))","v":{"$error":"#REF!"}},"Concreto, L =  m, S = 0 %.","Cota clave eje= 0 msnm.",null,null,null,"","","","","",{"$f":"IF(EV202=\"\",\"\",VLOOKUP(EY202,'Estructura escalonada'!$D$3:$H$953,2))","v":""},"","","","","",""]
[null,null,null,null,null,null,null,null,null,null,null,0,null,0,null,null,null,null,null,null,{"$f":"IF(K203=\"No\",\"\",IF(O203=\"\",YcCi(P203,N203),YcTr(N203,O203,S203)))","v":{"$error":"#VALUE!"}},{"$f":"IF(K203=\"No\",\"\",IF(O203=\"\",Teta1(U203,P203),\"-\"))","v":{"$error":"#VALUE!"}},{"$error":"#VALUE!"},{"$error":"#VALUE!"},{"$f":"IF(K203=\"No\",\"\",IF(O203=\"\",Ynci(P203,N203,R203,T203),YnTr(1,R203,O203,S203,T203,N203)))","v":{"$error":"#VALUE!"}},{"$f":"IF(K203=\"No\",\"\",IF(O203=\"\",Teta1(Y203,P203),\"-\"))","v":{"$error":"#VALUE!"}},{"$f":"IF(K203=\"No\",\"\",IF(O203=\"\",AreaCi(P203,Y203),AreaTr(O203,S203,Y203)))","v":{"$error":"#VALUE!"}},{"$f":"IF(K203=\"No\",\"\",IF(O203=\"\",FrCi(AC203,9.806,Z203,P203),FrTr(AC203,9.806,O203,S203,Y203)))","v":{"$error":"#VALUE!"}},{"$error":"#VALUE!"},null,null,null,null,null,null,null,null,null,null,null,null,null,null,null,0,0,"","","",{"$f":"IF(AD203=\"\",\"\",IF(AE203=1,YcCi(AK203,J203),YcTr(J203,AJ203,AN203)))","v":""},{"$f":"IF(AD203=\"\",\"\",IF(AE203=1,Teta1(AX203,AK203),\"-\"))","v":""},{"$f":"IF(AD203=\"\",\"\",IF(AE203=1,AreaCi(AK203,AX203),AreaTr(AJ203,AN203,AX203)))","v":""},"",{"$f":"IF(AD203=\"\",\"\",IF(AE203=1,Ynci(AK203,J203,AM203,AO203),YnTr(1,AM203,AJ203,AN203,AO203,J203)))","v":""},{"$f":"IF(AD203=\"\",\"\",IF(AE203=1,Teta1(BB203,AK203),\"-\"))","v":""},{"$f":"IF(AD203=\"\",\"\",IF(AE203=1,AreaCi(AK203,BB203),AreaTr(AJ203,AN203,BB203)))","v":""},{"$f":"IF(AD203=\"\",\"\",IF(AE203=1,FrCi(BF203,9.806,BC203,AK203),FrTr(BF203,9.806,AJ203,AN203,BB203)))","v":""},"",{"$f":"IF(AD203=\"\",\"\",IF(AE203=1,LOOKUP(AI203,'Vmáx(material) - Tab.4.3'!$L$2:$L$11,'Vmáx(material) - Tab.4.3'!$M$2:$M$11),LOOKUP(AI203,'Vmáx(material) - Tab.4.3'!$L$15,'Vmáx(material) - Tab.4.3'!$M$15)))","v":""},{"$f":"IF(AD203=\"\",\"\",VLOOKUP($AH203,'Vmáx(material) - Tab.4.3'!$R$35:$X$41,2))","v":""},{"$f":"IF(AD203=\"\",\"\",VLOOKUP($AH203,'Vmáx(material) - Tab.4.3'!$R$35:$X$41,3))","v":""},{"$f":"IF(AD203=\"\",\"\",VLOOKUP($AH203,'Vmáx(material) - Tab.4.3'!$R$35:$X$41,4))","v":""},{"$f":"IF(AD203=\"\",\"\",VLOOKUP($AH203,'Vmáx(material) - Tab.4.3'!$R$35:$X$41,5))","v":""},{"$f":"IF(AD203=\"\",\"\",VLOOKUP($AH203,'Vmáx(material) - Tab.4.3'!$R$35:$X$41,6))","v":""},{"$f":"IF(AD203=\"\",\"\",IF(AD203=\"\",\"\",VLOOKUP($AH203,'Vmáx(material) - Tab.4.3'!$R$35:$X$41,7)))","v":""},{"$f":"IF(AD203=\"\",\"\",IF(AE203=1,FCi(J203,AK203),FTr(J203,AJ203,AK203)))","v":""},"",{"$f":"IF(AD203=\"\",\"\",Hw(BH203,BI203,BJ203,BK203,BL203,BM203,Z,BN203,AO203,AK203))","v":""},"","","","",{"$f":"IF(AD203=\"\",\"\",ho(BT203,AK203,AX203))","v":""},{"$f":"IF(AD203=\"\",\"\",IF(AE203=1,PeriCi(AK203,BB203),PeriTr(AJ203,AN203,BB203)))","v":""},{"$f":"IF(AD203=\"\",\"\",IF(AE203=1,AreaCi(AK203,BB203),AreaTr(AJ203,AN203,BB203)))","v":""},{"$f":"IF(AD203=\"\",\"\",RhCi(BW203,BV203))","v":""},"",{"$f":"IF(AD203=\"\",\"\",hf(AL203,J203,AM203,BW203,BX203))","v":""},{"$f":"IF(AD203=\"\",\"\",LOOKUP(AP203,Tab.4.5!$J$6:$J$27,Tab.4.5!$L$6:$L$27))","v":""},{"$f":"IF(AD203=\"\",\"\",He(CA203,BY203))","v":""},{"$f":"IF(AD203=\"\",\"\",Hs(BY203))","v":""},{"$f":"IF(AD203=\"\",\"\",Hm(BU203,BZ203,CB203,CC203,AL203,AO203))","v":""},"","","","","","",null,null,null,null,null,null,null,null,null,null,null,null,null,null,null,0,0,0,0,0,{"$f":"IF(CK203=\"\",\"\",IF(CL203=1,YcCi(CR203,J203),YcTr(J203,CQ203,CU203)))","v":""},{"$f":"IF(CK203=\"\",\"\",IF(CL203=1,Teta1(DE203,CR203),\"-\"))","v":""},"","",{"$f":"IF(CK203=\"\",\"\",IF(CL203=1,Ynci(CR203,J203,CT203,CV203),YnTr(1,CT203,CQ203,CU203,CV203,J203)))","v":""},{"$f":"IF(CK203=\"\",\"\",IF(CL203=1,Teta1(DI203,CR203),\"-\"))","v":""},{"$f":"IF(CK203=\"\",\"\",IF(CL203=1,AreaCi(CR203,J203),AreaTr(CQ203,CU203,DI203)))","v":""},{"$f":"IF(CK203=\"\",\"\",IF(CL203=1,FrCi(DM203,9.806,DJ203,CR203),FrTr(DM203,9.806,CQ203,CU203,DI203)))","v":""},"",{"$f":"IF(CK203=\"\",\"\",IF(CL203=1,LOOKUP(CP203,'Vmáx(material) - Tab.4.3'!$L$2:$L$11,'Vmáx(material) - Tab.4.3'!$M$2:$M$11),LOOKUP(CP203,'Vmáx(material) - Tab.4.3'!$L$15,'Vmáx(material) - Tab.4.3'!$M$15)))","v":""},{"$f":"IF(CK203=\"\",\"\",VLOOKUP($CO203,'Vmáx(material) - Tab.4.3'!$R$35:$X$41,2))","v":""},{"$f":"IF(CK203=\"\",\"\",VLOOKUP($CO203,'Vmáx(material) - Tab.4.3'!$R$35:$X$41,3))","v":""},{"$f":"IF(CK203=\"\",\"\",VLOOKUP($CO203,'Vmáx(material) - Tab.4.3'!$R$35:$X$41,4))","v":""},{"$f":"IF(CK203=\"\",\"\",VLOOKUP($CO203,'Vmáx(material) - Tab.4.3'!$R$35:$X$41,5))","v":""},{"$f":"IF(CK203=\"\",\"\",VLOOKUP($CO203,'Vmáx(material) - Tab.4.3'!$R$35:$X$41,6))","v":""},{"$f":"IF(CK203=\"\",\"\",IF(CK203=\"\",\"\",VLOOKUP(CO203,'Vmáx(material) - Tab.4.3'!$R$35:$X$41,7)))","v":""},{"$f":"IF(CK203=\"\",\"\",IF(CL203=1,FCi(J203,CR203),FTr(J203,CQ203,CR203)))","v":""},"",{"$f":"IF(CK203=\"\",\"\",Hw(DO203,DP203,DQ203,DR203,DS203,DT203,Z,DU203,CV203,CR203))","v":""},"","","","","",{"$f":"IF(CK203=\"\",\"\",IF(CL203=1,PeriCi(CR203,DI203),PeriTr(CQ203,CU203,DI203)))","v":""},{"$f":"IF(CK203=\"\",\"\",IF(CL203=1,AreaCi(CR203,DI203),AreaTr(CQ203,CU203,DI203)))","v":""},{"$f":"IF(CK203=\"\",\"\",RhCi(DK203,EC203))","v":""},"",{"$f":"IF(CK203=\"\",\"\",hf(CS203,J203,CT203,DK203,EE203))","v":""},{"$f":"IF(CK203=\"\",\"\",LOOKUP(CW203,Tab.4.5!$J$6:$J$27,Tab.4.5!$L$6:$L$27))","v":""},{"$f":"IF(CK203=\"\",\"\",He(EH203,DM203))","v":""},{"$f":"IF(CK203=\"\",\"\",Hs(DM203))","v":""},{"$f":"IF(CK203=\"\",\"\",Hm(EB203,EG203,EI203,EJ203,CS203,CV203))","v":""},"","","","","","","K45+-45000 () ",{"$f":"IF(B203=\"Existe.\",IF(AE203=1,CONCATENATE(#REF!,AK203,\" m.\"),CONCATENATE(#REF!,AJ203,\" m x \",AK203,\" m.\")),IF(CL203=1,CONCATENATE(#REF!,CR203,\" m.\"),CONCATENATE(#REF!,CQ203,\" m x \",CR203,\" m.\")))","v":{"$error":"#REF!"}},"Concreto, L =  m, S = 0 %.","Cota clave eje= 0 msnm.",null,null,null,"","","","","",{"$f":"IF(EV203=\"\",\"\",VLOOKUP(EY203,'Estructura escalonada'!$D$3:$H$953,2))","v":""},"","","","","",""]
[null,null,null,null,null,null,null,null,null,null,null,0,null,0,null,null,null,null,null,null,{"$f":"IF(K204=\"No\",\"\",IF(O204=\"\",YcCi(P204,N204),YcTr(N204,O204,S204)))","v":{"$error":"#VALUE!"}},{"$f":"IF(K204=\"No\",\"\",IF(O204=\"\",Teta1(U204,P204),\"-\"))","v":{"$error":"#VALUE!"}},{"$error":"#VALUE!"},{"$error":"#VALUE!"},{"$f":"IF(K204=\"No\",\"\",IF(O204=\"\",Ynci(P204,N204,R204,T204),YnTr(1,R204,O204,S204,T204,N204)))","v":{"$error":"#VALUE!"}},{"$f":"IF(K204=\"No\",\"\",IF(O204=\"\",Teta1(Y204,P204),\"-\"))","v":{"$error":"#VALUE!"}},{"$f":"IF(K204=\"No\",\"\",IF(O204=\"\",AreaCi(P204,Y204),AreaTr(O204,S204,Y204)))","v":{"$error":"#VALUE!"}},{"$f":"IF(K204=\"No\",\"\",IF(O204=\"\",FrCi(AC204,9.806,Z204,P204),FrTr(AC204,9.806,O204,S204,Y204)))","v":{"$error":"#VALUE!"}},{"$error":"#VALUE!"},null,null,null,null,null,null,null,null,null,null,null,null,null,null,null,0,0,"","","",{"$f":"IF(AD204=\"\",\"\",IF(AE204=1,YcCi(AK204,J204),YcTr(J204,AJ204,AN204)))","v":""},{"$f":"IF(AD204=\"\",\"\",IF(AE204=1,Teta1(AX204,AK204),\"-\"))","v":""},{"$f":"IF(AD204=\"\",\"\",IF(AE204=1,AreaCi(AK204,AX204),AreaTr(AJ204,AN204,AX204)))","v":""},"",{"$f":"IF(AD204=\"\",\"\",IF(AE204=1,Ynci(AK204,J204,AM204,AO204),YnTr(1,AM204,AJ204,AN204,AO204,J204)))","v":""},{"$f":"IF(AD204=\"\",\"\",IF(AE204=1,Teta1(BB204,AK204),\"-\"))","v":""},{"$f":"IF(AD204=\"\",\"\",IF(AE204=1,AreaCi(AK204,BB204),AreaTr(AJ204,AN204,BB204)))","v":""},{"$f":"IF(AD204=\"\",\"\",IF(AE204=1,FrCi(BF204,9.806,BC204,AK204),FrTr(BF204,9.806,AJ204,AN204,BB204)))","v":""},"",{"$f":"IF(AD204=\"\",\"\",IF(AE204=1,LOOKUP(AI204,'Vmáx(material) - Tab.4.3'!$L$2:$L$11,'Vmáx(material) - Tab.4.3'!$M$2:$M$11),LOOKUP(AI204,'Vmáx(material) - Tab.4.3'!$L$15,'Vmáx(material) - Tab.4.3'!$M$15)))","v":""},{"$f":"IF(AD204=\"\",\"\",VLOOKUP($AH204,'Vmáx(material) - Tab.4.3'!$R$35:$X$41,2))","v":""},{"$f":"IF(AD204=\"\",\"\",VLOOKUP($AH204,'Vmáx(material) - Tab.4.3'!$R$35:$X$41,3))","v":""},{"$f":"IF(AD204=\"\",\"\",VLOOKUP($AH204,'Vmáx(material) - Tab.4.3'!$R$35:$X$41,4))","v":""},{"$f":"IF(AD204=\"\",\"\",VLOOKUP($AH204,'Vmáx(material) - Tab.4.3'!$R$35:$X$41,5))","v":""},{"$f":"IF(AD204=\"\",\"\",VLOOKUP($AH204,'Vmáx(material) - Tab.4.3'!$R$35:$X$41,6))","v":""},{"$f":"IF(AD204=\"\",\"\",IF(AD204=\"\",\"\",VLOOKUP($AH204,'Vmáx(material) - Tab.4.3'!$R$35:$X$41,7)))","v":""},{"$f":"IF(AD204=\"\",\"\",IF(AE204=1,FCi(J204,AK204),FTr(J204,AJ204,AK204)))","v":""},"",{"$f":"IF(AD204=\"\",\"\",Hw(BH204,BI204,BJ204,BK204,BL204,BM204,Z,BN204,AO204,AK204))","v":""},"","","","",{"$f":"IF(AD204=\"\",\"\",ho(BT204,AK204,AX204))","v":""},{"$f":"IF(AD204=\"\",\"\",IF(AE204=1,PeriCi(AK204,BB204),PeriTr(AJ204,AN204,BB204)))","v":""},{"$f":"IF(AD204=\"\",\"\",IF(AE204=1,AreaCi(AK204,BB204),AreaTr(AJ204,AN204,BB204)))","v":""},{"$f":"IF(AD204=\"\",\"\",RhCi(BW204,BV204))","v":""},"",{"$f":"IF(AD204=\"\",\"\",hf(AL204,J204,AM204,BW204,BX204))","v":""},{"$f":"IF(AD204=\"\",\"\",LOOKUP(AP204,Tab.4.5!$J$6:$J$27,Tab.4.5!$L$6:$L$27))","v":""},{"$f":"IF(AD204=\"\",\"\",He(CA204,BY204))","v":""},{"$f":"IF(AD204=\"\",\"\",Hs(BY204))","v":""},{"$f":"IF(AD204=\"\",\"\",Hm(BU204,BZ204,CB204,CC204,AL204,AO204))","v":""},"","","","","","",null,null,null,null,null,null,null,null,null,null,null,null,null,null,null,0,0,0,0,0,{"$f":"IF(CK204=\"\",\"\",IF(CL204=1,YcCi(CR204,J204),YcTr(J204,CQ204,CU204)))","v":""},{"$f":"IF(CK204=\"\",\"\",IF(CL204=1,Teta1(DE204,CR204),\"-\"))","v":""},"","",{"$f":"IF(CK204=\"\",\"\",IF(CL204=1,Ynci(CR204,J204,CT204,CV204),YnTr(1,CT204,CQ204,CU204,CV204,J204)))","v":""},{"$f":"IF(CK204=\"\",\"\",IF(CL204=1,Teta1(DI204,CR204),\"-\"))","v":""},{"$f":"IF(CK204=\"\",\"\",IF(CL204=1,AreaCi(CR204,J204),AreaTr(CQ204,CU204,DI204)))","v":""},{"$f":"IF(CK204=\"\",\"\",IF(CL204=1,FrCi(DM204,9.806,DJ204,CR204),FrTr(DM204,9.806,CQ204,CU204,DI204)))","v":""},"",{"$f":"IF(CK204=\"\",\"\",IF(CL204=1,LOOKUP(CP204,'Vmáx(material) - Tab.4.3'!$L$2:$L$11,'Vmáx(material) - Tab.4.3'!$M$2:$M$11),LOOKUP(CP204,'Vmáx(material) - Tab.4.3'!$L$15,'Vmáx(material) - Tab.4.3'!$M$15)))","v":""},{"$f":"IF(CK204=\"\",\"\",VLOOKUP($CO204,'Vmáx(material) - Tab.4.3'!$R$35:$X$41,2))","v":""},{"$f":"IF(CK204=\"\",\"\",VLOOKUP($CO204,'Vmáx(material) - Tab.4.3'!$R$35:$X$41,3))","v":""},{"$f":"IF(CK204=\"\",\"\",VLOOKUP($CO204,'Vmáx(material) - Tab.4.3'!$R$35:$X$41,4))","v":""},{"$f":"IF(CK204=\"\",\"\",VLOOKUP($CO204,'Vmáx(material) - Tab.4.3'!$R$35:$X$41,5))","v":""},{"$f":"IF(CK204=\"\",\"\",VLOOKUP($CO204,'Vmáx(material) - Tab.4.3'!$R$35:$X$41,6))","v":""},{"$f":"IF(CK204=\"\",\"\",IF(CK204=\"\",\"\",VLOOKUP(CO204,'Vmáx(material) - Tab.4.3'!$R$35:$X$41,7)))","v":""},{"$f":"IF(CK204=\"\",\"\",IF(CL204=1,FCi(J204,CR204),FTr(J204,CQ204,CR204)))","v":""},"",{"$f":"IF(CK204=\"\",\"\",Hw(DO204,DP204,DQ204,DR204,DS204,DT204,Z,DU204,CV204,CR204))","v":""},"","","","","",{"$f":"IF(CK204=\"\",\"\",IF(CL204=1,PeriCi(CR204,DI204),PeriTr(CQ204,CU204,DI204)))","v":""},{"$f":"IF(CK204=\"\",\"\",IF(CL204=1,AreaCi(CR204,DI204),AreaTr(CQ204,CU204,DI204)))","v":""},{"$f":"IF(CK204=\"\",\"\",RhCi(DK204,EC204))","v":""},"",{"$f":"IF(CK204=\"\",\"\",hf(CS204,J204,CT204,DK204,EE204))","v":""},{"$f":"IF(CK204=\"\",\"\",LOOKUP(CW204,Tab.4.5!$J$6:$J$27,Tab.4.5!$L$6:$L$27))","v":""},{"$f":"IF(CK204=\"\",\"\",He(EH204,DM204))","v":""},{"$f":"IF(CK204=\"\",\"\",Hs(DM204))","v":""},{"$f":"IF(CK204=\"\",\"\",Hm(EB204,EG204,EI204,EJ204,CS204,CV204))","v":""},"","","","","","","K45+-45000 () ",{"$f":"IF(B204=\"Existe.\",IF(AE204=1,CONCATENATE(#REF!,AK204,\" m.\"),CONCATENATE(#REF!,AJ204,\" m x \",AK204,\" m.\")),IF(CL204=1,CONCATENATE(#REF!,CR204,\" m.\"),CONCATENATE(#REF!,CQ204,\" m x \",CR204,\" m.\")))","v":{"$error":"#REF!"}},"Concreto, L =  m, S = 0 %.","Cota clave eje= 0 msnm.",null,null,null,"","","","","",{"$f":"IF(EV204=\"\",\"\",VLOOKUP(EY204,'Estructura escalonada'!$D$3:$H$953,2))","v":""},"","","","","",""]
[null,null,null,null,null,null,null,null,null,null,null,0,null,0,null,null,null,null,null,null,{"$f":"IF(K205=\"No\",\"\",IF(O205=\"\",YcCi(P205,N205),YcTr(N205,O205,S205)))","v":{"$error":"#VALUE!"}},{"$f":"IF(K205=\"No\",\"\",IF(O205=\"\",Teta1(U205,P205),\"-\"))","v":{"$error":"#VALUE!"}},{"$error":"#VALUE!"},{"$error":"#VALUE!"},{"$f":"IF(K205=\"No\",\"\",IF(O205=\"\",Ynci(P205,N205,R205,T205),YnTr(1,R205,O205,S205,T205,N205)))","v":{"$error":"#VALUE!"}},{"$f":"IF(K205=\"No\",\"\",IF(O205=\"\",Teta1(Y205,P205),\"-\"))","v":{"$error":"#VALUE!"}},{"$f":"IF(K205=\"No\",\"\",IF(O205=\"\",AreaCi(P205,Y205),AreaTr(O205,S205,Y205)))","v":{"$error":"#VALUE!"}},{"$f":"IF(K205=\"No\",\"\",IF(O205=\"\",FrCi(AC205,9.806,Z205,P205),FrTr(AC205,9.806,O205,S205,Y205)))","v":{"$error":"#VALUE!"}},{"$error":"#VALUE!"},null,null,null,null,null,null,null,null,null,null,null,null,null,null,null,0,0,"","","",{"$f":"IF(AD205=\"\",\"\",IF(AE205=1,YcCi(AK205,J205),YcTr(J205,AJ205,AN205)))","v":""},{"$f":"IF(AD205=\"\",\"\",IF(AE205=1,Teta1(AX205,AK205),\"-\"))","v":""},{"$f":"IF(AD205=\"\",\"\",IF(AE205=1,AreaCi(AK205,AX205),AreaTr(AJ205,AN205,AX205)))","v":""},"",{"$f":"IF(AD205=\"\",\"\",IF(AE205=1,Ynci(AK205,J205,AM205,AO205),YnTr(1,AM205,AJ205,AN205,AO205,J205)))","v":""},{"$f":"IF(AD205=\"\",\"\",IF(AE205=1,Teta1(BB205,AK205),\"-\"))","v":""},{"$f":"IF(AD205=\"\",\"\",IF(AE205=1,AreaCi(AK205,BB205),AreaTr(AJ205,AN205,BB205)))","v":""},{"$f":"IF(AD205=\"\",\"\",IF(AE205=1,FrCi(BF205,9.806,BC205,AK205),FrTr(BF205,9.806,AJ205,AN205,BB205)))","v":""},"",{"$f":"IF(AD205=\"\",\"\",IF(AE205=1,LOOKUP(AI205,'Vmáx(material) - Tab.4.3'!$L$2:$L$11,'Vmáx(material) - Tab.4.3'!$M$2:$M$11),LOOKUP(AI205,'Vmáx(material) - Tab.4.3'!$L$15,'Vmáx(material) - Tab.4.3'!$M$15)))","v":""},{"$f":"IF(AD205=\"\",\"\",VLOOKUP($AH205,'Vmáx(material) - Tab.4.3'!$R$35:$X$41,2))","v":""},{"$f":"IF(AD205=\"\",\"\",VLOOKUP($AH205,'Vmáx(material) - Tab.4.3'!$R$35:$X$41,3))","v":""},{"$f":"IF(AD205=\"\",\"\",VLOOKUP($AH205,'Vmáx(material) - Tab.4.3'!$R$35:$X$41,4))","v":""},{"$f":"IF(AD205=\"\",\"\",VLOOKUP($AH205,'Vmáx(material) - Tab.4.3'!$R$35:$X$41,5))","v":""},{"$f":"IF(AD205=\"\",\"\",VLOOKUP($AH205,'Vmáx(material) - Tab.4.3'!$R$35:$X$41,6))","v":""},{"$f":"IF(AD205=\"\",\"\",IF(AD205=\"\",\"\",VLOOKUP($AH205,'Vmáx(material) - Tab.4.3'!$R$35:$X$41,7)))","v":""},{"$f":"IF(AD205=\"\",\"\",IF(AE205=1,FCi(J205,AK205),FTr(J205,AJ205,AK205)))","v":""},"",{"$f":"IF(AD205=\"\",\"\",Hw(BH205,BI205,BJ205,BK205,BL205,BM205,Z,BN205,AO205,AK205))","v":""},"","","","",{"$f":"IF(AD205=\"\",\"\",ho(BT205,AK205,AX205))","v":""},{"$f":"IF(AD205=\"\",\"\",IF(AE205=1,PeriCi(AK205,BB205),PeriTr(AJ205,AN205,BB205)))","v":""},{"$f":"IF(AD205=\"\",\"\",IF(AE205=1,AreaCi(AK205,BB205),AreaTr(AJ205,AN205,BB205)))","v":""},{"$f":"IF(AD205=\"\",\"\",RhCi(BW205,BV205))","v":""},"",{"$f":"IF(AD205=\"\",\"\",hf(AL205,J205,AM205,BW205,BX205))","v":""},{"$f":"IF(AD205=\"\",\"\",LOOKUP(AP205,Tab.4.5!$J$6:$J$27,Tab.4.5!$L$6:$L$27))","v":""},{"$f":"IF(AD205=\"\",\"\",He(CA205,BY205))","v":""},{"$f":"IF(AD205=\"\",\"\",Hs(BY205))","v":""},{"$f":"IF(AD205=\"\",\"\",Hm(BU205,BZ205,CB205,CC205,AL205,AO205))","v":""},"","","","","","",null,null,null,null,null,null,null,null,null,null,null,null,null,null,null,0,0,0,0,0,{"$f":"IF(CK205=\"\",\"\",IF(CL205=1,YcCi(CR205,J205),YcTr(J205,CQ205,CU205)))","v":""},{"$f":"IF(CK205=\"\",\"\",IF(CL205=1,Teta1(DE205,CR205),\"-\"))","v":""},"","",{"$f":"IF(CK205=\"\",\"\",IF(CL205=1,Ynci(CR205,J205,CT205,CV205),YnTr(1,CT205,CQ205,CU205,CV205,J205)))","v":""},{"$f":"IF(CK205=\"\",\"\",IF(CL205=1,Teta1(DI205,CR205),\"-\"))","v":""},{"$f":"IF(CK205=\"\",\"\",IF(CL205=1,AreaCi(CR205,J205),AreaTr(CQ205,CU205,DI205)))","v":""},{"$f":"IF(CK205=\"\",\"\",IF(CL205=1,FrCi(DM205,9.806,DJ205,CR205),FrTr(DM205,9.806,CQ205,CU205,DI205)))","v":""},"",{"$f":"IF(CK205=\"\",\"\",IF(CL205=1,LOOKUP(CP205,'Vmáx(material) - Tab.4.3'!$L$2:$L$11,'Vmáx(material) - Tab.4.3'!$M$2:$M$11),LOOKUP(CP205,'Vmáx(material) - Tab.4.3'!$L$15,'Vmáx(material) - Tab.4.3'!$M$15)))","v":""},{"$f":"IF(CK205=\"\",\"\",VLOOKUP($CO205,'Vmáx(material) - Tab.4.3'!$R$35:$X$41,2))","v":""},{"$f":"IF(CK205=\"\",\"\",VLOOKUP($CO205,'Vmáx(material) - Tab.4.3'!$R$35:$X$41,3))","v":""},{"$f":"IF(CK205=\"\",\"\",VLOOKUP($CO205,'Vmáx(material) - Tab.4.3'!$R$35:$X$41,4))","v":""},{"$f":"IF(CK205=\"\",\"\",VLOOKUP($CO205,'Vmáx(material) - Tab.4.3'!$R$35:$X$41,5))","v":""},{"$f":"IF(CK205=\"\",\"\",VLOOKUP($CO205,'Vmáx(material) - Tab.4.3'!$R$35:$X$41,6))","v":""},{"$f":"IF(CK205=\"\",\"\",IF(CK205=\"\",\"\",VLOOKUP(CO205,'Vmáx(material) - Tab.4.3'!$R$35:$X$41,7)))","v":""},{"$f":"IF(CK205=\"\",\"\",IF(CL205=1,FCi(J205,CR205),FTr(J205,CQ205,CR205)))","v":""},"",{"$f":"IF(CK205=\"\",\"\",Hw(DO205,DP205,DQ205,DR205,DS205,DT205,Z,DU205,CV205,CR205))","v":""},"","","","","",{"$f":"IF(CK205=\"\",\"\",IF(CL205=1,PeriCi(CR205,DI205),PeriTr(CQ205,CU205,DI205)))","v":""},{"$f":"IF(CK205=\"\",\"\",IF(CL205=1,AreaCi(CR205,DI205),AreaTr(CQ205,CU205,DI205)))","v":""},{"$f":"IF(CK205=\"\",\"\",RhCi(DK205,EC205))","v":""},"",{"$f":"IF(CK205=\"\",\"\",hf(CS205,J205,CT205,DK205,EE205))","v":""},{"$f":"IF(CK205=\"\",\"\",LOOKUP(CW205,Tab.4.5!$J$6:$J$27,Tab.4.5!$L$6:$L$27))","v":""},{"$f":"IF(CK205=\"\",\"\",He(EH205,DM205))","v":""},{"$f":"IF(CK205=\"\",\"\",Hs(DM205))","v":""},{"$f":"IF(CK205=\"\",\"\",Hm(EB205,EG205,EI205,EJ205,CS205,CV205))","v":""},"","","","","","","K45+-45000 () ",{"$f":"IF(B205=\"Existe.\",IF(AE205=1,CONCATENATE(#REF!,AK205,\" m.\"),CONCATENATE(#REF!,AJ205,\" m x \",AK205,\" m.\")),IF(CL205=1,CONCATENATE(#REF!,CR205,\" m.\"),CONCATENATE(#REF!,CQ205,\" m x \",CR205,\" m.\")))","v":{"$error":"#REF!"}},"Concreto, L =  m, S = 0 %.","Cota clave eje= 0 msnm.",null,null,null,"","","","","",{"$f":"IF(EV205=\"\",\"\",VLOOKUP(EY205,'Estructura escalonada'!$D$3:$H$953,2))","v":""},"","","","","",""]
[null,null,null,null,null,null,null,null,null,null,null,0,null,0,null,null,null,null,null,null,{"$f":"IF(K206=\"No\",\"\",IF(O206=\"\",YcCi(P206,N206),YcTr(N206,O206,S206)))","v":{"$error":"#VALUE!"}},{"$f":"IF(K206=\"No\",\"\",IF(O206=\"\",Teta1(U206,P206),\"-\"))","v":{"$error":"#VALUE!"}},{"$error":"#VALUE!"},{"$error":"#VALUE!"},{"$f":"IF(K206=\"No\",\"\",IF(O206=\"\",Ynci(P206,N206,R206,T206),YnTr(1,R206,O206,S206,T206,N206)))","v":{"$error":"#VALUE!"}},{"$f":"IF(K206=\"No\",\"\",IF(O206=\"\",Teta1(Y206,P206),\"-\"))","v":{"$error":"#VALUE!"}},{"$f":"IF(K206=\"No\",\"\",IF(O206=\"\",AreaCi(P206,Y206),AreaTr(O206,S206,Y206)))","v":{"$error":"#VALUE!"}},{"$f":"IF(K206=\"No\",\"\",IF(O206=\"\",FrCi(AC206,9.806,Z206,P206),FrTr(AC206,9.806,O206,S206,Y206)))","v":{"$error":"#VALUE!"}},{"$error":"#VALUE!"},null,null,null,null,null,null,null,null,null,null,null,null,null,null,null,0,0,"","","",{"$f":"IF(AD206=\"\",\"\",IF(AE206=1,YcCi(AK206,J206),YcTr(J206,AJ206,AN206)))","v":""},{"$f":"IF(AD206=\"\",\"\",IF(AE206=1,Teta1(AX206,AK206),\"-\"))","v":""},{"$f":"IF(AD206=\"\",\"\",IF(AE206=1,AreaCi(AK206,AX206),AreaTr(AJ206,AN206,AX206)))","v":""},"",{"$f":"IF(AD206=\"\",\"\",IF(AE206=1,Ynci(AK206,J206,AM206,AO206),YnTr(1,AM206,AJ206,AN206,AO206,J206)))","v":""},{"$f":"IF(AD206=\"\",\"\",IF(AE206=1,Teta1(BB206,AK206),\"-\"))","v":""},{"$f":"IF(AD206=\"\",\"\",IF(AE206=1,AreaCi(AK206,BB206),AreaTr(AJ206,AN206,BB206)))","v":""},{"$f":"IF(AD206=\"\",\"\",IF(AE206=1,FrCi(BF206,9.806,BC206,AK206),FrTr(BF206,9.806,AJ206,AN206,BB206)))","v":""},"",{"$f":"IF(AD206=\"\",\"\",IF(AE206=1,LOOKUP(AI206,'Vmáx(material) - Tab.4.3'!$L$2:$L$11,'Vmáx(material) - Tab.4.3'!$M$2:$M$11),LOOKUP(AI206,'Vmáx(material) - Tab.4.3'!$L$15,'Vmáx(material) - Tab.4.3'!$M$15)))","v":""},{"$f":"IF(AD206=\"\",\"\",VLOOKUP($AH206,'Vmáx(material) - Tab.4.3'!$R$35:$X$41,2))","v":""},{"$f":"IF(AD206=\"\",\"\",VLOOKUP($AH206,'Vmáx(material) - Tab.4.3'!$R$35:$X$41,3))","v":""},{"$f":"IF(AD206=\"\",\"\",VLOOKUP($AH206,'Vmáx(material) - Tab.4.3'!$R$35:$X$41,4))","v":""},{"$f":"IF(AD206=\"\",\"\",VLOOKUP($AH206,'Vmáx(material) - Tab.4.3'!$R$35:$X$41,5))","v":""},{"$f":"IF(AD206=\"\",\"\",VLOOKUP($AH206,'Vmáx(material) - Tab.4.3'!$R$35:$X$41,6))","v":""},{"$f":"IF(AD206=\"\",\"\",IF(AD206=\"\",\"\",VLOOKUP($AH206,'Vmáx(material) - Tab.4.3'!$R$35:$X$41,7)))","v":""},{"$f":"IF(AD206=\"\",\"\",IF(AE206=1,FCi(J206,AK206),FTr(J206,AJ206,AK206)))","v":""},"",{"$f":"IF(AD206=\"\",\"\",Hw(BH206,BI206,BJ206,BK206,BL206,BM206,Z,BN206,AO206,AK206))","v":""},"","","","",{"$f":"IF(AD206=\"\",\"\",ho(BT206,AK206,AX206))","v":""},{"$f":"IF(AD206=\"\",\"\",IF(AE206=1,PeriCi(AK206,BB206),PeriTr(AJ206,AN206,BB206)))","v":""},{"$f":"IF(AD206=\"\",\"\",IF(AE206=1,AreaCi(AK206,BB206),AreaTr(AJ206,AN206,BB206)))","v":""},{"$f":"IF(AD206=\"\",\"\",RhCi(BW206,BV206))","v":""},"",{"$f":"IF(AD206=\"\",\"\",hf(AL206,J206,AM206,BW206,BX206))","v":""},{"$f":"IF(AD206=\"\",\"\",LOOKUP(AP206,Tab.4.5!$J$6:$J$27,Tab.4.5!$L$6:$L$27))","v":""},{"$f":"IF(AD206=\"\",\"\",He(CA206,BY206))","v":""},{"$f":"IF(AD206=\"\",\"\",Hs(BY206))","v":""},{"$f":"IF(AD206=\"\",\"\",Hm(BU206,BZ206,CB206,CC206,AL206,AO206))","v":""},"","","","","","",null,null,null,null,null,null,null,null,null,null,null,null,null,null,null,0,0,0,0,0,{"$f":"IF(CK206=\"\",\"\",IF(CL206=1,YcCi(CR206,J206),YcTr(J206,CQ206,CU206)))","v":""},{"$f":"IF(CK206=\"\",\"\",IF(CL206=1,Teta1(DE206,CR206),\"-\"))","v":""},"","",{"$f":"IF(CK206=\"\",\"\",IF(CL206=1,Ynci(CR206,J206,CT206,CV206),YnTr(1,CT206,CQ206,CU206,CV206,J206)))","v":""},{"$f":"IF(CK206=\"\",\"\",IF(CL206=1,Teta1(DI206,CR206),\"-\"))","v":""},{"$f":"IF(CK206=\"\",\"\",IF(CL206=1,AreaCi(CR206,J206),AreaTr(CQ206,CU206,DI206)))","v":""},{"$f":"IF(CK206=\"\",\"\",IF(CL206=1,FrCi(DM206,9.806,DJ206,CR206),FrTr(DM206,9.806,CQ206,CU206,DI206)))","v":""},"",{"$f":"IF(CK206=\"\",\"\",IF(CL206=1,LOOKUP(CP206,'Vmáx(material) - Tab.4.3'!$L$2:$L$11,'Vmáx(material) - Tab.4.3'!$M$2:$M$11),LOOKUP(CP206,'Vmáx(material) - Tab.4.3'!$L$15,'Vmáx(material) - Tab.4.3'!$M$15)))","v":""},{"$f":"IF(CK206=\"\",\"\",VLOOKUP($CO206,'Vmáx(material) - Tab.4.3'!$R$35:$X$41,2))","v":""},{"$f":"IF(CK206=\"\",\"\",VLOOKUP($CO206,'Vmáx(material) - Tab.4.3'!$R$35:$X$41,3))","v":""},{"$f":"IF(CK206=\"\",\"\",VLOOKUP($CO206,'Vmáx(material) - Tab.4.3'!$R$35:$X$41,4))","v":""},{"$f":"IF(CK206=\"\",\"\",VLOOKUP($CO206,'Vmáx(material) - Tab.4.3'!$R$35:$X$41,5))","v":""},{"$f":"IF(CK206=\"\",\"\",VLOOKUP($CO206,'Vmáx(material) - Tab.4.3'!$R$35:$X$41,6))","v":""},{"$f":"IF(CK206=\"\",\"\",IF(CK206=\"\",\"\",VLOOKUP(CO206,'Vmáx(material) - Tab.4.3'!$R$35:$X$41,7)))","v":""},{"$f":"IF(CK206=\"\",\"\",IF(CL206=1,FCi(J206,CR206),FTr(J206,CQ206,CR206)))","v":""},"",{"$f":"IF(CK206=\"\",\"\",Hw(DO206,DP206,DQ206,DR206,DS206,DT206,Z,DU206,CV206,CR206))","v":""},"","","","","",{"$f":"IF(CK206=\"\",\"\",IF(CL206=1,PeriCi(CR206,DI206),PeriTr(CQ206,CU206,DI206)))","v":""},{"$f":"IF(CK206=\"\",\"\",IF(CL206=1,AreaCi(CR206,DI206),AreaTr(CQ206,CU206,DI206)))","v":""},{"$f":"IF(CK206=\"\",\"\",RhCi(DK206,EC206))","v":""},"",{"$f":"IF(CK206=\"\",\"\",hf(CS206,J206,CT206,DK206,EE206))","v":""},{"$f":"IF(CK206=\"\",\"\",LOOKUP(CW206,Tab.4.5!$J$6:$J$27,Tab.4.5!$L$6:$L$27))","v":""},{"$f":"IF(CK206=\"\",\"\",He(EH206,DM206))","v":""},{"$f":"IF(CK206=\"\",\"\",Hs(DM206))","v":""},{"$f":"IF(CK206=\"\",\"\",Hm(EB206,EG206,EI206,EJ206,CS206,CV206))","v":""},"","","","","","","K45+-45000 () ",{"$f":"IF(B206=\"Existe.\",IF(AE206=1,CONCATENATE(#REF!,AK206,\" m.\"),CONCATENATE(#REF!,AJ206,\" m x \",AK206,\" m.\")),IF(CL206=1,CONCATENATE(#REF!,CR206,\" m.\"),CONCATENATE(#REF!,CQ206,\" m x \",CR206,\" m.\")))","v":{"$error":"#REF!"}},"Concreto, L =  m, S = 0 %.","Cota clave eje= 0 msnm.",null,null,null,"","","","","",{"$f":"IF(EV206=\"\",\"\",VLOOKUP(EY206,'Estructura escalonada'!$D$3:$H$953,2))","v":""},"","","","","",""]
[null,null,null,null,null,null,null,null,null,null,null,0,null,0,null,null,null,null,null,null,{"$f":"IF(K207=\"No\",\"\",IF(O207=\"\",YcCi(P207,N207),YcTr(N207,O207,S207)))","v":{"$error":"#VALUE!"}},{"$f":"IF(K207=\"No\",\"\",IF(O207=\"\",Teta1(U207,P207),\"-\"))","v":{"$error":"#VALUE!"}},{"$error":"#VALUE!"},{"$error":"#VALUE!"},{"$f":"IF(K207=\"No\",\"\",IF(O207=\"\",Ynci(P207,N207,R207,T207),YnTr(1,R207,O207,S207,T207,N207)))","v":{"$error":"#VALUE!"}},{"$f":"IF(K207=\"No\",\"\",IF(O207=\"\",Teta1(Y207,P207),\"-\"))","v":{"$error":"#VALUE!"}},{"$f":"IF(K207=\"No\",\"\",IF(O207=\"\",AreaCi(P207,Y207),AreaTr(O207,S207,Y207)))","v":{"$error":"#VALUE!"}},{"$f":"IF(K207=\"No\",\"\",IF(O207=\"\",FrCi(AC207,9.806,Z207,P207),FrTr(AC207,9.806,O207,S207,Y207)))","v":{"$error":"#VALUE!"}},{"$error":"#VALUE!"},null,null,null,null,null,null,null,null,null,null,null,null,null,null,null,0,0,"","","",{"$f":"IF(AD207=\"\",\"\",IF(AE207=1,YcCi(AK207,J207),YcTr(J207,AJ207,AN207)))","v":""},{"$f":"IF(AD207=\"\",\"\",IF(AE207=1,Teta1(AX207,AK207),\"-\"))","v":""},{"$f":"IF(AD207=\"\",\"\",IF(AE207=1,AreaCi(AK207,AX207),AreaTr(AJ207,AN207,AX207)))","v":""},"",{"$f":"IF(AD207=\"\",\"\",IF(AE207=1,Ynci(AK207,J207,AM207,AO207),YnTr(1,AM207,AJ207,AN207,AO207,J207)))","v":""},{"$f":"IF(AD207=\"\",\"\",IF(AE207=1,Teta1(BB207,AK207),\"-\"))","v":""},{"$f":"IF(AD207=\"\",\"\",IF(AE207=1,AreaCi(AK207,BB207),AreaTr(AJ207,AN207,BB207)))","v":""},{"$f":"IF(AD207=\"\",\"\",IF(AE207=1,FrCi(BF207,9.806,BC207,AK207),FrTr(BF207,9.806,AJ207,AN207,BB207)))","v":""},"",{"$f":"IF(AD207=\"\",\"\",IF(AE207=1,LOOKUP(AI207,'Vmáx(material) - Tab.4.3'!$L$2:$L$11,'Vmáx(material) - Tab.4.3'!$M$2:$M$11),LOOKUP(AI207,'Vmáx(material) - Tab.4.3'!$L$15,'Vmáx(material) - Tab.4.3'!$M$15)))","v":""},{"$f":"IF(AD207=\"\",\"\",VLOOKUP($AH207,'Vmáx(material) - Tab.4.3'!$R$35:$X$41,2))","v":""},{"$f":"IF(AD207=\"\",\"\",VLOOKUP($AH207,'Vmáx(material) - Tab.4.3'!$R$35:$X$41,3))","v":""},{"$f":"IF(AD207=\"\",\"\",VLOOKUP($AH207,'Vmáx(material) - Tab.4.3'!$R$35:$X$41,4))","v":""},{"$f":"IF(AD207=\"\",\"\",VLOOKUP($AH207,'Vmáx(material) - Tab.4.3'!$R$35:$X$41,5))","v":""},{"$f":"IF(AD207=\"\",\"\",VLOOKUP($AH207,'Vmáx(material) - Tab.4.3'!$R$35:$X$41,6))","v":""},{"$f":"IF(AD207=\"\",\"\",IF(AD207=\"\",\"\",VLOOKUP($AH207,'Vmáx(material) - Tab.4.3'!$R$35:$X$41,7)))","v":""},{"$f":"IF(AD207=\"\",\"\",IF(AE207=1,FCi(J207,AK207),FTr(J207,AJ207,AK207)))","v":""},"",{"$f":"IF(AD207=\"\",\"\",Hw(BH207,BI207,BJ207,BK207,BL207,BM207,Z,BN207,AO207,AK207))","v":""},"","","","",{"$f":"IF(AD207=\"\",\"\",ho(BT207,AK207,AX207))","v":""},{"$f":"IF(AD207=\"\",\"\",IF(AE207=1,PeriCi(AK207,BB207),PeriTr(AJ207,AN207,BB207)))","v":""},{"$f":"IF(AD207=\"\",\"\",IF(AE207=1,AreaCi(AK207,BB207),AreaTr(AJ207,AN207,BB207)))","v":""},{"$f":"IF(AD207=\"\",\"\",RhCi(BW207,BV207))","v":""},"",{"$f":"IF(AD207=\"\",\"\",hf(AL207,J207,AM207,BW207,BX207))","v":""},{"$f":"IF(AD207=\"\",\"\",LOOKUP(AP207,Tab.4.5!$J$6:$J$27,Tab.4.5!$L$6:$L$27))","v":""},{"$f":"IF(AD207=\"\",\"\",He(CA207,BY207))","v":""},{"$f":"IF(AD207=\"\",\"\",Hs(BY207))","v":""},{"$f":"IF(AD207=\"\",\"\",Hm(BU207,BZ207,CB207,CC207,AL207,AO207))","v":""},"","","","","","",null,null,null,null,null,null,null,null,null,null,null,null,null,null,null,0,0,0,0,0,{"$f":"IF(CK207=\"\",\"\",IF(CL207=1,YcCi(CR207,J207),YcTr(J207,CQ207,CU207)))","v":""},{"$f":"IF(CK207=\"\",\"\",IF(CL207=1,Teta1(DE207,CR207),\"-\"))","v":""},"","",{"$f":"IF(CK207=\"\",\"\",IF(CL207=1,Ynci(CR207,J207,CT207,CV207),YnTr(1,CT207,CQ207,CU207,CV207,J207)))","v":""},{"$f":"IF(CK207=\"\",\"\",IF(CL207=1,Teta1(DI207,CR207),\"-\"))","v":""},{"$f":"IF(CK207=\"\",\"\",IF(CL207=1,AreaCi(CR207,J207),AreaTr(CQ207,CU207,DI207)))","v":""},{"$f":"IF(CK207=\"\",\"\",IF(CL207=1,FrCi(DM207,9.806,DJ207,CR207),FrTr(DM207,9.806,CQ207,CU207,DI207)))","v":""},"",{"$f":"IF(CK207=\"\",\"\",IF(CL207=1,LOOKUP(CP207,'Vmáx(material) - Tab.4.3'!$L$2:$L$11,'Vmáx(material) - Tab.4.3'!$M$2:$M$11),LOOKUP(CP207,'Vmáx(material) - Tab.4.3'!$L$15,'Vmáx(material) - Tab.4.3'!$M$15)))","v":""},{"$f":"IF(CK207=\"\",\"\",VLOOKUP($CO207,'Vmáx(material) - Tab.4.3'!$R$35:$X$41,2))","v":""},{"$f":"IF(CK207=\"\",\"\",VLOOKUP($CO207,'Vmáx(material) - Tab.4.3'!$R$35:$X$41,3))","v":""},{"$f":"IF(CK207=\"\",\"\",VLOOKUP($CO207,'Vmáx(material) - Tab.4.3'!$R$35:$X$41,4))","v":""},{"$f":"IF(CK207=\"\",\"\",VLOOKUP($CO207,'Vmáx(material) - Tab.4.3'!$R$35:$X$41,5))","v":""},{"$f":"IF(CK207=\"\",\"\",VLOOKUP($CO207,'Vmáx(material) - Tab.4.3'!$R$35:$X$41,6))","v":""},{"$f":"IF(CK207=\"\",\"\",IF(CK207=\"\",\"\",VLOOKUP(CO207,'Vmáx(material) - Tab.4.3'!$R$35:$X$41,7)))","v":""},{"$f":"IF(CK207=\"\",\"\",IF(CL207=1,FCi(J207,CR207),FTr(J207,CQ207,CR207)))","v":""},"",{"$f":"IF(CK207=\"\",\"\",Hw(DO207,DP207,DQ207,DR207,DS207,DT207,Z,DU207,CV207,CR207))","v":""},"","","","","",{"$f":"IF(CK207=\"\",\"\",IF(CL207=1,PeriCi(CR207,DI207),PeriTr(CQ207,CU207,DI207)))","v":""},{"$f":"IF(CK207=\"\",\"\",IF(CL207=1,AreaCi(CR207,DI207),AreaTr(CQ207,CU207,DI207)))","v":""},{"$f":"IF(CK207=\"\",\"\",RhCi(DK207,EC207))","v":""},"",{"$f":"IF(CK207=\"\",\"\",hf(CS207,J207,CT207,DK207,EE207))","v":""},{"$f":"IF(CK207=\"\",\"\",LOOKUP(CW207,Tab.4.5!$J$6:$J$27,Tab.4.5!$L$6:$L$27))","v":""},{"$f":"IF(CK207=\"\",\"\",He(EH207,DM207))","v":""},{"$f":"IF(CK207=\"\",\"\",Hs(DM207))","v":""},{"$f":"IF(CK207=\"\",\"\",Hm(EB207,EG207,EI207,EJ207,CS207,CV207))","v":""},"","","","","","","K45+-45000 () ",{"$f":"IF(B207=\"Existe.\",IF(AE207=1,CONCATENATE(#REF!,AK207,\" m.\"),CONCATENATE(#REF!,AJ207,\" m x \",AK207,\" m.\")),IF(CL207=1,CONCATENATE(#REF!,CR207,\" m.\"),CONCATENATE(#REF!,CQ207,\" m x \",CR207,\" m.\")))","v":{"$error":"#REF!"}},"Concreto, L =  m, S = 0 %.","Cota clave eje= 0 msnm.",null,null,null,"","","","","",{"$f":"IF(EV207=\"\",\"\",VLOOKUP(EY207,'Estructura escalonada'!$D$3:$H$953,2))","v":""},"","","","","",""]
[null,null,null,null,null,null,null,null,null,null,null,0,null,0,null,null,null,null,null,null,{"$f":"IF(K208=\"No\",\"\",IF(O208=\"\",YcCi(P208,N208),YcTr(N208,O208,S208)))","v":{"$error":"#VALUE!"}},{"$f":"IF(K208=\"No\",\"\",IF(O208=\"\",Teta1(U208,P208),\"-\"))","v":{"$error":"#VALUE!"}},{"$error":"#VALUE!"},{"$error":"#VALUE!"},{"$f":"IF(K208=\"No\",\"\",IF(O208=\"\",Ynci(P208,N208,R208,T208),YnTr(1,R208,O208,S208,T208,N208)))","v":{"$error":"#VALUE!"}},{"$f":"IF(K208=\"No\",\"\",IF(O208=\"\",Teta1(Y208,P208),\"-\"))","v":{"$error":"#VALUE!"}},{"$f":"IF(K208=\"No\",\"\",IF(O208=\"\",AreaCi(P208,Y208),AreaTr(O208,S208,Y208)))","v":{"$error":"#VALUE!"}},{"$f":"IF(K208=\"No\",\"\",IF(O208=\"\",FrCi(AC208,9.806,Z208,P208),FrTr(AC208,9.806,O208,S208,Y208)))","v":{"$error":"#VALUE!"}},{"$error":"#VALUE!"},null,null,null,null,null,null,null,null,null,null,null,null,null,null,null,0,0,"","","",{"$f":"IF(AD208=\"\",\"\",IF(AE208=1,YcCi(AK208,J208),YcTr(J208,AJ208,AN208)))","v":""},{"$f":"IF(AD208=\"\",\"\",IF(AE208=1,Teta1(AX208,AK208),\"-\"))","v":""},{"$f":"IF(AD208=\"\",\"\",IF(AE208=1,AreaCi(AK208,AX208),AreaTr(AJ208,AN208,AX208)))","v":""},"",{"$f":"IF(AD208=\"\",\"\",IF(AE208=1,Ynci(AK208,J208,AM208,AO208),YnTr(1,AM208,AJ208,AN208,AO208,J208)))","v":""},{"$f":"IF(AD208=\"\",\"\",IF(AE208=1,Teta1(BB208,AK208),\"-\"))","v":""},{"$f":"IF(AD208=\"\",\"\",IF(AE208=1,AreaCi(AK208,BB208),AreaTr(AJ208,AN208,BB208)))","v":""},{"$f":"IF(AD208=\"\",\"\",IF(AE208=1,FrCi(BF208,9.806,BC208,AK208),FrTr(BF208,9.806,AJ208,AN208,BB208)))","v":""},"",{"$f":"IF(AD208=\"\",\"\",IF(AE208=1,LOOKUP(AI208,'Vmáx(material) - Tab.4.3'!$L$2:$L$11,'Vmáx(material) - Tab.4.3'!$M$2:$M$11),LOOKUP(AI208,'Vmáx(material) - Tab.4.3'!$L$15,'Vmáx(material) - Tab.4.3'!$M$15)))","v":""},{"$f":"IF(AD208=\"\",\"\",VLOOKUP($AH208,'Vmáx(material) - Tab.4.3'!$R$35:$X$41,2))","v":""},{"$f":"IF(AD208=\"\",\"\",VLOOKUP($AH208,'Vmáx(material) - Tab.4.3'!$R$35:$X$41,3))","v":""},{"$f":"IF(AD208=\"\",\"\",VLOOKUP($AH208,'Vmáx(material) - Tab.4.3'!$R$35:$X$41,4))","v":""},{"$f":"IF(AD208=\"\",\"\",VLOOKUP($AH208,'Vmáx(material) - Tab.4.3'!$R$35:$X$41,5))","v":""},{"$f":"IF(AD208=\"\",\"\",VLOOKUP($AH208,'Vmáx(material) - Tab.4.3'!$R$35:$X$41,6))","v":""},{"$f":"IF(AD208=\"\",\"\",IF(AD208=\"\",\"\",VLOOKUP($AH208,'Vmáx(material) - Tab.4.3'!$R$35:$X$41,7)))","v":""},{"$f":"IF(AD208=\"\",\"\",IF(AE208=1,FCi(J208,AK208),FTr(J208,AJ208,AK208)))","v":""},"",{"$f":"IF(AD208=\"\",\"\",Hw(BH208,BI208,BJ208,BK208,BL208,BM208,Z,BN208,AO208,AK208))","v":""},"","","","",{"$f":"IF(AD208=\"\",\"\",ho(BT208,AK208,AX208))","v":""},{"$f":"IF(AD208=\"\",\"\",IF(AE208=1,PeriCi(AK208,BB208),PeriTr(AJ208,AN208,BB208)))","v":""},{"$f":"IF(AD208=\"\",\"\",IF(AE208=1,AreaCi(AK208,BB208),AreaTr(AJ208,AN208,BB208)))","v":""},{"$f":"IF(AD208=\"\",\"\",RhCi(BW208,BV208))","v":""},"",{"$f":"IF(AD208=\"\",\"\",hf(AL208,J208,AM208,BW208,BX208))","v":""},{"$f":"IF(AD208=\"\",\"\",LOOKUP(AP208,Tab.4.5!$J$6:$J$27,Tab.4.5!$L$6:$L$27))","v":""},{"$f":"IF(AD208=\"\",\"\",He(CA208,BY208))","v":""},{"$f":"IF(AD208=\"\",\"\",Hs(BY208))","v":""},{"$f":"IF(AD208=\"\",\"\",Hm(BU208,BZ208,CB208,CC208,AL208,AO208))","v":""},"","","","","","",null,null,null,null,null,null,null,null,null,null,null,null,null,null,null,0,0,0,0,0,{"$f":"IF(CK208=\"\",\"\",IF(CL208=1,YcCi(CR208,J208),YcTr(J208,CQ208,CU208)))","v":""},{"$f":"IF(CK208=\"\",\"\",IF(CL208=1,Teta1(DE208,CR208),\"-\"))","v":""},"","",{"$f":"IF(CK208=\"\",\"\",IF(CL208=1,Ynci(CR208,J208,CT208,CV208),YnTr(1,CT208,CQ208,CU208,CV208,J208)))","v":""},{"$f":"IF(CK208=\"\",\"\",IF(CL208=1,Teta1(DI208,CR208),\"-\"))","v":""},{"$f":"IF(CK208=\"\",\"\",IF(CL208=1,AreaCi(CR208,J208),AreaTr(CQ208,CU208,DI208)))","v":""},{"$f":"IF(CK208=\"\",\"\",IF(CL208=1,FrCi(DM208,9.806,DJ208,CR208),FrTr(DM208,9.806,CQ208,CU208,DI208)))","v":""},"",{"$f":"IF(CK208=\"\",\"\",IF(CL208=1,LOOKUP(CP208,'Vmáx(material) - Tab.4.3'!$L$2:$L$11,'Vmáx(material) - Tab.4.3'!$M$2:$M$11),LOOKUP(CP208,'Vmáx(material) - Tab.4.3'!$L$15,'Vmáx(material) - Tab.4.3'!$M$15)))","v":""},{"$f":"IF(CK208=\"\",\"\",VLOOKUP($CO208,'Vmáx(material) - Tab.4.3'!$R$35:$X$41,2))","v":""},{"$f":"IF(CK208=\"\",\"\",VLOOKUP($CO208,'Vmáx(material) - Tab.4.3'!$R$35:$X$41,3))","v":""},{"$f":"IF(CK208=\"\",\"\",VLOOKUP($CO208,'Vmáx(material) - Tab.4.3'!$R$35:$X$41,4))","v":""},{"$f":"IF(CK208=\"\",\"\",VLOOKUP($CO208,'Vmáx(material) - Tab.4.3'!$R$35:$X$41,5))","v":""},{"$f":"IF(CK208=\"\",\"\",VLOOKUP($CO208,'Vmáx(material) - Tab.4.3'!$R$35:$X$41,6))","v":""},{"$f":"IF(CK208=\"\",\"\",IF(CK208=\"\",\"\",VLOOKUP(CO208,'Vmáx(material) - Tab.4.3'!$R$35:$X$41,7)))","v":""},{"$f":"IF(CK208=\"\",\"\",IF(CL208=1,FCi(J208,CR208),FTr(J208,CQ208,CR208)))","v":""},"",{"$f":"IF(CK208=\"\",\"\",Hw(DO208,DP208,DQ208,DR208,DS208,DT208,Z,DU208,CV208,CR208))","v":""},"","","","","",{"$f":"IF(CK208=\"\",\"\",IF(CL208=1,PeriCi(CR208,DI208),PeriTr(CQ208,CU208,DI208)))","v":""},{"$f":"IF(CK208=\"\",\"\",IF(CL208=1,AreaCi(CR208,DI208),AreaTr(CQ208,CU208,DI208)))","v":""},{"$f":"IF(CK208=\"\",\"\",RhCi(DK208,EC208))","v":""},"",{"$f":"IF(CK208=\"\",\"\",hf(CS208,J208,CT208,DK208,EE208))","v":""},{"$f":"IF(CK208=\"\",\"\",LOOKUP(CW208,Tab.4.5!$J$6:$J$27,Tab.4.5!$L$6:$L$27))","v":""},{"$f":"IF(CK208=\"\",\"\",He(EH208,DM208))","v":""},{"$f":"IF(CK208=\"\",\"\",Hs(DM208))","v":""},{"$f":"IF(CK208=\"\",\"\",Hm(EB208,EG208,EI208,EJ208,CS208,CV208))","v":""},"","","","","","","K45+-45000 () ",{"$f":"IF(B208=\"Existe.\",IF(AE208=1,CONCATENATE(#REF!,AK208,\" m.\"),CONCATENATE(#REF!,AJ208,\" m x \",AK208,\" m.\")),IF(CL208=1,CONCATENATE(#REF!,CR208,\" m.\"),CONCATENATE(#REF!,CQ208,\" m x \",CR208,\" m.\")))","v":{"$error":"#REF!"}},"Concreto, L =  m, S = 0 %.","Cota clave eje= 0 msnm.",null,null,null,"","","","","",{"$f":"IF(EV208=\"\",\"\",VLOOKUP(EY208,'Estructura escalonada'!$D$3:$H$953,2))","v":""},"","","","","",""]
[null,null,null,null,null,null,null,null,null,null,null,0,null,0,null,null,null,null,null,null,{"$f":"IF(K209=\"No\",\"\",IF(O209=\"\",YcCi(P209,N209),YcTr(N209,O209,S209)))","v":{"$error":"#VALUE!"}},{"$f":"IF(K209=\"No\",\"\",IF(O209=\"\",Teta1(U209,P209),\"-\"))","v":{"$error":"#VALUE!"}},{"$error":"#VALUE!"},{"$error":"#VALUE!"},{"$f":"IF(K209=\"No\",\"\",IF(O209=\"\",Ynci(P209,N209,R209,T209),YnTr(1,R209,O209,S209,T209,N209)))","v":{"$error":"#VALUE!"}},{"$f":"IF(K209=\"No\",\"\",IF(O209=\"\",Teta1(Y209,P209),\"-\"))","v":{"$error":"#VALUE!"}},{"$f":"IF(K209=\"No\",\"\",IF(O209=\"\",AreaCi(P209,Y209),AreaTr(O209,S209,Y209)))","v":{"$error":"#VALUE!"}},{"$f":"IF(K209=\"No\",\"\",IF(O209=\"\",FrCi(AC209,9.806,Z209,P209),FrTr(AC209,9.806,O209,S209,Y209)))","v":{"$error":"#VALUE!"}},{"$error":"#VALUE!"},null,null,null,null,null,null,null,null,null,null,null,null,null,null,null,0,0,"","","",{"$f":"IF(AD209=\"\",\"\",IF(AE209=1,YcCi(AK209,J209),YcTr(J209,AJ209,AN209)))","v":""},{"$f":"IF(AD209=\"\",\"\",IF(AE209=1,Teta1(AX209,AK209),\"-\"))","v":""},{"$f":"IF(AD209=\"\",\"\",IF(AE209=1,AreaCi(AK209,AX209),AreaTr(AJ209,AN209,AX209)))","v":""},"",{"$f":"IF(AD209=\"\",\"\",IF(AE209=1,Ynci(AK209,J209,AM209,AO209),YnTr(1,AM209,AJ209,AN209,AO209,J209)))","v":""},{"$f":"IF(AD209=\"\",\"\",IF(AE209=1,Teta1(BB209,AK209),\"-\"))","v":""},{"$f":"IF(AD209=\"\",\"\",IF(AE209=1,AreaCi(AK209,BB209),AreaTr(AJ209,AN209,BB209)))","v":""},{"$f":"IF(AD209=\"\",\"\",IF(AE209=1,FrCi(BF209,9.806,BC209,AK209),FrTr(BF209,9.806,AJ209,AN209,BB209)))","v":""},"",{"$f":"IF(AD209=\"\",\"\",IF(AE209=1,LOOKUP(AI209,'Vmáx(material) - Tab.4.3'!$L$2:$L$11,'Vmáx(material) - Tab.4.3'!$M$2:$M$11),LOOKUP(AI209,'Vmáx(material) - Tab.4.3'!$L$15,'Vmáx(material) - Tab.4.3'!$M$15)))","v":""},{"$f":"IF(AD209=\"\",\"\",VLOOKUP($AH209,'Vmáx(material) - Tab.4.3'!$R$35:$X$41,2))","v":""},{"$f":"IF(AD209=\"\",\"\",VLOOKUP($AH209,'Vmáx(material) - Tab.4.3'!$R$35:$X$41,3))","v":""},{"$f":"IF(AD209=\"\",\"\",VLOOKUP($AH209,'Vmáx(material) - Tab.4.3'!$R$35:$X$41,4))","v":""},{"$f":"IF(AD209=\"\",\"\",VLOOKUP($AH209,'Vmáx(material) - Tab.4.3'!$R$35:$X$41,5))","v":""},{"$f":"IF(AD209=\"\",\"\",VLOOKUP($AH209,'Vmáx(material) - Tab.4.3'!$R$35:$X$41,6))","v":""},{"$f":"IF(AD209=\"\",\"\",IF(AD209=\"\",\"\",VLOOKUP($AH209,'Vmáx(material) - Tab.4.3'!$R$35:$X$41,7)))","v":""},{"$f":"IF(AD209=\"\",\"\",IF(AE209=1,FCi(J209,AK209),FTr(J209,AJ209,AK209)))","v":""},"",{"$f":"IF(AD209=\"\",\"\",Hw(BH209,BI209,BJ209,BK209,BL209,BM209,Z,BN209,AO209,AK209))","v":""},"","","","",{"$f":"IF(AD209=\"\",\"\",ho(BT209,AK209,AX209))","v":""},{"$f":"IF(AD209=\"\",\"\",IF(AE209=1,PeriCi(AK209,BB209),PeriTr(AJ209,AN209,BB209)))","v":""},{"$f":"IF(AD209=\"\",\"\",IF(AE209=1,AreaCi(AK209,BB209),AreaTr(AJ209,AN209,BB209)))","v":""},{"$f":"IF(AD209=\"\",\"\",RhCi(BW209,BV209))","v":""},"",{"$f":"IF(AD209=\"\",\"\",hf(AL209,J209,AM209,BW209,BX209))","v":""},{"$f":"IF(AD209=\"\",\"\",LOOKUP(AP209,Tab.4.5!$J$6:$J$27,Tab.4.5!$L$6:$L$27))","v":""},{"$f":"IF(AD209=\"\",\"\",He(CA209,BY209))","v":""},{"$f":"IF(AD209=\"\",\"\",Hs(BY209))","v":""},{"$f":"IF(AD209=\"\",\"\",Hm(BU209,BZ209,CB209,CC209,AL209,AO209))","v":""},"","","","","","",null,null,null,null,null,null,null,null,null,null,null,null,null,null,null,0,0,0,0,0,{"$f":"IF(CK209=\"\",\"\",IF(CL209=1,YcCi(CR209,J209),YcTr(J209,CQ209,CU209)))","v":""},{"$f":"IF(CK209=\"\",\"\",IF(CL209=1,Teta1(DE209,CR209),\"-\"))","v":""},"","",{"$f":"IF(CK209=\"\",\"\",IF(CL209=1,Ynci(CR209,J209,CT209,CV209),YnTr(1,CT209,CQ209,CU209,CV209,J209)))","v":""},{"$f":"IF(CK209=\"\",\"\",IF(CL209=1,Teta1(DI209,CR209),\"-\"))","v":""},{"$f":"IF(CK209=\"\",\"\",IF(CL209=1,AreaCi(CR209,J209),AreaTr(CQ209,CU209,DI209)))","v":""},{"$f":"IF(CK209=\"\",\"\",IF(CL209=1,FrCi(DM209,9.806,DJ209,CR209),FrTr(DM209,9.806,CQ209,CU209,DI209)))","v":""},"",{"$f":"IF(CK209=\"\",\"\",IF(CL209=1,LOOKUP(CP209,'Vmáx(material) - Tab.4.3'!$L$2:$L$11,'Vmáx(material) - Tab.4.3'!$M$2:$M$11),LOOKUP(CP209,'Vmáx(material) - Tab.4.3'!$L$15,'Vmáx(material) - Tab.4.3'!$M$15)))","v":""},{"$f":"IF(CK209=\"\",\"\",VLOOKUP($CO209,'Vmáx(material) - Tab.4.3'!$R$35:$X$41,2))","v":""},{"$f":"IF(CK209=\"\",\"\",VLOOKUP($CO209,'Vmáx(material) - Tab.4.3'!$R$35:$X$41,3))","v":""},{"$f":"IF(CK209=\"\",\"\",VLOOKUP($CO209,'Vmáx(material) - Tab.4.3'!$R$35:$X$41,4))","v":""},{"$f":"IF(CK209=\"\",\"\",VLOOKUP($CO209,'Vmáx(material) - Tab.4.3'!$R$35:$X$41,5))","v":""},{"$f":"IF(CK209=\"\",\"\",VLOOKUP($CO209,'Vmáx(material) - Tab.4.3'!$R$35:$X$41,6))","v":""},{"$f":"IF(CK209=\"\",\"\",IF(CK209=\"\",\"\",VLOOKUP(CO209,'Vmáx(material) - Tab.4.3'!$R$35:$X$41,7)))","v":""},{"$f":"IF(CK209=\"\",\"\",IF(CL209=1,FCi(J209,CR209),FTr(J209,CQ209,CR209)))","v":""},"",{"$f":"IF(CK209=\"\",\"\",Hw(DO209,DP209,DQ209,DR209,DS209,DT209,Z,DU209,CV209,CR209))","v":""},"","","","","",{"$f":"IF(CK209=\"\",\"\",IF(CL209=1,PeriCi(CR209,DI209),PeriTr(CQ209,CU209,DI209)))","v":""},{"$f":"IF(CK209=\"\",\"\",IF(CL209=1,AreaCi(CR209,DI209),AreaTr(CQ209,CU209,DI209)))","v":""},{"$f":"IF(CK209=\"\",\"\",RhCi(DK209,EC209))","v":""},"",{"$f":"IF(CK209=\"\",\"\",hf(CS209,J209,CT209,DK209,EE209))","v":""},{"$f":"IF(CK209=\"\",\"\",LOOKUP(CW209,Tab.4.5!$J$6:$J$27,Tab.4.5!$L$6:$L$27))","v":""},{"$f":"IF(CK209=\"\",\"\",He(EH209,DM209))","v":""},{"$f":"IF(CK209=\"\",\"\",Hs(DM209))","v":""},{"$f":"IF(CK209=\"\",\"\",Hm(EB209,EG209,EI209,EJ209,CS209,CV209))","v":""},"","","","","","","K45+-45000 () ",{"$f":"IF(B209=\"Existe.\",IF(AE209=1,CONCATENATE(#REF!,AK209,\" m.\"),CONCATENATE(#REF!,AJ209,\" m x \",AK209,\" m.\")),IF(CL209=1,CONCATENATE(#REF!,CR209,\" m.\"),CONCATENATE(#REF!,CQ209,\" m x \",CR209,\" m.\")))","v":{"$error":"#REF!"}},"Concreto, L =  m, S = 0 %.","Cota clave eje= 0 msnm.",null,null,null,"","","","","",{"$f":"IF(EV209=\"\",\"\",VLOOKUP(EY209,'Estructura escalonada'!$D$3:$H$953,2))","v":""},"","","","","",""]
[null,null,null,null,null,null,null,null,null,null,null,0,null,0,null,null,null,null,null,null,{"$f":"IF(K210=\"No\",\"\",IF(O210=\"\",YcCi(P210,N210),YcTr(N210,O210,S210)))","v":{"$error":"#VALUE!"}},{"$f":"IF(K210=\"No\",\"\",IF(O210=\"\",Teta1(U210,P210),\"-\"))","v":{"$error":"#VALUE!"}},{"$error":"#VALUE!"},{"$error":"#VALUE!"},{"$f":"IF(K210=\"No\",\"\",IF(O210=\"\",Ynci(P210,N210,R210,T210),YnTr(1,R210,O210,S210,T210,N210)))","v":{"$error":"#VALUE!"}},{"$f":"IF(K210=\"No\",\"\",IF(O210=\"\",Teta1(Y210,P210),\"-\"))","v":{"$error":"#VALUE!"}},{"$f":"IF(K210=\"No\",\"\",IF(O210=\"\",AreaCi(P210,Y210),AreaTr(O210,S210,Y210)))","v":{"$error":"#VALUE!"}},{"$f":"IF(K210=\"No\",\"\",IF(O210=\"\",FrCi(AC210,9.806,Z210,P210),FrTr(AC210,9.806,O210,S210,Y210)))","v":{"$error":"#VALUE!"}},{"$error":"#VALUE!"},null,null,null,null,null,null,null,null,null,null,null,null,null,null,null,0,0,"","","",{"$f":"IF(AD210=\"\",\"\",IF(AE210=1,YcCi(AK210,J210),YcTr(J210,AJ210,AN210)))","v":""},{"$f":"IF(AD210=\"\",\"\",IF(AE210=1,Teta1(AX210,AK210),\"-\"))","v":""},{"$f":"IF(AD210=\"\",\"\",IF(AE210=1,AreaCi(AK210,AX210),AreaTr(AJ210,AN210,AX210)))","v":""},"",{"$f":"IF(AD210=\"\",\"\",IF(AE210=1,Ynci(AK210,J210,AM210,AO210),YnTr(1,AM210,AJ210,AN210,AO210,J210)))","v":""},{"$f":"IF(AD210=\"\",\"\",IF(AE210=1,Teta1(BB210,AK210),\"-\"))","v":""},{"$f":"IF(AD210=\"\",\"\",IF(AE210=1,AreaCi(AK210,BB210),AreaTr(AJ210,AN210,BB210)))","v":""},{"$f":"IF(AD210=\"\",\"\",IF(AE210=1,FrCi(BF210,9.806,BC210,AK210),FrTr(BF210,9.806,AJ210,AN210,BB210)))","v":""},"",{"$f":"IF(AD210=\"\",\"\",IF(AE210=1,LOOKUP(AI210,'Vmáx(material) - Tab.4.3'!$L$2:$L$11,'Vmáx(material) - Tab.4.3'!$M$2:$M$11),LOOKUP(AI210,'Vmáx(material) - Tab.4.3'!$L$15,'Vmáx(material) - Tab.4.3'!$M$15)))","v":""},{"$f":"IF(AD210=\"\",\"\",VLOOKUP($AH210,'Vmáx(material) - Tab.4.3'!$R$35:$X$41,2))","v":""},{"$f":"IF(AD210=\"\",\"\",VLOOKUP($AH210,'Vmáx(material) - Tab.4.3'!$R$35:$X$41,3))","v":""},{"$f":"IF(AD210=\"\",\"\",VLOOKUP($AH210,'Vmáx(material) - Tab.4.3'!$R$35:$X$41,4))","v":""},{"$f":"IF(AD210=\"\",\"\",VLOOKUP($AH210,'Vmáx(material) - Tab.4.3'!$R$35:$X$41,5))","v":""},{"$f":"IF(AD210=\"\",\"\",VLOOKUP($AH210,'Vmáx(material) - Tab.4.3'!$R$35:$X$41,6))","v":""},{"$f":"IF(AD210=\"\",\"\",IF(AD210=\"\",\"\",VLOOKUP($AH210,'Vmáx(material) - Tab.4.3'!$R$35:$X$41,7)))","v":""},{"$f":"IF(AD210=\"\",\"\",IF(AE210=1,FCi(J210,AK210),FTr(J210,AJ210,AK210)))","v":""},"",{"$f":"IF(AD210=\"\",\"\",Hw(BH210,BI210,BJ210,BK210,BL210,BM210,Z,BN210,AO210,AK210))","v":""},"","","","",{"$f":"IF(AD210=\"\",\"\",ho(BT210,AK210,AX210))","v":""},{"$f":"IF(AD210=\"\",\"\",IF(AE210=1,PeriCi(AK210,BB210),PeriTr(AJ210,AN210,BB210)))","v":""},{"$f":"IF(AD210=\"\",\"\",IF(AE210=1,AreaCi(AK210,BB210),AreaTr(AJ210,AN210,BB210)))","v":""},{"$f":"IF(AD210=\"\",\"\",RhCi(BW210,BV210))","v":""},"",{"$f":"IF(AD210=\"\",\"\",hf(AL210,J210,AM210,BW210,BX210))","v":""},{"$f":"IF(AD210=\"\",\"\",LOOKUP(AP210,Tab.4.5!$J$6:$J$27,Tab.4.5!$L$6:$L$27))","v":""},{"$f":"IF(AD210=\"\",\"\",He(CA210,BY210))","v":""},{"$f":"IF(AD210=\"\",\"\",Hs(BY210))","v":""},{"$f":"IF(AD210=\"\",\"\",Hm(BU210,BZ210,CB210,CC210,AL210,AO210))","v":""},"","","","","","",null,null,null,null,null,null,null,null,null,null,null,null,null,null,null,0,0,0,0,0,{"$f":"IF(CK210=\"\",\"\",IF(CL210=1,YcCi(CR210,J210),YcTr(J210,CQ210,CU210)))","v":""},{"$f":"IF(CK210=\"\",\"\",IF(CL210=1,Teta1(DE210,CR210),\"-\"))","v":""},"","",{"$f":"IF(CK210=\"\",\"\",IF(CL210=1,Ynci(CR210,J210,CT210,CV210),YnTr(1,CT210,CQ210,CU210,CV210,J210)))","v":""},{"$f":"IF(CK210=\"\",\"\",IF(CL210=1,Teta1(DI210,CR210),\"-\"))","v":""},{"$f":"IF(CK210=\"\",\"\",IF(CL210=1,AreaCi(CR210,J210),AreaTr(CQ210,CU210,DI210)))","v":""},{"$f":"IF(CK210=\"\",\"\",IF(CL210=1,FrCi(DM210,9.806,DJ210,CR210),FrTr(DM210,9.806,CQ210,CU210,DI210)))","v":""},"",{"$f":"IF(CK210=\"\",\"\",IF(CL210=1,LOOKUP(CP210,'Vmáx(material) - Tab.4.3'!$L$2:$L$11,'Vmáx(material) - Tab.4.3'!$M$2:$M$11),LOOKUP(CP210,'Vmáx(material) - Tab.4.3'!$L$15,'Vmáx(material) - Tab.4.3'!$M$15)))","v":""},{"$f":"IF(CK210=\"\",\"\",VLOOKUP($CO210,'Vmáx(material) - Tab.4.3'!$R$35:$X$41,2))","v":""},{"$f":"IF(CK210=\"\",\"\",VLOOKUP($CO210,'Vmáx(material) - Tab.4.3'!$R$35:$X$41,3))","v":""},{"$f":"IF(CK210=\"\",\"\",VLOOKUP($CO210,'Vmáx(material) - Tab.4.3'!$R$35:$X$41,4))","v":""},{"$f":"IF(CK210=\"\",\"\",VLOOKUP($CO210,'Vmáx(material) - Tab.4.3'!$R$35:$X$41,5))","v":""},{"$f":"IF(CK210=\"\",\"\",VLOOKUP($CO210,'Vmáx(material) - Tab.4.3'!$R$35:$X$41,6))","v":""},{"$f":"IF(CK210=\"\",\"\",IF(CK210=\"\",\"\",VLOOKUP(CO210,'Vmáx(material) - Tab.4.3'!$R$35:$X$41,7)))","v":""},{"$f":"IF(CK210=\"\",\"\",IF(CL210=1,FCi(J210,CR210),FTr(J210,CQ210,CR210)))","v":""},"",{"$f":"IF(CK210=\"\",\"\",Hw(DO210,DP210,DQ210,DR210,DS210,DT210,Z,DU210,CV210,CR210))","v":""},"","","","","",{"$f":"IF(CK210=\"\",\"\",IF(CL210=1,PeriCi(CR210,DI210),PeriTr(CQ210,CU210,DI210)))","v":""},{"$f":"IF(CK210=\"\",\"\",IF(CL210=1,AreaCi(CR210,DI210),AreaTr(CQ210,CU210,DI210)))","v":""},{"$f":"IF(CK210=\"\",\"\",RhCi(DK210,EC210))","v":""},"",{"$f":"IF(CK210=\"\",\"\",hf(CS210,J210,CT210,DK210,EE210))","v":""},{"$f":"IF(CK210=\"\",\"\",LOOKUP(CW210,Tab.4.5!$J$6:$J$27,Tab.4.5!$L$6:$L$27))","v":""},{"$f":"IF(CK210=\"\",\"\",He(EH210,DM210))","v":""},{"$f":"IF(CK210=\"\",\"\",Hs(DM210))","v":""},{"$f":"IF(CK210=\"\",\"\",Hm(EB210,EG210,EI210,EJ210,CS210,CV210))","v":""},"","","","","","","K45+-45000 () ",{"$f":"IF(B210=\"Existe.\",IF(AE210=1,CONCATENATE(#REF!,AK210,\" m.\"),CONCATENATE(#REF!,AJ210,\" m x \",AK210,\" m.\")),IF(CL210=1,CONCATENATE(#REF!,CR210,\" m.\"),CONCATENATE(#REF!,CQ210,\" m x \",CR210,\" m.\")))","v":{"$error":"#REF!"}},"Concreto, L =  m, S = 0 %.","Cota clave eje= 0 msnm.",null,null,null,"","","","","",{"$f":"IF(EV210=\"\",\"\",VLOOKUP(EY210,'Estructura escalonada'!$D$3:$H$953,2))","v":""},"","","","","",""]
[null,null,null,null,null,null,null,null,null,null,null,0,null,0,null,null,null,null,null,null,{"$f":"IF(K211=\"No\",\"\",IF(O211=\"\",YcCi(P211,N211),YcTr(N211,O211,S211)))","v":{"$error":"#VALUE!"}},{"$f":"IF(K211=\"No\",\"\",IF(O211=\"\",Teta1(U211,P211),\"-\"))","v":{"$error":"#VALUE!"}},{"$error":"#VALUE!"},{"$error":"#VALUE!"},{"$f":"IF(K211=\"No\",\"\",IF(O211=\"\",Ynci(P211,N211,R211,T211),YnTr(1,R211,O211,S211,T211,N211)))","v":{"$error":"#VALUE!"}},{"$f":"IF(K211=\"No\",\"\",IF(O211=\"\",Teta1(Y211,P211),\"-\"))","v":{"$error":"#VALUE!"}},{"$f":"IF(K211=\"No\",\"\",IF(O211=\"\",AreaCi(P211,Y211),AreaTr(O211,S211,Y211)))","v":{"$error":"#VALUE!"}},{"$f":"IF(K211=\"No\",\"\",IF(O211=\"\",FrCi(AC211,9.806,Z211,P211),FrTr(AC211,9.806,O211,S211,Y211)))","v":{"$error":"#VALUE!"}},{"$error":"#VALUE!"},null,null,null,null,null,null,null,null,null,null,null,null,null,null,null,0,0,"","","",{"$f":"IF(AD211=\"\",\"\",IF(AE211=1,YcCi(AK211,J211),YcTr(J211,AJ211,AN211)))","v":""},{"$f":"IF(AD211=\"\",\"\",IF(AE211=1,Teta1(AX211,AK211),\"-\"))","v":""},{"$f":"IF(AD211=\"\",\"\",IF(AE211=1,AreaCi(AK211,AX211),AreaTr(AJ211,AN211,AX211)))","v":""},"",{"$f":"IF(AD211=\"\",\"\",IF(AE211=1,Ynci(AK211,J211,AM211,AO211),YnTr(1,AM211,AJ211,AN211,AO211,J211)))","v":""},{"$f":"IF(AD211=\"\",\"\",IF(AE211=1,Teta1(BB211,AK211),\"-\"))","v":""},{"$f":"IF(AD211=\"\",\"\",IF(AE211=1,AreaCi(AK211,BB211),AreaTr(AJ211,AN211,BB211)))","v":""},{"$f":"IF(AD211=\"\",\"\",IF(AE211=1,FrCi(BF211,9.806,BC211,AK211),FrTr(BF211,9.806,AJ211,AN211,BB211)))","v":""},"",{"$f":"IF(AD211=\"\",\"\",IF(AE211=1,LOOKUP(AI211,'Vmáx(material) - Tab.4.3'!$L$2:$L$11,'Vmáx(material) - Tab.4.3'!$M$2:$M$11),LOOKUP(AI211,'Vmáx(material) - Tab.4.3'!$L$15,'Vmáx(material) - Tab.4.3'!$M$15)))","v":""},{"$f":"IF(AD211=\"\",\"\",VLOOKUP($AH211,'Vmáx(material) - Tab.4.3'!$R$35:$X$41,2))","v":""},{"$f":"IF(AD211=\"\",\"\",VLOOKUP($AH211,'Vmáx(material) - Tab.4.3'!$R$35:$X$41,3))","v":""},{"$f":"IF(AD211=\"\",\"\",VLOOKUP($AH211,'Vmáx(material) - Tab.4.3'!$R$35:$X$41,4))","v":""},{"$f":"IF(AD211=\"\",\"\",VLOOKUP($AH211,'Vmáx(material) - Tab.4.3'!$R$35:$X$41,5))","v":""},{"$f":"IF(AD211=\"\",\"\",VLOOKUP($AH211,'Vmáx(material) - Tab.4.3'!$R$35:$X$41,6))","v":""},{"$f":"IF(AD211=\"\",\"\",IF(AD211=\"\",\"\",VLOOKUP($AH211,'Vmáx(material) - Tab.4.3'!$R$35:$X$41,7)))","v":""},{"$f":"IF(AD211=\"\",\"\",IF(AE211=1,FCi(J211,AK211),FTr(J211,AJ211,AK211)))","v":""},"",{"$f":"IF(AD211=\"\",\"\",Hw(BH211,BI211,BJ211,BK211,BL211,BM211,Z,BN211,AO211,AK211))","v":""},"","","","",{"$f":"IF(AD211=\"\",\"\",ho(BT211,AK211,AX211))","v":""},{"$f":"IF(AD211=\"\",\"\",IF(AE211=1,PeriCi(AK211,BB211),PeriTr(AJ211,AN211,BB211)))","v":""},{"$f":"IF(AD211=\"\",\"\",IF(AE211=1,AreaCi(AK211,BB211),AreaTr(AJ211,AN211,BB211)))","v":""},{"$f":"IF(AD211=\"\",\"\",RhCi(BW211,BV211))","v":""},"",{"$f":"IF(AD211=\"\",\"\",hf(AL211,J211,AM211,BW211,BX211))","v":""},{"$f":"IF(AD211=\"\",\"\",LOOKUP(AP211,Tab.4.5!$J$6:$J$27,Tab.4.5!$L$6:$L$27))","v":""},{"$f":"IF(AD211=\"\",\"\",He(CA211,BY211))","v":""},{"$f":"IF(AD211=\"\",\"\",Hs(BY211))","v":""},{"$f":"IF(AD211=\"\",\"\",Hm(BU211,BZ211,CB211,CC211,AL211,AO211))","v":""},"","","","","","",null,null,null,null,null,null,null,null,null,null,null,null,null,null,null,0,0,0,0,0,{"$f":"IF(CK211=\"\",\"\",IF(CL211=1,YcCi(CR211,J211),YcTr(J211,CQ211,CU211)))","v":""},{"$f":"IF(CK211=\"\",\"\",IF(CL211=1,Teta1(DE211,CR211),\"-\"))","v":""},"","",{"$f":"IF(CK211=\"\",\"\",IF(CL211=1,Ynci(CR211,J211,CT211,CV211),YnTr(1,CT211,CQ211,CU211,CV211,J211)))","v":""},{"$f":"IF(CK211=\"\",\"\",IF(CL211=1,Teta1(DI211,CR211),\"-\"))","v":""},{"$f":"IF(CK211=\"\",\"\",IF(CL211=1,AreaCi(CR211,J211),AreaTr(CQ211,CU211,DI211)))","v":""},{"$f":"IF(CK211=\"\",\"\",IF(CL211=1,FrCi(DM211,9.806,DJ211,CR211),FrTr(DM211,9.806,CQ211,CU211,DI211)))","v":""},"",{"$f":"IF(CK211=\"\",\"\",IF(CL211=1,LOOKUP(CP211,'Vmáx(material) - Tab.4.3'!$L$2:$L$11,'Vmáx(material) - Tab.4.3'!$M$2:$M$11),LOOKUP(CP211,'Vmáx(material) - Tab.4.3'!$L$15,'Vmáx(material) - Tab.4.3'!$M$15)))","v":""},{"$f":"IF(CK211=\"\",\"\",VLOOKUP($CO211,'Vmáx(material) - Tab.4.3'!$R$35:$X$41,2))","v":""},{"$f":"IF(CK211=\"\",\"\",VLOOKUP($CO211,'Vmáx(material) - Tab.4.3'!$R$35:$X$41,3))","v":""},{"$f":"IF(CK211=\"\",\"\",VLOOKUP($CO211,'Vmáx(material) - Tab.4.3'!$R$35:$X$41,4))","v":""},{"$f":"IF(CK211=\"\",\"\",VLOOKUP($CO211,'Vmáx(material) - Tab.4.3'!$R$35:$X$41,5))","v":""},{"$f":"IF(CK211=\"\",\"\",VLOOKUP($CO211,'Vmáx(material) - Tab.4.3'!$R$35:$X$41,6))","v":""},{"$f":"IF(CK211=\"\",\"\",IF(CK211=\"\",\"\",VLOOKUP(CO211,'Vmáx(material) - Tab.4.3'!$R$35:$X$41,7)))","v":""},{"$f":"IF(CK211=\"\",\"\",IF(CL211=1,FCi(J211,CR211),FTr(J211,CQ211,CR211)))","v":""},"",{"$f":"IF(CK211=\"\",\"\",Hw(DO211,DP211,DQ211,DR211,DS211,DT211,Z,DU211,CV211,CR211))","v":""},"","","","","",{"$f":"IF(CK211=\"\",\"\",IF(CL211=1,PeriCi(CR211,DI211),PeriTr(CQ211,CU211,DI211)))","v":""},{"$f":"IF(CK211=\"\",\"\",IF(CL211=1,AreaCi(CR211,DI211),AreaTr(CQ211,CU211,DI211)))","v":""},{"$f":"IF(CK211=\"\",\"\",RhCi(DK211,EC211))","v":""},"",{"$f":"IF(CK211=\"\",\"\",hf(CS211,J211,CT211,DK211,EE211))","v":""},{"$f":"IF(CK211=\"\",\"\",LOOKUP(CW211,Tab.4.5!$J$6:$J$27,Tab.4.5!$L$6:$L$27))","v":""},{"$f":"IF(CK211=\"\",\"\",He(EH211,DM211))","v":""},{"$f":"IF(CK211=\"\",\"\",Hs(DM211))","v":""},{"$f":"IF(CK211=\"\",\"\",Hm(EB211,EG211,EI211,EJ211,CS211,CV211))","v":""},"","","","","","","K45+-45000 () ",{"$f":"IF(B211=\"Existe.\",IF(AE211=1,CONCATENATE(#REF!,AK211,\" m.\"),CONCATENATE(#REF!,AJ211,\" m x \",AK211,\" m.\")),IF(CL211=1,CONCATENATE(#REF!,CR211,\" m.\"),CONCATENATE(#REF!,CQ211,\" m x \",CR211,\" m.\")))","v":{"$error":"#REF!"}},"Concreto, L =  m, S = 0 %.","Cota clave eje= 0 msnm.",null,null,null,"","","","","",{"$f":"IF(EV211=\"\",\"\",VLOOKUP(EY211,'Estructura escalonada'!$D$3:$H$953,2))","v":""},"","","","","",""]
[null,null,null,null,null,null,null,null,null,null,null,0,null,0,null,null,null,null,null,null,{"$f":"IF(K212=\"No\",\"\",IF(O212=\"\",YcCi(P212,N212),YcTr(N212,O212,S212)))","v":{"$error":"#VALUE!"}},{"$f":"IF(K212=\"No\",\"\",IF(O212=\"\",Teta1(U212,P212),\"-\"))","v":{"$error":"#VALUE!"}},{"$error":"#VALUE!"},{"$error":"#VALUE!"},{"$f":"IF(K212=\"No\",\"\",IF(O212=\"\",Ynci(P212,N212,R212,T212),YnTr(1,R212,O212,S212,T212,N212)))","v":{"$error":"#VALUE!"}},{"$f":"IF(K212=\"No\",\"\",IF(O212=\"\",Teta1(Y212,P212),\"-\"))","v":{"$error":"#VALUE!"}},{"$f":"IF(K212=\"No\",\"\",IF(O212=\"\",AreaCi(P212,Y212),AreaTr(O212,S212,Y212)))","v":{"$error":"#VALUE!"}},{"$f":"IF(K212=\"No\",\"\",IF(O212=\"\",FrCi(AC212,9.806,Z212,P212),FrTr(AC212,9.806,O212,S212,Y212)))","v":{"$error":"#VALUE!"}},{"$error":"#VALUE!"},null,null,null,null,null,null,null,null,null,null,null,null,null,null,null,0,0,"","","",{"$f":"IF(AD212=\"\",\"\",IF(AE212=1,YcCi(AK212,J212),YcTr(J212,AJ212,AN212)))","v":""},{"$f":"IF(AD212=\"\",\"\",IF(AE212=1,Teta1(AX212,AK212),\"-\"))","v":""},{"$f":"IF(AD212=\"\",\"\",IF(AE212=1,AreaCi(AK212,AX212),AreaTr(AJ212,AN212,AX212)))","v":""},"",{"$f":"IF(AD212=\"\",\"\",IF(AE212=1,Ynci(AK212,J212,AM212,AO212),YnTr(1,AM212,AJ212,AN212,AO212,J212)))","v":""},{"$f":"IF(AD212=\"\",\"\",IF(AE212=1,Teta1(BB212,AK212),\"-\"))","v":""},{"$f":"IF(AD212=\"\",\"\",IF(AE212=1,AreaCi(AK212,BB212),AreaTr(AJ212,AN212,BB212)))","v":""},{"$f":"IF(AD212=\"\",\"\",IF(AE212=1,FrCi(BF212,9.806,BC212,AK212),FrTr(BF212,9.806,AJ212,AN212,BB212)))","v":""},"",{"$f":"IF(AD212=\"\",\"\",IF(AE212=1,LOOKUP(AI212,'Vmáx(material) - Tab.4.3'!$L$2:$L$11,'Vmáx(material) - Tab.4.3'!$M$2:$M$11),LOOKUP(AI212,'Vmáx(material) - Tab.4.3'!$L$15,'Vmáx(material) - Tab.4.3'!$M$15)))","v":""},{"$f":"IF(AD212=\"\",\"\",VLOOKUP($AH212,'Vmáx(material) - Tab.4.3'!$R$35:$X$41,2))","v":""},{"$f":"IF(AD212=\"\",\"\",VLOOKUP($AH212,'Vmáx(material) - Tab.4.3'!$R$35:$X$41,3))","v":""},{"$f":"IF(AD212=\"\",\"\",VLOOKUP($AH212,'Vmáx(material) - Tab.4.3'!$R$35:$X$41,4))","v":""},{"$f":"IF(AD212=\"\",\"\",VLOOKUP($AH212,'Vmáx(material) - Tab.4.3'!$R$35:$X$41,5))","v":""},{"$f":"IF(AD212=\"\",\"\",VLOOKUP($AH212,'Vmáx(material) - Tab.4.3'!$R$35:$X$41,6))","v":""},{"$f":"IF(AD212=\"\",\"\",IF(AD212=\"\",\"\",VLOOKUP($AH212,'Vmáx(material) - Tab.4.3'!$R$35:$X$41,7)))","v":""},{"$f":"IF(AD212=\"\",\"\",IF(AE212=1,FCi(J212,AK212),FTr(J212,AJ212,AK212)))","v":""},"",{"$f":"IF(AD212=\"\",\"\",Hw(BH212,BI212,BJ212,BK212,BL212,BM212,Z,BN212,AO212,AK212))","v":""},"","","","",{"$f":"IF(AD212=\"\",\"\",ho(BT212,AK212,AX212))","v":""},{"$f":"IF(AD212=\"\",\"\",IF(AE212=1,PeriCi(AK212,BB212),PeriTr(AJ212,AN212,BB212)))","v":""},{"$f":"IF(AD212=\"\",\"\",IF(AE212=1,AreaCi(AK212,BB212),AreaTr(AJ212,AN212,BB212)))","v":""},{"$f":"IF(AD212=\"\",\"\",RhCi(BW212,BV212))","v":""},"",{"$f":"IF(AD212=\"\",\"\",hf(AL212,J212,AM212,BW212,BX212))","v":""},{"$f":"IF(AD212=\"\",\"\",LOOKUP(AP212,Tab.4.5!$J$6:$J$27,Tab.4.5!$L$6:$L$27))","v":""},{"$f":"IF(AD212=\"\",\"\",He(CA212,BY212))","v":""},{"$f":"IF(AD212=\"\",\"\",Hs(BY212))","v":""},{"$f":"IF(AD212=\"\",\"\",Hm(BU212,BZ212,CB212,CC212,AL212,AO212))","v":""},"","","","","","",null,null,null,null,null,null,null,null,null,null,null,null,null,null,null,0,0,0,0,0,{"$f":"IF(CK212=\"\",\"\",IF(CL212=1,YcCi(CR212,J212),YcTr(J212,CQ212,CU212)))","v":""},{"$f":"IF(CK212=\"\",\"\",IF(CL212=1,Teta1(DE212,CR212),\"-\"))","v":""},"","",{"$f":"IF(CK212=\"\",\"\",IF(CL212=1,Ynci(CR212,J212,CT212,CV212),YnTr(1,CT212,CQ212,CU212,CV212,J212)))","v":""},{"$f":"IF(CK212=\"\",\"\",IF(CL212=1,Teta1(DI212,CR212),\"-\"))","v":""},{"$f":"IF(CK212=\"\",\"\",IF(CL212=1,AreaCi(CR212,J212),AreaTr(CQ212,CU212,DI212)))","v":""},{"$f":"IF(CK212=\"\",\"\",IF(CL212=1,FrCi(DM212,9.806,DJ212,CR212),FrTr(DM212,9.806,CQ212,CU212,DI212)))","v":""},"",{"$f":"IF(CK212=\"\",\"\",IF(CL212=1,LOOKUP(CP212,'Vmáx(material) - Tab.4.3'!$L$2:$L$11,'Vmáx(material) - Tab.4.3'!$M$2:$M$11),LOOKUP(CP212,'Vmáx(material) - Tab.4.3'!$L$15,'Vmáx(material) - Tab.4.3'!$M$15)))","v":""},{"$f":"IF(CK212=\"\",\"\",VLOOKUP($CO212,'Vmáx(material) - Tab.4.3'!$R$35:$X$41,2))","v":""},{"$f":"IF(CK212=\"\",\"\",VLOOKUP($CO212,'Vmáx(material) - Tab.4.3'!$R$35:$X$41,3))","v":""},{"$f":"IF(CK212=\"\",\"\",VLOOKUP($CO212,'Vmáx(material) - Tab.4.3'!$R$35:$X$41,4))","v":""},{"$f":"IF(CK212=\"\",\"\",VLOOKUP($CO212,'Vmáx(material) - Tab.4.3'!$R$35:$X$41,5))","v":""},{"$f":"IF(CK212=\"\",\"\",VLOOKUP($CO212,'Vmáx(material) - Tab.4.3'!$R$35:$X$41,6))","v":""},{"$f":"IF(CK212=\"\",\"\",IF(CK212=\"\",\"\",VLOOKUP(CO212,'Vmáx(material) - Tab.4.3'!$R$35:$X$41,7)))","v":""},{"$f":"IF(CK212=\"\",\"\",IF(CL212=1,FCi(J212,CR212),FTr(J212,CQ212,CR212)))","v":""},"",{"$f":"IF(CK212=\"\",\"\",Hw(DO212,DP212,DQ212,DR212,DS212,DT212,Z,DU212,CV212,CR212))","v":""},"","","","","",{"$f":"IF(CK212=\"\",\"\",IF(CL212=1,PeriCi(CR212,DI212),PeriTr(CQ212,CU212,DI212)))","v":""},{"$f":"IF(CK212=\"\",\"\",IF(CL212=1,AreaCi(CR212,DI212),AreaTr(CQ212,CU212,DI212)))","v":""},{"$f":"IF(CK212=\"\",\"\",RhCi(DK212,EC212))","v":""},"",{"$f":"IF(CK212=\"\",\"\",hf(CS212,J212,CT212,DK212,EE212))","v":""},{"$f":"IF(CK212=\"\",\"\",LOOKUP(CW212,Tab.4.5!$J$6:$J$27,Tab.4.5!$L$6:$L$27))","v":""},{"$f":"IF(CK212=\"\",\"\",He(EH212,DM212))","v":""},{"$f":"IF(CK212=\"\",\"\",Hs(DM212))","v":""},{"$f":"IF(CK212=\"\",\"\",Hm(EB212,EG212,EI212,EJ212,CS212,CV212))","v":""},"","","","","","","K45+-45000 () ",{"$f":"IF(B212=\"Existe.\",IF(AE212=1,CONCATENATE(#REF!,AK212,\" m.\"),CONCATENATE(#REF!,AJ212,\" m x \",AK212,\" m.\")),IF(CL212=1,CONCATENATE(#REF!,CR212,\" m.\"),CONCATENATE(#REF!,CQ212,\" m x \",CR212,\" m.\")))","v":{"$error":"#REF!"}},"Concreto, L =  m, S = 0 %.","Cota clave eje= 0 msnm.",null,null,null,"","","","","",{"$f":"IF(EV212=\"\",\"\",VLOOKUP(EY212,'Estructura escalonada'!$D$3:$H$953,2))","v":""},"","","","","",""]
[null,null,null,null,null,null,null,null,null,null,null,0,null,0,null,null,null,null,null,null,{"$f":"IF(K213=\"No\",\"\",IF(O213=\"\",YcCi(P213,N213),YcTr(N213,O213,S213)))","v":{"$error":"#VALUE!"}},{"$f":"IF(K213=\"No\",\"\",IF(O213=\"\",Teta1(U213,P213),\"-\"))","v":{"$error":"#VALUE!"}},{"$error":"#VALUE!"},{"$error":"#VALUE!"},{"$f":"IF(K213=\"No\",\"\",IF(O213=\"\",Ynci(P213,N213,R213,T213),YnTr(1,R213,O213,S213,T213,N213)))","v":{"$error":"#VALUE!"}},{"$f":"IF(K213=\"No\",\"\",IF(O213=\"\",Teta1(Y213,P213),\"-\"))","v":{"$error":"#VALUE!"}},{"$f":"IF(K213=\"No\",\"\",IF(O213=\"\",AreaCi(P213,Y213),AreaTr(O213,S213,Y213)))","v":{"$error":"#VALUE!"}},{"$f":"IF(K213=\"No\",\"\",IF(O213=\"\",FrCi(AC213,9.806,Z213,P213),FrTr(AC213,9.806,O213,S213,Y213)))","v":{"$error":"#VALUE!"}},{"$error":"#VALUE!"},null,null,null,null,null,null,null,null,null,null,null,null,null,null,null,0,0,"","","",{"$f":"IF(AD213=\"\",\"\",IF(AE213=1,YcCi(AK213,J213),YcTr(J213,AJ213,AN213)))","v":""},{"$f":"IF(AD213=\"\",\"\",IF(AE213=1,Teta1(AX213,AK213),\"-\"))","v":""},{"$f":"IF(AD213=\"\",\"\",IF(AE213=1,AreaCi(AK213,AX213),AreaTr(AJ213,AN213,AX213)))","v":""},"",{"$f":"IF(AD213=\"\",\"\",IF(AE213=1,Ynci(AK213,J213,AM213,AO213),YnTr(1,AM213,AJ213,AN213,AO213,J213)))","v":""},{"$f":"IF(AD213=\"\",\"\",IF(AE213=1,Teta1(BB213,AK213),\"-\"))","v":""},{"$f":"IF(AD213=\"\",\"\",IF(AE213=1,AreaCi(AK213,BB213),AreaTr(AJ213,AN213,BB213)))","v":""},{"$f":"IF(AD213=\"\",\"\",IF(AE213=1,FrCi(BF213,9.806,BC213,AK213),FrTr(BF213,9.806,AJ213,AN213,BB213)))","v":""},"",{"$f":"IF(AD213=\"\",\"\",IF(AE213=1,LOOKUP(AI213,'Vmáx(material) - Tab.4.3'!$L$2:$L$11,'Vmáx(material) - Tab.4.3'!$M$2:$M$11),LOOKUP(AI213,'Vmáx(material) - Tab.4.3'!$L$15,'Vmáx(material) - Tab.4.3'!$M$15)))","v":""},{"$f":"IF(AD213=\"\",\"\",VLOOKUP($AH213,'Vmáx(material) - Tab.4.3'!$R$35:$X$41,2))","v":""},{"$f":"IF(AD213=\"\",\"\",VLOOKUP($AH213,'Vmáx(material) - Tab.4.3'!$R$35:$X$41,3))","v":""},{"$f":"IF(AD213=\"\",\"\",VLOOKUP($AH213,'Vmáx(material) - Tab.4.3'!$R$35:$X$41,4))","v":""},{"$f":"IF(AD213=\"\",\"\",VLOOKUP($AH213,'Vmáx(material) - Tab.4.3'!$R$35:$X$41,5))","v":""},{"$f":"IF(AD213=\"\",\"\",VLOOKUP($AH213,'Vmáx(material) - Tab.4.3'!$R$35:$X$41,6))","v":""},{"$f":"IF(AD213=\"\",\"\",IF(AD213=\"\",\"\",VLOOKUP($AH213,'Vmáx(material) - Tab.4.3'!$R$35:$X$41,7)))","v":""},{"$f":"IF(AD213=\"\",\"\",IF(AE213=1,FCi(J213,AK213),FTr(J213,AJ213,AK213)))","v":""},"",{"$f":"IF(AD213=\"\",\"\",Hw(BH213,BI213,BJ213,BK213,BL213,BM213,Z,BN213,AO213,AK213))","v":""},"","","","",{"$f":"IF(AD213=\"\",\"\",ho(BT213,AK213,AX213))","v":""},{"$f":"IF(AD213=\"\",\"\",IF(AE213=1,PeriCi(AK213,BB213),PeriTr(AJ213,AN213,BB213)))","v":""},{"$f":"IF(AD213=\"\",\"\",IF(AE213=1,AreaCi(AK213,BB213),AreaTr(AJ213,AN213,BB213)))","v":""},{"$f":"IF(AD213=\"\",\"\",RhCi(BW213,BV213))","v":""},"",{"$f":"IF(AD213=\"\",\"\",hf(AL213,J213,AM213,BW213,BX213))","v":""},{"$f":"IF(AD213=\"\",\"\",LOOKUP(AP213,Tab.4.5!$J$6:$J$27,Tab.4.5!$L$6:$L$27))","v":""},{"$f":"IF(AD213=\"\",\"\",He(CA213,BY213))","v":""},{"$f":"IF(AD213=\"\",\"\",Hs(BY213))","v":""},{"$f":"IF(AD213=\"\",\"\",Hm(BU213,BZ213,CB213,CC213,AL213,AO213))","v":""},"","","","","","",null,null,null,null,null,null,null,null,null,null,null,null,null,null,null,0,0,0,0,0,{"$f":"IF(CK213=\"\",\"\",IF(CL213=1,YcCi(CR213,J213),YcTr(J213,CQ213,CU213)))","v":""},{"$f":"IF(CK213=\"\",\"\",IF(CL213=1,Teta1(DE213,CR213),\"-\"))","v":""},"","",{"$f":"IF(CK213=\"\",\"\",IF(CL213=1,Ynci(CR213,J213,CT213,CV213),YnTr(1,CT213,CQ213,CU213,CV213,J213)))","v":""},{"$f":"IF(CK213=\"\",\"\",IF(CL213=1,Teta1(DI213,CR213),\"-\"))","v":""},{"$f":"IF(CK213=\"\",\"\",IF(CL213=1,AreaCi(CR213,J213),AreaTr(CQ213,CU213,DI213)))","v":""},{"$f":"IF(CK213=\"\",\"\",IF(CL213=1,FrCi(DM213,9.806,DJ213,CR213),FrTr(DM213,9.806,CQ213,CU213,DI213)))","v":""},"",{"$f":"IF(CK213=\"\",\"\",IF(CL213=1,LOOKUP(CP213,'Vmáx(material) - Tab.4.3'!$L$2:$L$11,'Vmáx(material) - Tab.4.3'!$M$2:$M$11),LOOKUP(CP213,'Vmáx(material) - Tab.4.3'!$L$15,'Vmáx(material) - Tab.4.3'!$M$15)))","v":""},{"$f":"IF(CK213=\"\",\"\",VLOOKUP($CO213,'Vmáx(material) - Tab.4.3'!$R$35:$X$41,2))","v":""},{"$f":"IF(CK213=\"\",\"\",VLOOKUP($CO213,'Vmáx(material) - Tab.4.3'!$R$35:$X$41,3))","v":""},{"$f":"IF(CK213=\"\",\"\",VLOOKUP($CO213,'Vmáx(material) - Tab.4.3'!$R$35:$X$41,4))","v":""},{"$f":"IF(CK213=\"\",\"\",VLOOKUP($CO213,'Vmáx(material) - Tab.4.3'!$R$35:$X$41,5))","v":""},{"$f":"IF(CK213=\"\",\"\",VLOOKUP($CO213,'Vmáx(material) - Tab.4.3'!$R$35:$X$41,6))","v":""},{"$f":"IF(CK213=\"\",\"\",IF(CK213=\"\",\"\",VLOOKUP(CO213,'Vmáx(material) - Tab.4.3'!$R$35:$X$41,7)))","v":""},{"$f":"IF(CK213=\"\",\"\",IF(CL213=1,FCi(J213,CR213),FTr(J213,CQ213,CR213)))","v":""},"",{"$f":"IF(CK213=\"\",\"\",Hw(DO213,DP213,DQ213,DR213,DS213,DT213,Z,DU213,CV213,CR213))","v":""},"","","","","",{"$f":"IF(CK213=\"\",\"\",IF(CL213=1,PeriCi(CR213,DI213),PeriTr(CQ213,CU213,DI213)))","v":""},{"$f":"IF(CK213=\"\",\"\",IF(CL213=1,AreaCi(CR213,DI213),AreaTr(CQ213,CU213,DI213)))","v":""},{"$f":"IF(CK213=\"\",\"\",RhCi(DK213,EC213))","v":""},"",{"$f":"IF(CK213=\"\",\"\",hf(CS213,J213,CT213,DK213,EE213))","v":""},{"$f":"IF(CK213=\"\",\"\",LOOKUP(CW213,Tab.4.5!$J$6:$J$27,Tab.4.5!$L$6:$L$27))","v":""},{"$f":"IF(CK213=\"\",\"\",He(EH213,DM213))","v":""},{"$f":"IF(CK213=\"\",\"\",Hs(DM213))","v":""},{"$f":"IF(CK213=\"\",\"\",Hm(EB213,EG213,EI213,EJ213,CS213,CV213))","v":""},"","","","","","","K45+-45000 () ",{"$f":"IF(B213=\"Existe.\",IF(AE213=1,CONCATENATE(#REF!,AK213,\" m.\"),CONCATENATE(#REF!,AJ213,\" m x \",AK213,\" m.\")),IF(CL213=1,CONCATENATE(#REF!,CR213,\" m.\"),CONCATENATE(#REF!,CQ213,\" m x \",CR213,\" m.\")))","v":{"$error":"#REF!"}},"Concreto, L =  m, S = 0 %.","Cota clave eje= 0 msnm.",null,null,null,"","","","","",{"$f":"IF(EV213=\"\",\"\",VLOOKUP(EY213,'Estructura escalonada'!$D$3:$H$953,2))","v":""},"","","","","",""]
[null,null,null,null,null,null,null,null,null,null,null,{"$f":"IF(K214=\"No\",\"\",J214)","v":0},null,{"$f":"IF(K214=\"No\",\"\",L214+M214)","v":0},null,null,null,null,null,null,{"$f":"IF(K214=\"No\",\"\",IF(O214=\"\",YcCi(P214,N214),YcTr(N214,O214,S214)))","v":{"$error":"#VALUE!"}},{"$f":"IF(K214=\"No\",\"\",IF(O214=\"\",Teta1(U214,P214),\"-\"))","v":{"$error":"#VALUE!"}},{"$f":"IF(K214=\"No\",\"\",IF(O214=\"\",(1/8*(V214-SIN(V214))*P214^2),(O214+S214*U214)*U214))","v":{"$error":"#VALUE!"}},{"$f":"IF(W214=\"\",\"\",N214/W214)","v":{"$error":"#VALUE!"}},{"$f":"IF(K214=\"No\",\"\",IF(O214=\"\",Ynci(P214,N214,R214,T214),YnTr(1,R214,O214,S214,T214,N214)))","v":{"$error":"#VALUE!"}},{"$f":"IF(K214=\"No\",\"\",IF(O214=\"\",Teta1(Y214,P214),\"-\"))","v":{"$error":"#VALUE!"}},{"$f":"IF(K214=\"No\",\"\",IF(O214=\"\",AreaCi(P214,Y214),AreaTr(O214,S214,Y214)))","v":{"$error":"#VALUE!"}},{"$f":"IF(K214=\"No\",\"\",IF(O214=\"\",FrCi(AC214,9.806,Z214,P214),FrTr(AC214,9.806,O214,S214,Y214)))","v":{"$error":"#VALUE!"}},{"$f":"IF(K214=\"No\",\"\",N214/AA214)","v":{"$error":"#VALUE!"}},null,null,null,null,null,null,null,null,null,null,null,null,null,null,null,{"$f":"AQ214-AO214*AL214/2","v":0},{"$f":"AQ214-AO214*AL214","v":0},{"$f":"IF(AD214=\"\",\"\",AR214-AS214)","v":""},{"$f":"IF(AD214=\"\",\"\",1.2*AK214)","v":""},{"$f":"IF(AD214=\"\",\"\",AK214)","v":""},{"$f":"IF(AD214=\"\",\"\",IF(AE214=1,YcCi(AK214,J214),YcTr(J214,AJ214,AN214)))","v":""},{"$f":"IF(AD214=\"\",\"\",IF(AE214=1,Teta1(AX214,AK214),\"-\"))","v":""},{"$f":"IF(AD214=\"\",\"\",IF(AE214=1,AreaCi(AK214,AX214),AreaTr(AJ214,AN214,AX214)))","v":""},{"$f":"IF(AD214=\"\",\"\",J214/AZ214)","v":""},{"$f":"IF(AD214=\"\",\"\",IF(AE214=1,Ynci(AK214,J214,AM214,AO214),YnTr(1,AM214,AJ214,AN214,AO214,J214)))","v":""},{"$f":"IF(AD214=\"\",\"\",IF(AE214=1,Teta1(BB214,AK214),\"-\"))","v":""},{"$f":"IF(AD214=\"\",\"\",IF(AE214=1,AreaCi(AK214,BB214),AreaTr(AJ214,AN214,BB214)))","v":""},{"$f":"IF(AD214=\"\",\"\",IF(AE214=1,FrCi(BF214,9.806,BC214,AK214),FrTr(BF214,9.806,AJ214,AN214,BB214)))","v":""},{"$f":"IF(AD214=\"\",\"\",J214/BD214)","v":""},{"$f":"IF(AD214=\"\",\"\",IF(AE214=1,LOOKUP(AI214,'Vmáx(material) - Tab.4.3'!$L$2:$L$11,'Vmáx(material) - Tab.4.3'!$M$2:$M$11),LOOKUP(AI214,'Vmáx(material) - Tab.4.3'!$L$15,'Vmáx(material) - Tab.4.3'!$M$15)))","v":""},{"$f":"IF(AD214=\"\",\"\",VLOOKUP($AH214,'Vmáx(material) - Tab.4.3'!$R$35:$X$41,2))","v":""},{"$f":"IF(AD214=\"\",\"\",VLOOKUP($AH214,'Vmáx(material) - Tab.4.3'!$R$35:$X$41,3))","v":""},{"$f":"IF(AD214=\"\",\"\",VLOOKUP($AH214,'Vmáx(material) - Tab.4.3'!$R$35:$X$41,4))","v":""},{"$f":"IF(AD214=\"\",\"\",VLOOKUP($AH214,'Vmáx(material) - Tab.4.3'!$R$35:$X$41,5))","v":""},{"$f":"IF(AD214=\"\",\"\",VLOOKUP($AH214,'Vmáx(material) - Tab.4.3'!$R$35:$X$41,6))","v":""},{"$f":"IF(AD214=\"\",\"\",IF(AD214=\"\",\"\",VLOOKUP($AH214,'Vmáx(material) - Tab.4.3'!$R$35:$X$41,7)))","v":""},{"$f":"IF(AD214=\"\",\"\",IF(AE214=1,FCi(J214,AK214),FTr(J214,AJ214,AK214)))","v":""},{"$f":"IF(AD214=\"\",\"\",IF(BB214=\"Q > Qmax\",\"Insuficiencia hidráulica.\", IF(ABS(AX214-BB214)<=0.0001,\"Crítico\",IF(AX214>BB214,\"Supercrítico\",\"Subcrítico\"))))","v":""},{"$f":"IF(AD214=\"\",\"\",Hw(BH214,BI214,BJ214,BK214,BL214,BM214,Z,BN214,AO214,AK214))","v":""},{"$f":"IF(AD214=\"\",\"\",BP214/AK214)","v":""},{"$f":"IF(AD214=\"\",\"\",IF(AE214=1,0.438*AK214*SQRT(9.806)*AV214^1.5/AK214^0.4,2/3*0.9*AJ214*AV214*SQRT(2/3*9.806*AV214))*AD214)","v":""},{"$f":"IF(AD214=\"\",\"\",IF(BQ214<1.2,\"Cumple\",\"No Cumple\"))","v":""},{"$f":"IF(AD214=\"\",\"\",IF(K214=\"No\",0,Y214))","v":""},{"$f":"IF(AD214=\"\",\"\",ho(BT214,AK214,AX214))","v":""},{"$f":"IF(AD214=\"\",\"\",IF(AE214=1,PeriCi(AK214,BB214),PeriTr(AJ214,AN214,BB214)))","v":""},{"$f":"IF(AD214=\"\",\"\",IF(AE214=1,AreaCi(AK214,BB214),AreaTr(AJ214,AN214,BB214)))","v":""},{"$f":"IF(AD214=\"\",\"\",RhCi(BW214,BV214))","v":""},{"$f":"IF(AD214=\"\",\"\",J214/BW214)","v":""},{"$f":"IF(AD214=\"\",\"\",hf(AL214,J214,AM214,BW214,BX214))","v":""},{"$f":"IF(AD214=\"\",\"\",LOOKUP(AP214,Tab.4.5!$J$6:$J$27,Tab.4.5!$L$6:$L$27))","v":""},{"$f":"IF(AD214=\"\",\"\",He(CA214,BY214))","v":""},{"$f":"IF(AD214=\"\",\"\",Hs(BY214))","v":""},{"$f":"IF(AD214=\"\",\"\",Hm(BU214,BZ214,CB214,CC214,AL214,AO214))","v":""},{"$f":"IF(AD214=\"\",\"\",CD214/AK214)","v":""},{"$f":"IF(AD214=\"\",\"\",IF(AE214=1,0.438*AK214*SQRT(9.806)*AV214^1.5/AK214^0.4,2/3*0.9*AJ214*AV214*SQRT(2/3*9.806*AV214))*AD214)","v":""},{"$f":"IF(AD214=\"\",\"\",IF(CE214<1.2,\"Cumple\",\"No Cumple\"))","v":""},{"$f":"IF(AD214=\"\",\"\",IF(BT214=\"\",\"\",IF(BO214=\"Supercrítico\",\"Funciona con control a la entrada.\",\"Funciona con control a la salida\")))","v":""},{"$f":"IF(AD214=\"\",\"\",IF(BT214=\"\",\"\",IF(BO214=\"Supercrítico\",IF(BT214>BB214,\"Se presenta resalto hidráulico cerca de la salida.\",\"\"),\"\")))","v":""},{"$f":"IF(AD214=\"\",\"\",IF(BS214=\"No Cumple\",\"Reemplazar.\",IF(B214=\"Nueva\",\"Se requiere obra nueva.\",\"Conservar y realizar labores de limpieza y mantenimiento.\")))","v":""},null,null,null,null,null,null,null,null,null,null,null,null,null,null,null,{"$f":"CX214-CV214*CS214/2","v":0},{"$f":"CX214-CV214*CS214","v":0},{"$f":"CY214-CZ214","v":0},{"$f":"1.2*CR214","v":0},{"$f":"CR214","v":0},{"$f":"IF(CK214=\"\",\"\",IF(CL214=1,YcCi(CR214,J214),YcTr(J214,CQ214,CU214)))","v":""},{"$f":"IF(CK214=\"\",\"\",IF(CL214=1,Teta1(DE214,CR214),\"-\"))","v":""},{"$f":"IF(CK214=\"\",\"\",IF(CL214=1,1/8*(DF214-SIN(DF214))*CR214^2,(CQ214+CU214*DE214)*DE214))","v":""},{"$f":"IF(CK214=\"\",\"\",J214/DG214)","v":""},{"$f":"IF(CK214=\"\",\"\",IF(CL214=1,Ynci(CR214,J214,CT214,CV214),YnTr(1,CT214,CQ214,CU214,CV214,J214)))","v":""},{"$f":"IF(CK214=\"\",\"\",IF(CL214=1,Teta1(DI214,CR214),\"-\"))","v":""},{"$f":"IF(CK214=\"\",\"\",IF(CL214=1,AreaCi(CR214,J214),AreaTr(CQ214,CU214,DI214)))","v":""},{"$f":"IF(CK214=\"\",\"\",IF(CL214=1,FrCi(DM214,9.806,DJ214,CR214),FrTr(DM214,9.806,CQ214,CU214,DI214)))","v":""},{"$f":"IF(CK214=\"\",\"\",J214/DK214)","v":""},{"$f":"IF(CK214=\"\",\"\",IF(CL214=1,LOOKUP(CP214,'Vmáx(material) - Tab.4.3'!$L$2:$L$11,'Vmáx(material) - Tab.4.3'!$M$2:$M$11),LOOKUP(CP214,'Vmáx(material) - Tab.4.3'!$L$15,'Vmáx(material) - Tab.4.3'!$M$15)))","v":""},{"$f":"IF(CK214=\"\",\"\",VLOOKUP($CO214,'Vmáx(material) - Tab.4.3'!$R$35:$X$41,2))","v":""},{"$f":"IF(CK214=\"\",\"\",VLOOKUP($CO214,'Vmáx(material) - Tab.4.3'!$R$35:$X$41,3))","v":""},{"$f":"IF(CK214=\"\",\"\",VLOOKUP($CO214,'Vmáx(material) - Tab.4.3'!$R$35:$X$41,4))","v":""},{"$f":"IF(CK214=\"\",\"\",VLOOKUP($CO214,'Vmáx(material) - Tab.4.3'!$R$35:$X$41,5))","v":""},{"$f":"IF(CK214=\"\",\"\",VLOOKUP($CO214,'Vmáx(material) - Tab.4.3'!$R$35:$X$41,6))","v":""},{"$f":"IF(CK214=\"\",\"\",IF(CK214=\"\",\"\",VLOOKUP(CO214,'Vmáx(material) - Tab.4.3'!$R$35:$X$41,7)))","v":""},{"$f":"IF(CK214=\"\",\"\",IF(CL214=1,FCi(J214,CR214),FTr(J214,CQ214,CR214)))","v":""},{"$f":"IF(CK214=\"\",\"\",IF(DI214=\"Q > Qmax\",\"Insuficiencia hidráulica.\",IF(ABS(DE214-DI214)<=0.0001,\"Crítico\",IF(DE214>DI214,\"Supercrítico\",\"Subcrítico\"))))","v":""},{"$f":"IF(CK214=\"\",\"\",Hw(DO214,DP214,DQ214,DR214,DS214,DT214,Z,DU214,CV214,CR214))","v":""},{"$f":"IF(CK214=\"\",\"\",DW214/CR214)","v":""},{"$f":"IF(CK214=\"\",\"\",IF(CL214=1,0.438*CR214*SQRT(9.806)*DC214^1.5/CR214^0.4,2/3*0.9*CQ214*DC214*SQRT(2/3*9.806*DC214))*CK214)","v":""},{"$f":"IF(CK214=\"\",\"\",IF(DX214<1.2,\"Cumple\",\"No Cumple\"))","v":""},{"$f":"IF(CK214=\"\",\"\",IF(K214=\"No\",0,Y214))","v":""},{"$f":"IF(CK214=\"\",\"\",MAX(EA214,(CR214+DE214)/2))","v":""},{"$f":"IF(CK214=\"\",\"\",IF(CL214=1,PeriCi(CR214,DI214),PeriTr(CQ214,CU214,DI214)))","v":""},{"$f":"IF(CK214=\"\",\"\",IF(CL214=1,AreaCi(CR214,DI214),AreaTr(CQ214,CU214,DI214)))","v":""},{"$f":"IF(CK214=\"\",\"\",RhCi(DK214,EC214))","v":""},{"$f":"IF(CK214=\"\",\"\",AVERAGE(AC214,J214/ED214))","v":""},{"$f":"IF(CK214=\"\",\"\",hf(CS214,J214,CT214,DK214,EE214))","v":""},{"$f":"IF(CK214=\"\",\"\",LOOKUP(CW214,Tab.4.5!$J$6:$J$27,Tab.4.5!$L$6:$L$27))","v":""},{"$f":"IF(CK214=\"\",\"\",He(EH214,DM214))","v":""},{"$f":"IF(CK214=\"\",\"\",Hs(DM214))","v":""},{"$f":"IF(CK214=\"\",\"\",Hm(EB214,EG214,EI214,EJ214,CS214,CV214))","v":""},{"$f":"IF(CK214=\"\",\"\",EK214/CR214)","v":""},{"$f":"IF(CK214=\"\",\"\",IF(CL214=1,0.438*CR214*SQRT(9.806)*DC214^1.5/CR214^0.4,2/3*0.9*CQ214*DC214*SQRT(2/3*9.806*DC214))*CK214)","v":""},{"$f":"IF(EL214=\"\",\"\",IF(EL214<1.2,\"Cumple\",\"No Cumple\"))","v":""},{"$f":"IF(CK214=\"\",\"\",IF(EA214=\"\",\"\",IF(DV214=\"Supercrítico\",\"Funciona con control a la entrada.\",\"Funciona con control a la salida\")))","v":""},{"$f":"IF(CK214=\"\",\"\",IF(EA214=\"\",\"\",IF(DV214=\"Supercrítico\",IF(EA214>DI214,\"Se presenta resalto hidráulico cerca de la salida.\",\"\"),\"\")))","v":""},{"$f":"IF(CK214=\"\",\"\",ES214)","v":""},{"$f":" CONCATENATE(\"K45+\",D214-45000, \" (\",A214,\")\",\" \",B214)","v":"K45+-45000 () "},{"$f":"IF(B214=\"Existe.\",IF(AE214=1,CONCATENATE(#REF!,AK214,\" m.\"),CONCATENATE(#REF!,AJ214,\" m x \",AK214,\" m.\")),IF(CL214=1,CONCATENATE(#REF!,CR214,\" m.\"),CONCATENATE(#REF!,CQ214,\" m x \",CR214,\" m.\")))","v":{"$error":"#REF!"}},{"$f":"IF(AI214=2,CONCATENATE(\"Concreto, L = \",AL214,\" m, S = \",AO214*100,\" %.\"),CONCATENATE(\"Concreto, L = \",CS214,\" m, S = \",CV214*100,\" %.\"))","v":"Concreto, L =  m, S = 0 %."},{"$f":"IF(B214=\"Existe.\",\"\",CONCATENATE(\"Cota clave eje= \",CZ214,\" msnm.\"))","v":"Cota clave eje= 0 msnm."},null,null,null,{"$f":"IF(EV214=\"\",\"\",N214)","v":""},{"$f":"IF(EV214=\"\",\"\",EW214/EX214)","v":""},{"$f":"IF(EV214=\"\",\"\",ATAN(EZ214)*(180/PI()))","v":""},{"$f":"IF(EV214=\"\",\"\",EX214*(SIN(FA214*PI()/180)))","v":""},{"$f":"IF(EV214=\"\",\"\",(EW214^2+EX214^2)^0.5)","v":""},{"$f":"IF(EV214=\"\",\"\",VLOOKUP(EY214,'Estructura escalonada'!$D$3:$H$953,2))","v":""},{"$f":"IF(EV214=\"\",\"\",EV214*FD214)","v":""},{"$f":"IF(EV214=\"\",\"\",(2*FD214+EV214))","v":""},{"$f":"IF(EV214=\"\",\"\",FE214/FF214)","v":""},{"$f":"IF(EV214=\"\",\"\",18*LOG10(6*FG214/(FB214/2)))","v":""},{"$f":"IF(EV214=\"\",\"\",FH214*(FG214*EZ214)^0.5)","v":""},{"$f":"IF(EV214=\"\",\"\",IF(FD214+0.15<0.5,0.5,IF(FD214+0.15<1,1,\"Amplíe el ancho B\")))","v":""}]
[null,null,null,null,null,null,null,null,null,null,null,0,null,0,null,null,null,null,null,null,{"$f":"IF(K215=\"No\",\"\",IF(O215=\"\",YcCi(P215,N215),YcTr(N215,O215,S215)))","v":{"$error":"#VALUE!"}},{"$f":"IF(K215=\"No\",\"\",IF(O215=\"\",Teta1(U215,P215),\"-\"))","v":{"$error":"#VALUE!"}},{"$error":"#VALUE!"},{"$error":"#VALUE!"},{"$f":"IF(K215=\"No\",\"\",IF(O215=\"\",Ynci(P215,N215,R215,T215),YnTr(1,R215,O215,S215,T215,N215)))","v":{"$error":"#VALUE!"}},{"$f":"IF(K215=\"No\",\"\",IF(O215=\"\",Teta1(Y215,P215),\"-\"))","v":{"$error":"#VALUE!"}},{"$f":"IF(K215=\"No\",\"\",IF(O215=\"\",AreaCi(P215,Y215),AreaTr(O215,S215,Y215)))","v":{"$error":"#VALUE!"}},{"$f":"IF(K215=\"No\",\"\",IF(O215=\"\",FrCi(AC215,9.806,Z215,P215),FrTr(AC215,9.806,O215,S215,Y215)))","v":{"$error":"#VALUE!"}},{"$error":"#VALUE!"},null,null,null,null,null,null,null,null,null,null,null,null,null,null,null,0,0,"","","",{"$f":"IF(AD215=\"\",\"\",IF(AE215=1,YcCi(AK215,J215),YcTr(J215,AJ215,AN215)))","v":""},{"$f":"IF(AD215=\"\",\"\",IF(AE215=1,Teta1(AX215,AK215),\"-\"))","v":""},{"$f":"IF(AD215=\"\",\"\",IF(AE215=1,AreaCi(AK215,AX215),AreaTr(AJ215,AN215,AX215)))","v":""},"",{"$f":"IF(AD215=\"\",\"\",IF(AE215=1,Ynci(AK215,J215,AM215,AO215),YnTr(1,AM215,AJ215,AN215,AO215,J215)))","v":""},{"$f":"IF(AD215=\"\",\"\",IF(AE215=1,Teta1(BB215,AK215),\"-\"))","v":""},{"$f":"IF(AD215=\"\",\"\",IF(AE215=1,AreaCi(AK215,BB215),AreaTr(AJ215,AN215,BB215)))","v":""},{"$f":"IF(AD215=\"\",\"\",IF(AE215=1,FrCi(BF215,9.806,BC215,AK215),FrTr(BF215,9.806,AJ215,AN215,BB215)))","v":""},"",{"$f":"IF(AD215=\"\",\"\",IF(AE215=1,LOOKUP(AI215,'Vmáx(material) - Tab.4.3'!$L$2:$L$11,'Vmáx(material) - Tab.4.3'!$M$2:$M$11),LOOKUP(AI215,'Vmáx(material) - Tab.4.3'!$L$15,'Vmáx(material) - Tab.4.3'!$M$15)))","v":""},{"$f":"IF(AD215=\"\",\"\",VLOOKUP($AH215,'Vmáx(material) - Tab.4.3'!$R$35:$X$41,2))","v":""},{"$f":"IF(AD215=\"\",\"\",VLOOKUP($AH215,'Vmáx(material) - Tab.4.3'!$R$35:$X$41,3))","v":""},{"$f":"IF(AD215=\"\",\"\",VLOOKUP($AH215,'Vmáx(material) - Tab.4.3'!$R$35:$X$41,4))","v":""},{"$f":"IF(AD215=\"\",\"\",VLOOKUP($AH215,'Vmáx(material) - Tab.4.3'!$R$35:$X$41,5))","v":""},{"$f":"IF(AD215=\"\",\"\",VLOOKUP($AH215,'Vmáx(material) - Tab.4.3'!$R$35:$X$41,6))","v":""},{"$f":"IF(AD215=\"\",\"\",IF(AD215=\"\",\"\",VLOOKUP($AH215,'Vmáx(material) - Tab.4.3'!$R$35:$X$41,7)))","v":""},{"$f":"IF(AD215=\"\",\"\",IF(AE215=1,FCi(J215,AK215),FTr(J215,AJ215,AK215)))","v":""},"",{"$f":"IF(AD215=\"\",\"\",Hw(BH215,BI215,BJ215,BK215,BL215,BM215,Z,BN215,AO215,AK215))","v":""},"","","","",{"$f":"IF(AD215=\"\",\"\",ho(BT215,AK215,AX215))","v":""},{"$f":"IF(AD215=\"\",\"\",IF(AE215=1,PeriCi(AK215,BB215),PeriTr(AJ215,AN215,BB215)))","v":""},{"$f":"IF(AD215=\"\",\"\",IF(AE215=1,AreaCi(AK215,BB215),AreaTr(AJ215,AN215,BB215)))","v":""},{"$f":"IF(AD215=\"\",\"\",RhCi(BW215,BV215))","v":""},"",{"$f":"IF(AD215=\"\",\"\",hf(AL215,J215,AM215,BW215,BX215))","v":""},{"$f":"IF(AD215=\"\",\"\",LOOKUP(AP215,Tab.4.5!$J$6:$J$27,Tab.4.5!$L$6:$L$27))","v":""},{"$f":"IF(AD215=\"\",\"\",He(CA215,BY215))","v":""},{"$f":"IF(AD215=\"\",\"\",Hs(BY215))","v":""},{"$f":"IF(AD215=\"\",\"\",Hm(BU215,BZ215,CB215,CC215,AL215,AO215))","v":""},"","","","","","",null,null,null,null,null,null,null,null,null,null,null,null,null,null,null,0,0,0,0,0,{"$f":"IF(CK215=\"\",\"\",IF(CL215=1,YcCi(CR215,J215),YcTr(J215,CQ215,CU215)))","v":""},{"$f":"IF(CK215=\"\",\"\",IF(CL215=1,Teta1(DE215,CR215),\"-\"))","v":""},"","",{"$f":"IF(CK215=\"\",\"\",IF(CL215=1,Ynci(CR215,J215,CT215,CV215),YnTr(1,CT215,CQ215,CU215,CV215,J215)))","v":""},{"$f":"IF(CK215=\"\",\"\",IF(CL215=1,Teta1(DI215,CR215),\"-\"))","v":""},{"$f":"IF(CK215=\"\",\"\",IF(CL215=1,AreaCi(CR215,J215),AreaTr(CQ215,CU215,DI215)))","v":""},{"$f":"IF(CK215=\"\",\"\",IF(CL215=1,FrCi(DM215,9.806,DJ215,CR215),FrTr(DM215,9.806,CQ215,CU215,DI215)))","v":""},"",{"$f":"IF(CK215=\"\",\"\",IF(CL215=1,LOOKUP(CP215,'Vmáx(material) - Tab.4.3'!$L$2:$L$11,'Vmáx(material) - Tab.4.3'!$M$2:$M$11),LOOKUP(CP215,'Vmáx(material) - Tab.4.3'!$L$15,'Vmáx(material) - Tab.4.3'!$M$15)))","v":""},{"$f":"IF(CK215=\"\",\"\",VLOOKUP($CO215,'Vmáx(material) - Tab.4.3'!$R$35:$X$41,2))","v":""},{"$f":"IF(CK215=\"\",\"\",VLOOKUP($CO215,'Vmáx(material) - Tab.4.3'!$R$35:$X$41,3))","v":""},{"$f":"IF(CK215=\"\",\"\",VLOOKUP($CO215,'Vmáx(material) - Tab.4.3'!$R$35:$X$41,4))","v":""},{"$f":"IF(CK215=\"\",\"\",VLOOKUP($CO215,'Vmáx(material) - Tab.4.3'!$R$35:$X$41,5))","v":""},{"$f":"IF(CK215=\"\",\"\",VLOOKUP($CO215,'Vmáx(material) - Tab.4.3'!$R$35:$X$41,6))","v":""},{"$f":"IF(CK215=\"\",\"\",IF(CK215=\"\",\"\",VLOOKUP(CO215,'Vmáx(material) - Tab.4.3'!$R$35:$X$41,7)))","v":""},{"$f":"IF(CK215=\"\",\"\",IF(CL215=1,FCi(J215,CR215),FTr(J215,CQ215,CR215)))","v":""},"",{"$f":"IF(CK215=\"\",\"\",Hw(DO215,DP215,DQ215,DR215,DS215,DT215,Z,DU215,CV215,CR215))","v":""},"","","","","",{"$f":"IF(CK215=\"\",\"\",IF(CL215=1,PeriCi(CR215,DI215),PeriTr(CQ215,CU215,DI215)))","v":""},{"$f":"IF(CK215=\"\",\"\",IF(CL215=1,AreaCi(CR215,DI215),AreaTr(CQ215,CU215,DI215)))","v":""},{"$f":"IF(CK215=\"\",\"\",RhCi(DK215,EC215))","v":""},"",{"$f":"IF(CK215=\"\",\"\",hf(CS215,J215,CT215,DK215,EE215))","v":""},{"$f":"IF(CK215=\"\",\"\",LOOKUP(CW215,Tab.4.5!$J$6:$J$27,Tab.4.5!$L$6:$L$27))","v":""},{"$f":"IF(CK215=\"\",\"\",He(EH215,DM215))","v":""},{"$f":"IF(CK215=\"\",\"\",Hs(DM215))","v":""},{"$f":"IF(CK215=\"\",\"\",Hm(EB215,EG215,EI215,EJ215,CS215,CV215))","v":""},"","","","","","","K45+-45000 () ",{"$f":"IF(B215=\"Existe.\",IF(AE215=1,CONCATENATE(#REF!,AK215,\" m.\"),CONCATENATE(#REF!,AJ215,\" m x \",AK215,\" m.\")),IF(CL215=1,CONCATENATE(#REF!,CR215,\" m.\"),CONCATENATE(#REF!,CQ215,\" m x \",CR215,\" m.\")))","v":{"$error":"#REF!"}},"Concreto, L =  m, S = 0 %.","Cota clave eje= 0 msnm.",null,null,null,"","","","","",{"$f":"IF(EV215=\"\",\"\",VLOOKUP(EY215,'Estructura escalonada'!$D$3:$H$953,2))","v":""},"","","","","",""]
[null,null,null,null,null,null,null,null,null,null,null,0,null,0,null,null,null,null,null,null,{"$f":"IF(K216=\"No\",\"\",IF(O216=\"\",YcCi(P216,N216),YcTr(N216,O216,S216)))","v":{"$error":"#VALUE!"}},{"$f":"IF(K216=\"No\",\"\",IF(O216=\"\",Teta1(U216,P216),\"-\"))","v":{"$error":"#VALUE!"}},{"$error":"#VALUE!"},{"$error":"#VALUE!"},{"$f":"IF(K216=\"No\",\"\",IF(O216=\"\",Ynci(P216,N216,R216,T216),YnTr(1,R216,O216,S216,T216,N216)))","v":{"$error":"#VALUE!"}},{"$f":"IF(K216=\"No\",\"\",IF(O216=\"\",Teta1(Y216,P216),\"-\"))","v":{"$error":"#VALUE!"}},{"$f":"IF(K216=\"No\",\"\",IF(O216=\"\",AreaCi(P216,Y216),AreaTr(O216,S216,Y216)))","v":{"$error":"#VALUE!"}},{"$f":"IF(K216=\"No\",\"\",IF(O216=\"\",FrCi(AC216,9.806,Z216,P216),FrTr(AC216,9.806,O216,S216,Y216)))","v":{"$error":"#VALUE!"}},{"$error":"#VALUE!"},null,null,null,null,null,null,null,null,null,null,null,null,null,null,null,0,0,"","","",{"$f":"IF(AD216=\"\",\"\",IF(AE216=1,YcCi(AK216,J216),YcTr(J216,AJ216,AN216)))","v":""},{"$f":"IF(AD216=\"\",\"\",IF(AE216=1,Teta1(AX216,AK216),\"-\"))","v":""},{"$f":"IF(AD216=\"\",\"\",IF(AE216=1,AreaCi(AK216,AX216),AreaTr(AJ216,AN216,AX216)))","v":""},"",{"$f":"IF(AD216=\"\",\"\",IF(AE216=1,Ynci(AK216,J216,AM216,AO216),YnTr(1,AM216,AJ216,AN216,AO216,J216)))","v":""},{"$f":"IF(AD216=\"\",\"\",IF(AE216=1,Teta1(BB216,AK216),\"-\"))","v":""},{"$f":"IF(AD216=\"\",\"\",IF(AE216=1,AreaCi(AK216,BB216),AreaTr(AJ216,AN216,BB216)))","v":""},{"$f":"IF(AD216=\"\",\"\",IF(AE216=1,FrCi(BF216,9.806,BC216,AK216),FrTr(BF216,9.806,AJ216,AN216,BB216)))","v":""},"",{"$f":"IF(AD216=\"\",\"\",IF(AE216=1,LOOKUP(AI216,'Vmáx(material) - Tab.4.3'!$L$2:$L$11,'Vmáx(material) - Tab.4.3'!$M$2:$M$11),LOOKUP(AI216,'Vmáx(material) - Tab.4.3'!$L$15,'Vmáx(material) - Tab.4.3'!$M$15)))","v":""},{"$f":"IF(AD216=\"\",\"\",VLOOKUP($AH216,'Vmáx(material) - Tab.4.3'!$R$35:$X$41,2))","v":""},{"$f":"IF(AD216=\"\",\"\",VLOOKUP($AH216,'Vmáx(material) - Tab.4.3'!$R$35:$X$41,3))","v":""},{"$f":"IF(AD216=\"\",\"\",VLOOKUP($AH216,'Vmáx(material) - Tab.4.3'!$R$35:$X$41,4))","v":""},{"$f":"IF(AD216=\"\",\"\",VLOOKUP($AH216,'Vmáx(material) - Tab.4.3'!$R$35:$X$41,5))","v":""},{"$f":"IF(AD216=\"\",\"\",VLOOKUP($AH216,'Vmáx(material) - Tab.4.3'!$R$35:$X$41,6))","v":""},{"$f":"IF(AD216=\"\",\"\",IF(AD216=\"\",\"\",VLOOKUP($AH216,'Vmáx(material) - Tab.4.3'!$R$35:$X$41,7)))","v":""},{"$f":"IF(AD216=\"\",\"\",IF(AE216=1,FCi(J216,AK216),FTr(J216,AJ216,AK216)))","v":""},"",{"$f":"IF(AD216=\"\",\"\",Hw(BH216,BI216,BJ216,BK216,BL216,BM216,Z,BN216,AO216,AK216))","v":""},"","","","",{"$f":"IF(AD216=\"\",\"\",ho(BT216,AK216,AX216))","v":""},{"$f":"IF(AD216=\"\",\"\",IF(AE216=1,PeriCi(AK216,BB216),PeriTr(AJ216,AN216,BB216)))","v":""},{"$f":"IF(AD216=\"\",\"\",IF(AE216=1,AreaCi(AK216,BB216),AreaTr(AJ216,AN216,BB216)))","v":""},{"$f":"IF(AD216=\"\",\"\",RhCi(BW216,BV216))","v":""},"",{"$f":"IF(AD216=\"\",\"\",hf(AL216,J216,AM216,BW216,BX216))","v":""},{"$f":"IF(AD216=\"\",\"\",LOOKUP(AP216,Tab.4.5!$J$6:$J$27,Tab.4.5!$L$6:$L$27))","v":""},{"$f":"IF(AD216=\"\",\"\",He(CA216,BY216))","v":""},{"$f":"IF(AD216=\"\",\"\",Hs(BY216))","v":""},{"$f":"IF(AD216=\"\",\"\",Hm(BU216,BZ216,CB216,CC216,AL216,AO216))","v":""},"","","","","","",null,null,null,null,null,null,null,null,null,null,null,null,null,null,null,0,0,0,0,0,{"$f":"IF(CK216=\"\",\"\",IF(CL216=1,YcCi(CR216,J216),YcTr(J216,CQ216,CU216)))","v":""},{"$f":"IF(CK216=\"\",\"\",IF(CL216=1,Teta1(DE216,CR216),\"-\"))","v":""},"","",{"$f":"IF(CK216=\"\",\"\",IF(CL216=1,Ynci(CR216,J216,CT216,CV216),YnTr(1,CT216,CQ216,CU216,CV216,J216)))","v":""},{"$f":"IF(CK216=\"\",\"\",IF(CL216=1,Teta1(DI216,CR216),\"-\"))","v":""},{"$f":"IF(CK216=\"\",\"\",IF(CL216=1,AreaCi(CR216,J216),AreaTr(CQ216,CU216,DI216)))","v":""},{"$f":"IF(CK216=\"\",\"\",IF(CL216=1,FrCi(DM216,9.806,DJ216,CR216),FrTr(DM216,9.806,CQ216,CU216,DI216)))","v":""},"",{"$f":"IF(CK216=\"\",\"\",IF(CL216=1,LOOKUP(CP216,'Vmáx(material) - Tab.4.3'!$L$2:$L$11,'Vmáx(material) - Tab.4.3'!$M$2:$M$11),LOOKUP(CP216,'Vmáx(material) - Tab.4.3'!$L$15,'Vmáx(material) - Tab.4.3'!$M$15)))","v":""},{"$f":"IF(CK216=\"\",\"\",VLOOKUP($CO216,'Vmáx(material) - Tab.4.3'!$R$35:$X$41,2))","v":""},{"$f":"IF(CK216=\"\",\"\",VLOOKUP($CO216,'Vmáx(material) - Tab.4.3'!$R$35:$X$41,3))","v":""},{"$f":"IF(CK216=\"\",\"\",VLOOKUP($CO216,'Vmáx(material) - Tab.4.3'!$R$35:$X$41,4))","v":""},{"$f":"IF(CK216=\"\",\"\",VLOOKUP($CO216,'Vmáx(material) - Tab.4.3'!$R$35:$X$41,5))","v":""},{"$f":"IF(CK216=\"\",\"\",VLOOKUP($CO216,'Vmáx(material) - Tab.4.3'!$R$35:$X$41,6))","v":""},{"$f":"IF(CK216=\"\",\"\",IF(CK216=\"\",\"\",VLOOKUP(CO216,'Vmáx(material) - Tab.4.3'!$R$35:$X$41,7)))","v":""},{"$f":"IF(CK216=\"\",\"\",IF(CL216=1,FCi(J216,CR216),FTr(J216,CQ216,CR216)))","v":""},"",{"$f":"IF(CK216=\"\",\"\",Hw(DO216,DP216,DQ216,DR216,DS216,DT216,Z,DU216,CV216,CR216))","v":""},"","","","","",{"$f":"IF(CK216=\"\",\"\",IF(CL216=1,PeriCi(CR216,DI216),PeriTr(CQ216,CU216,DI216)))","v":""},{"$f":"IF(CK216=\"\",\"\",IF(CL216=1,AreaCi(CR216,DI216),AreaTr(CQ216,CU216,DI216)))","v":""},{"$f":"IF(CK216=\"\",\"\",RhCi(DK216,EC216))","v":""},"",{"$f":"IF(CK216=\"\",\"\",hf(CS216,J216,CT216,DK216,EE216))","v":""},{"$f":"IF(CK216=\"\",\"\",LOOKUP(CW216,Tab.4.5!$J$6:$J$27,Tab.4.5!$L$6:$L$27))","v":""},{"$f":"IF(CK216=\"\",\"\",He(EH216,DM216))","v":""},{"$f":"IF(CK216=\"\",\"\",Hs(DM216))","v":""},{"$f":"IF(CK216=\"\",\"\",Hm(EB216,EG216,EI216,EJ216,CS216,CV216))","v":""},"","","","","","","K45+-45000 () ",{"$f":"IF(B216=\"Existe.\",IF(AE216=1,CONCATENATE(#REF!,AK216,\" m.\"),CONCATENATE(#REF!,AJ216,\" m x \",AK216,\" m.\")),IF(CL216=1,CONCATENATE(#REF!,CR216,\" m.\"),CONCATENATE(#REF!,CQ216,\" m x \",CR216,\" m.\")))","v":{"$error":"#REF!"}},"Concreto, L =  m, S = 0 %.","Cota clave eje= 0 msnm.",null,null,null,"","","","","",{"$f":"IF(EV216=\"\",\"\",VLOOKUP(EY216,'Estructura escalonada'!$D$3:$H$953,2))","v":""},"","","","","",""]
[null,null,null,null,null,null,null,null,null,null,null,0,null,0,null,null,null,null,null,null,{"$f":"IF(K217=\"No\",\"\",IF(O217=\"\",YcCi(P217,N217),YcTr(N217,O217,S217)))","v":{"$error":"#VALUE!"}},{"$f":"IF(K217=\"No\",\"\",IF(O217=\"\",Teta1(U217,P217),\"-\"))","v":{"$error":"#VALUE!"}},{"$error":"#VALUE!"},{"$error":"#VALUE!"},{"$f":"IF(K217=\"No\",\"\",IF(O217=\"\",Ynci(P217,N217,R217,T217),YnTr(1,R217,O217,S217,T217,N217)))","v":{"$error":"#VALUE!"}},{"$f":"IF(K217=\"No\",\"\",IF(O217=\"\",Teta1(Y217,P217),\"-\"))","v":{"$error":"#VALUE!"}},{"$f":"IF(K217=\"No\",\"\",IF(O217=\"\",AreaCi(P217,Y217),AreaTr(O217,S217,Y217)))","v":{"$error":"#VALUE!"}},{"$f":"IF(K217=\"No\",\"\",IF(O217=\"\",FrCi(AC217,9.806,Z217,P217),FrTr(AC217,9.806,O217,S217,Y217)))","v":{"$error":"#VALUE!"}},{"$error":"#VALUE!"},null,null,null,null,null,null,null,null,null,null,null,null,null,null,null,0,0,"","","",{"$f":"IF(AD217=\"\",\"\",IF(AE217=1,YcCi(AK217,J217),YcTr(J217,AJ217,AN217)))","v":""},{"$f":"IF(AD217=\"\",\"\",IF(AE217=1,Teta1(AX217,AK217),\"-\"))","v":""},{"$f":"IF(AD217=\"\",\"\",IF(AE217=1,AreaCi(AK217,AX217),AreaTr(AJ217,AN217,AX217)))","v":""},"",{"$f":"IF(AD217=\"\",\"\",IF(AE217=1,Ynci(AK217,J217,AM217,AO217),YnTr(1,AM217,AJ217,AN217,AO217,J217)))","v":""},{"$f":"IF(AD217=\"\",\"\",IF(AE217=1,Teta1(BB217,AK217),\"-\"))","v":""},{"$f":"IF(AD217=\"\",\"\",IF(AE217=1,AreaCi(AK217,BB217),AreaTr(AJ217,AN217,BB217)))","v":""},{"$f":"IF(AD217=\"\",\"\",IF(AE217=1,FrCi(BF217,9.806,BC217,AK217),FrTr(BF217,9.806,AJ217,AN217,BB217)))","v":""},"",{"$f":"IF(AD217=\"\",\"\",IF(AE217=1,LOOKUP(AI217,'Vmáx(material) - Tab.4.3'!$L$2:$L$11,'Vmáx(material) - Tab.4.3'!$M$2:$M$11),LOOKUP(AI217,'Vmáx(material) - Tab.4.3'!$L$15,'Vmáx(material) - Tab.4.3'!$M$15)))","v":""},{"$f":"IF(AD217=\"\",\"\",VLOOKUP($AH217,'Vmáx(material) - Tab.4.3'!$R$35:$X$41,2))","v":""},{"$f":"IF(AD217=\"\",\"\",VLOOKUP($AH217,'Vmáx(material) - Tab.4.3'!$R$35:$X$41,3))","v":""},{"$f":"IF(AD217=\"\",\"\",VLOOKUP($AH217,'Vmáx(material) - Tab.4.3'!$R$35:$X$41,4))","v":""},{"$f":"IF(AD217=\"\",\"\",VLOOKUP($AH217,'Vmáx(material) - Tab.4.3'!$R$35:$X$41,5))","v":""},{"$f":"IF(AD217=\"\",\"\",VLOOKUP($AH217,'Vmáx(material) - Tab.4.3'!$R$35:$X$41,6))","v":""},{"$f":"IF(AD217=\"\",\"\",IF(AD217=\"\",\"\",VLOOKUP($AH217,'Vmáx(material) - Tab.4.3'!$R$35:$X$41,7)))","v":""},{"$f":"IF(AD217=\"\",\"\",IF(AE217=1,FCi(J217,AK217),FTr(J217,AJ217,AK217)))","v":""},"",{"$f":"IF(AD217=\"\",\"\",Hw(BH217,BI217,BJ217,BK217,BL217,BM217,Z,BN217,AO217,AK217))","v":""},"","","","",{"$f":"IF(AD217=\"\",\"\",ho(BT217,AK217,AX217))","v":""},{"$f":"IF(AD217=\"\",\"\",IF(AE217=1,PeriCi(AK217,BB217),PeriTr(AJ217,AN217,BB217)))","v":""},{"$f":"IF(AD217=\"\",\"\",IF(AE217=1,AreaCi(AK217,BB217),AreaTr(AJ217,AN217,BB217)))","v":""},{"$f":"IF(AD217=\"\",\"\",RhCi(BW217,BV217))","v":""},"",{"$f":"IF(AD217=\"\",\"\",hf(AL217,J217,AM217,BW217,BX217))","v":""},{"$f":"IF(AD217=\"\",\"\",LOOKUP(AP217,Tab.4.5!$J$6:$J$27,Tab.4.5!$L$6:$L$27))","v":""},{"$f":"IF(AD217=\"\",\"\",He(CA217,BY217))","v":""},{"$f":"IF(AD217=\"\",\"\",Hs(BY217))","v":""},{"$f":"IF(AD217=\"\",\"\",Hm(BU217,BZ217,CB217,CC217,AL217,AO217))","v":""},"","","","","","",null,null,null,null,null,null,null,null,null,null,null,null,null,null,null,0,0,0,0,0,{"$f":"IF(CK217=\"\",\"\",IF(CL217=1,YcCi(CR217,J217),YcTr(J217,CQ217,CU217)))","v":""},{"$f":"IF(CK217=\"\",\"\",IF(CL217=1,Teta1(DE217,CR217),\"-\"))","v":""},"","",{"$f":"IF(CK217=\"\",\"\",IF(CL217=1,Ynci(CR217,J217,CT217,CV217),YnTr(1,CT217,CQ217,CU217,CV217,J217)))","v":""},{"$f":"IF(CK217=\"\",\"\",IF(CL217=1,Teta1(DI217,CR217),\"-\"))","v":""},{"$f":"IF(CK217=\"\",\"\",IF(CL217=1,AreaCi(CR217,J217),AreaTr(CQ217,CU217,DI217)))","v":""},{"$f":"IF(CK217=\"\",\"\",IF(CL217=1,FrCi(DM217,9.806,DJ217,CR217),FrTr(DM217,9.806,CQ217,CU217,DI217)))","v":""},"",{"$f":"IF(CK217=\"\",\"\",IF(CL217=1,LOOKUP(CP217,'Vmáx(material) - Tab.4.3'!$L$2:$L$11,'Vmáx(material) - Tab.4.3'!$M$2:$M$11),LOOKUP(CP217,'Vmáx(material) - Tab.4.3'!$L$15,'Vmáx(material) - Tab.4.3'!$M$15)))","v":""},{"$f":"IF(CK217=\"\",\"\",VLOOKUP($CO217,'Vmáx(material) - Tab.4.3'!$R$35:$X$41,2))","v":""},{"$f":"IF(CK217=\"\",\"\",VLOOKUP($CO217,'Vmáx(material) - Tab.4.3'!$R$35:$X$41,3))","v":""},{"$f":"IF(CK217=\"\",\"\",VLOOKUP($CO217,'Vmáx(material) - Tab.4.3'!$R$35:$X$41,4))","v":""},{"$f":"IF(CK217=\"\",\"\",VLOOKUP($CO217,'Vmáx(material) - Tab.4.3'!$R$35:$X$41,5))","v":""},{"$f":"IF(CK217=\"\",\"\",VLOOKUP($CO217,'Vmáx(material) - Tab.4.3'!$R$35:$X$41,6))","v":""},{"$f":"IF(CK217=\"\",\"\",IF(CK217=\"\",\"\",VLOOKUP(CO217,'Vmáx(material) - Tab.4.3'!$R$35:$X$41,7)))","v":""},{"$f":"IF(CK217=\"\",\"\",IF(CL217=1,FCi(J217,CR217),FTr(J217,CQ217,CR217)))","v":""},"",{"$f":"IF(CK217=\"\",\"\",Hw(DO217,DP217,DQ217,DR217,DS217,DT217,Z,DU217,CV217,CR217))","v":""},"","","","","",{"$f":"IF(CK217=\"\",\"\",IF(CL217=1,PeriCi(CR217,DI217),PeriTr(CQ217,CU217,DI217)))","v":""},{"$f":"IF(CK217=\"\",\"\",IF(CL217=1,AreaCi(CR217,DI217),AreaTr(CQ217,CU217,DI217)))","v":""},{"$f":"IF(CK217=\"\",\"\",RhCi(DK217,EC217))","v":""},"",{"$f":"IF(CK217=\"\",\"\",hf(CS217,J217,CT217,DK217,EE217))","v":""},{"$f":"IF(CK217=\"\",\"\",LOOKUP(CW217,Tab.4.5!$J$6:$J$27,Tab.4.5!$L$6:$L$27))","v":""},{"$f":"IF(CK217=\"\",\"\",He(EH217,DM217))","v":""},{"$f":"IF(CK217=\"\",\"\",Hs(DM217))","v":""},{"$f":"IF(CK217=\"\",\"\",Hm(EB217,EG217,EI217,EJ217,CS217,CV217))","v":""},"","","","","","","K45+-45000 () ",{"$f":"IF(B217=\"Existe.\",IF(AE217=1,CONCATENATE(#REF!,AK217,\" m.\"),CONCATENATE(#REF!,AJ217,\" m x \",AK217,\" m.\")),IF(CL217=1,CONCATENATE(#REF!,CR217,\" m.\"),CONCATENATE(#REF!,CQ217,\" m x \",CR217,\" m.\")))","v":{"$error":"#REF!"}},"Concreto, L =  m, S = 0 %.","Cota clave eje= 0 msnm.",null,null,null,"","","","","",{"$f":"IF(EV217=\"\",\"\",VLOOKUP(EY217,'Estructura escalonada'!$D$3:$H$953,2))","v":""},"","","","","",""]
[null,null,null,null,null,null,null,null,null,null,null,0,null,0,null,null,null,null,null,null,{"$f":"IF(K218=\"No\",\"\",IF(O218=\"\",YcCi(P218,N218),YcTr(N218,O218,S218)))","v":{"$error":"#VALUE!"}},{"$f":"IF(K218=\"No\",\"\",IF(O218=\"\",Teta1(U218,P218),\"-\"))","v":{"$error":"#VALUE!"}},{"$error":"#VALUE!"},{"$error":"#VALUE!"},{"$f":"IF(K218=\"No\",\"\",IF(O218=\"\",Ynci(P218,N218,R218,T218),YnTr(1,R218,O218,S218,T218,N218)))","v":{"$error":"#VALUE!"}},{"$f":"IF(K218=\"No\",\"\",IF(O218=\"\",Teta1(Y218,P218),\"-\"))","v":{"$error":"#VALUE!"}},{"$f":"IF(K218=\"No\",\"\",IF(O218=\"\",AreaCi(P218,Y218),AreaTr(O218,S218,Y218)))","v":{"$error":"#VALUE!"}},{"$f":"IF(K218=\"No\",\"\",IF(O218=\"\",FrCi(AC218,9.806,Z218,P218),FrTr(AC218,9.806,O218,S218,Y218)))","v":{"$error":"#VALUE!"}},{"$error":"#VALUE!"},null,null,null,null,null,null,null,null,null,null,null,null,null,null,null,0,0,"","","",{"$f":"IF(AD218=\"\",\"\",IF(AE218=1,YcCi(AK218,J218),YcTr(J218,AJ218,AN218)))","v":""},{"$f":"IF(AD218=\"\",\"\",IF(AE218=1,Teta1(AX218,AK218),\"-\"))","v":""},{"$f":"IF(AD218=\"\",\"\",IF(AE218=1,AreaCi(AK218,AX218),AreaTr(AJ218,AN218,AX218)))","v":""},"",{"$f":"IF(AD218=\"\",\"\",IF(AE218=1,Ynci(AK218,J218,AM218,AO218),YnTr(1,AM218,AJ218,AN218,AO218,J218)))","v":""},{"$f":"IF(AD218=\"\",\"\",IF(AE218=1,Teta1(BB218,AK218),\"-\"))","v":""},{"$f":"IF(AD218=\"\",\"\",IF(AE218=1,AreaCi(AK218,BB218),AreaTr(AJ218,AN218,BB218)))","v":""},{"$f":"IF(AD218=\"\",\"\",IF(AE218=1,FrCi(BF218,9.806,BC218,AK218),FrTr(BF218,9.806,AJ218,AN218,BB218)))","v":""},"",{"$f":"IF(AD218=\"\",\"\",IF(AE218=1,LOOKUP(AI218,'Vmáx(material) - Tab.4.3'!$L$2:$L$11,'Vmáx(material) - Tab.4.3'!$M$2:$M$11),LOOKUP(AI218,'Vmáx(material) - Tab.4.3'!$L$15,'Vmáx(material) - Tab.4.3'!$M$15)))","v":""},{"$f":"IF(AD218=\"\",\"\",VLOOKUP($AH218,'Vmáx(material) - Tab.4.3'!$R$35:$X$41,2))","v":""},{"$f":"IF(AD218=\"\",\"\",VLOOKUP($AH218,'Vmáx(material) - Tab.4.3'!$R$35:$X$41,3))","v":""},{"$f":"IF(AD218=\"\",\"\",VLOOKUP($AH218,'Vmáx(material) - Tab.4.3'!$R$35:$X$41,4))","v":""},{"$f":"IF(AD218=\"\",\"\",VLOOKUP($AH218,'Vmáx(material) - Tab.4.3'!$R$35:$X$41,5))","v":""},{"$f":"IF(AD218=\"\",\"\",VLOOKUP($AH218,'Vmáx(material) - Tab.4.3'!$R$35:$X$41,6))","v":""},{"$f":"IF(AD218=\"\",\"\",IF(AD218=\"\",\"\",VLOOKUP($AH218,'Vmáx(material) - Tab.4.3'!$R$35:$X$41,7)))","v":""},{"$f":"IF(AD218=\"\",\"\",IF(AE218=1,FCi(J218,AK218),FTr(J218,AJ218,AK218)))","v":""},"",{"$f":"IF(AD218=\"\",\"\",Hw(BH218,BI218,BJ218,BK218,BL218,BM218,Z,BN218,AO218,AK218))","v":""},"","","","",{"$f":"IF(AD218=\"\",\"\",ho(BT218,AK218,AX218))","v":""},{"$f":"IF(AD218=\"\",\"\",IF(AE218=1,PeriCi(AK218,BB218),PeriTr(AJ218,AN218,BB218)))","v":""},{"$f":"IF(AD218=\"\",\"\",IF(AE218=1,AreaCi(AK218,BB218),AreaTr(AJ218,AN218,BB218)))","v":""},{"$f":"IF(AD218=\"\",\"\",RhCi(BW218,BV218))","v":""},"",{"$f":"IF(AD218=\"\",\"\",hf(AL218,J218,AM218,BW218,BX218))","v":""},{"$f":"IF(AD218=\"\",\"\",LOOKUP(AP218,Tab.4.5!$J$6:$J$27,Tab.4.5!$L$6:$L$27))","v":""},{"$f":"IF(AD218=\"\",\"\",He(CA218,BY218))","v":""},{"$f":"IF(AD218=\"\",\"\",Hs(BY218))","v":""},{"$f":"IF(AD218=\"\",\"\",Hm(BU218,BZ218,CB218,CC218,AL218,AO218))","v":""},"","","","","","",null,null,null,null,null,null,null,null,null,null,null,null,null,null,null,0,0,0,0,0,{"$f":"IF(CK218=\"\",\"\",IF(CL218=1,YcCi(CR218,J218),YcTr(J218,CQ218,CU218)))","v":""},{"$f":"IF(CK218=\"\",\"\",IF(CL218=1,Teta1(DE218,CR218),\"-\"))","v":""},"","",{"$f":"IF(CK218=\"\",\"\",IF(CL218=1,Ynci(CR218,J218,CT218,CV218),YnTr(1,CT218,CQ218,CU218,CV218,J218)))","v":""},{"$f":"IF(CK218=\"\",\"\",IF(CL218=1,Teta1(DI218,CR218),\"-\"))","v":""},{"$f":"IF(CK218=\"\",\"\",IF(CL218=1,AreaCi(CR218,J218),AreaTr(CQ218,CU218,DI218)))","v":""},{"$f":"IF(CK218=\"\",\"\",IF(CL218=1,FrCi(DM218,9.806,DJ218,CR218),FrTr(DM218,9.806,CQ218,CU218,DI218)))","v":""},"",{"$f":"IF(CK218=\"\",\"\",IF(CL218=1,LOOKUP(CP218,'Vmáx(material) - Tab.4.3'!$L$2:$L$11,'Vmáx(material) - Tab.4.3'!$M$2:$M$11),LOOKUP(CP218,'Vmáx(material) - Tab.4.3'!$L$15,'Vmáx(material) - Tab.4.3'!$M$15)))","v":""},{"$f":"IF(CK218=\"\",\"\",VLOOKUP($CO218,'Vmáx(material) - Tab.4.3'!$R$35:$X$41,2))","v":""},{"$f":"IF(CK218=\"\",\"\",VLOOKUP($CO218,'Vmáx(material) - Tab.4.3'!$R$35:$X$41,3))","v":""},{"$f":"IF(CK218=\"\",\"\",VLOOKUP($CO218,'Vmáx(material) - Tab.4.3'!$R$35:$X$41,4))","v":""},{"$f":"IF(CK218=\"\",\"\",VLOOKUP($CO218,'Vmáx(material) - Tab.4.3'!$R$35:$X$41,5))","v":""},{"$f":"IF(CK218=\"\",\"\",VLOOKUP($CO218,'Vmáx(material) - Tab.4.3'!$R$35:$X$41,6))","v":""},{"$f":"IF(CK218=\"\",\"\",IF(CK218=\"\",\"\",VLOOKUP(CO218,'Vmáx(material) - Tab.4.3'!$R$35:$X$41,7)))","v":""},{"$f":"IF(CK218=\"\",\"\",IF(CL218=1,FCi(J218,CR218),FTr(J218,CQ218,CR218)))","v":""},"",{"$f":"IF(CK218=\"\",\"\",Hw(DO218,DP218,DQ218,DR218,DS218,DT218,Z,DU218,CV218,CR218))","v":""},"","","","","",{"$f":"IF(CK218=\"\",\"\",IF(CL218=1,PeriCi(CR218,DI218),PeriTr(CQ218,CU218,DI218)))","v":""},{"$f":"IF(CK218=\"\",\"\",IF(CL218=1,AreaCi(CR218,DI218),AreaTr(CQ218,CU218,DI218)))","v":""},{"$f":"IF(CK218=\"\",\"\",RhCi(DK218,EC218))","v":""},"",{"$f":"IF(CK218=\"\",\"\",hf(CS218,J218,CT218,DK218,EE218))","v":""},{"$f":"IF(CK218=\"\",\"\",LOOKUP(CW218,Tab.4.5!$J$6:$J$27,Tab.4.5!$L$6:$L$27))","v":""},{"$f":"IF(CK218=\"\",\"\",He(EH218,DM218))","v":""},{"$f":"IF(CK218=\"\",\"\",Hs(DM218))","v":""},{"$f":"IF(CK218=\"\",\"\",Hm(EB218,EG218,EI218,EJ218,CS218,CV218))","v":""},"","","","","","","K45+-45000 () ",{"$f":"IF(B218=\"Existe.\",IF(AE218=1,CONCATENATE(#REF!,AK218,\" m.\"),CONCATENATE(#REF!,AJ218,\" m x \",AK218,\" m.\")),IF(CL218=1,CONCATENATE(#REF!,CR218,\" m.\"),CONCATENATE(#REF!,CQ218,\" m x \",CR218,\" m.\")))","v":{"$error":"#REF!"}},"Concreto, L =  m, S = 0 %.","Cota clave eje= 0 msnm.",null,null,null,"","","","","",{"$f":"IF(EV218=\"\",\"\",VLOOKUP(EY218,'Estructura escalonada'!$D$3:$H$953,2))","v":""},"","","","","",""]
[null,null,null,null,null,null,null,null,null,null,null,0,null,0,null,null,null,null,null,null,{"$f":"IF(K219=\"No\",\"\",IF(O219=\"\",YcCi(P219,N219),YcTr(N219,O219,S219)))","v":{"$error":"#VALUE!"}},{"$f":"IF(K219=\"No\",\"\",IF(O219=\"\",Teta1(U219,P219),\"-\"))","v":{"$error":"#VALUE!"}},{"$error":"#VALUE!"},{"$error":"#VALUE!"},{"$f":"IF(K219=\"No\",\"\",IF(O219=\"\",Ynci(P219,N219,R219,T219),YnTr(1,R219,O219,S219,T219,N219)))","v":{"$error":"#VALUE!"}},{"$f":"IF(K219=\"No\",\"\",IF(O219=\"\",Teta1(Y219,P219),\"-\"))","v":{"$error":"#VALUE!"}},{"$f":"IF(K219=\"No\",\"\",IF(O219=\"\",AreaCi(P219,Y219),AreaTr(O219,S219,Y219)))","v":{"$error":"#VALUE!"}},{"$f":"IF(K219=\"No\",\"\",IF(O219=\"\",FrCi(AC219,9.806,Z219,P219),FrTr(AC219,9.806,O219,S219,Y219)))","v":{"$error":"#VALUE!"}},{"$error":"#VALUE!"},null,null,null,null,null,null,null,null,null,null,null,null,null,null,null,0,0,"","","",{"$f":"IF(AD219=\"\",\"\",IF(AE219=1,YcCi(AK219,J219),YcTr(J219,AJ219,AN219)))","v":""},{"$f":"IF(AD219=\"\",\"\",IF(AE219=1,Teta1(AX219,AK219),\"-\"))","v":""},{"$f":"IF(AD219=\"\",\"\",IF(AE219=1,AreaCi(AK219,AX219),AreaTr(AJ219,AN219,AX219)))","v":""},"",{"$f":"IF(AD219=\"\",\"\",IF(AE219=1,Ynci(AK219,J219,AM219,AO219),YnTr(1,AM219,AJ219,AN219,AO219,J219)))","v":""},{"$f":"IF(AD219=\"\",\"\",IF(AE219=1,Teta1(BB219,AK219),\"-\"))","v":""},{"$f":"IF(AD219=\"\",\"\",IF(AE219=1,AreaCi(AK219,BB219),AreaTr(AJ219,AN219,BB219)))","v":""},{"$f":"IF(AD219=\"\",\"\",IF(AE219=1,FrCi(BF219,9.806,BC219,AK219),FrTr(BF219,9.806,AJ219,AN219,BB219)))","v":""},"",{"$f":"IF(AD219=\"\",\"\",IF(AE219=1,LOOKUP(AI219,'Vmáx(material) - Tab.4.3'!$L$2:$L$11,'Vmáx(material) - Tab.4.3'!$M$2:$M$11),LOOKUP(AI219,'Vmáx(material) - Tab.4.3'!$L$15,'Vmáx(material) - Tab.4.3'!$M$15)))","v":""},{"$f":"IF(AD219=\"\",\"\",VLOOKUP($AH219,'Vmáx(material) - Tab.4.3'!$R$35:$X$41,2))","v":""},{"$f":"IF(AD219=\"\",\"\",VLOOKUP($AH219,'Vmáx(material) - Tab.4.3'!$R$35:$X$41,3))","v":""},{"$f":"IF(AD219=\"\",\"\",VLOOKUP($AH219,'Vmáx(material) - Tab.4.3'!$R$35:$X$41,4))","v":""},{"$f":"IF(AD219=\"\",\"\",VLOOKUP($AH219,'Vmáx(material) - Tab.4.3'!$R$35:$X$41,5))","v":""},{"$f":"IF(AD219=\"\",\"\",VLOOKUP($AH219,'Vmáx(material) - Tab.4.3'!$R$35:$X$41,6))","v":""},{"$f":"IF(AD219=\"\",\"\",IF(AD219=\"\",\"\",VLOOKUP($AH219,'Vmáx(material) - Tab.4.3'!$R$35:$X$41,7)))","v":""},{"$f":"IF(AD219=\"\",\"\",IF(AE219=1,FCi(J219,AK219),FTr(J219,AJ219,AK219)))","v":""},"",{"$f":"IF(AD219=\"\",\"\",Hw(BH219,BI219,BJ219,BK219,BL219,BM219,Z,BN219,AO219,AK219))","v":""},"","","","",{"$f":"IF(AD219=\"\",\"\",ho(BT219,AK219,AX219))","v":""},{"$f":"IF(AD219=\"\",\"\",IF(AE219=1,PeriCi(AK219,BB219),PeriTr(AJ219,AN219,BB219)))","v":""},{"$f":"IF(AD219=\"\",\"\",IF(AE219=1,AreaCi(AK219,BB219),AreaTr(AJ219,AN219,BB219)))","v":""},{"$f":"IF(AD219=\"\",\"\",RhCi(BW219,BV219))","v":""},"",{"$f":"IF(AD219=\"\",\"\",hf(AL219,J219,AM219,BW219,BX219))","v":""},{"$f":"IF(AD219=\"\",\"\",LOOKUP(AP219,Tab.4.5!$J$6:$J$27,Tab.4.5!$L$6:$L$27))","v":""},{"$f":"IF(AD219=\"\",\"\",He(CA219,BY219))","v":""},{"$f":"IF(AD219=\"\",\"\",Hs(BY219))","v":""},{"$f":"IF(AD219=\"\",\"\",Hm(BU219,BZ219,CB219,CC219,AL219,AO219))","v":""},"","","","","","",null,null,null,null,null,null,null,null,null,null,null,null,null,null,null,0,0,0,0,0,{"$f":"IF(CK219=\"\",\"\",IF(CL219=1,YcCi(CR219,J219),YcTr(J219,CQ219,CU219)))","v":""},{"$f":"IF(CK219=\"\",\"\",IF(CL219=1,Teta1(DE219,CR219),\"-\"))","v":""},"","",{"$f":"IF(CK219=\"\",\"\",IF(CL219=1,Ynci(CR219,J219,CT219,CV219),YnTr(1,CT219,CQ219,CU219,CV219,J219)))","v":""},{"$f":"IF(CK219=\"\",\"\",IF(CL219=1,Teta1(DI219,CR219),\"-\"))","v":""},{"$f":"IF(CK219=\"\",\"\",IF(CL219=1,AreaCi(CR219,J219),AreaTr(CQ219,CU219,DI219)))","v":""},{"$f":"IF(CK219=\"\",\"\",IF(CL219=1,FrCi(DM219,9.806,DJ219,CR219),FrTr(DM219,9.806,CQ219,CU219,DI219)))","v":""},"",{"$f":"IF(CK219=\"\",\"\",IF(CL219=1,LOOKUP(CP219,'Vmáx(material) - Tab.4.3'!$L$2:$L$11,'Vmáx(material) - Tab.4.3'!$M$2:$M$11),LOOKUP(CP219,'Vmáx(material) - Tab.4.3'!$L$15,'Vmáx(material) - Tab.4.3'!$M$15)))","v":""},{"$f":"IF(CK219=\"\",\"\",VLOOKUP($CO219,'Vmáx(material) - Tab.4.3'!$R$35:$X$41,2))","v":""},{"$f":"IF(CK219=\"\",\"\",VLOOKUP($CO219,'Vmáx(material) - Tab.4.3'!$R$35:$X$41,3))","v":""},{"$f":"IF(CK219=\"\",\"\",VLOOKUP($CO219,'Vmáx(material) - Tab.4.3'!$R$35:$X$41,4))","v":""},{"$f":"IF(CK219=\"\",\"\",VLOOKUP($CO219,'Vmáx(material) - Tab.4.3'!$R$35:$X$41,5))","v":""},{"$f":"IF(CK219=\"\",\"\",VLOOKUP($CO219,'Vmáx(material) - Tab.4.3'!$R$35:$X$41,6))","v":""},{"$f":"IF(CK219=\"\",\"\",IF(CK219=\"\",\"\",VLOOKUP(CO219,'Vmáx(material) - Tab.4.3'!$R$35:$X$41,7)))","v":""},{"$f":"IF(CK219=\"\",\"\",IF(CL219=1,FCi(J219,CR219),FTr(J219,CQ219,CR219)))","v":""},"",{"$f":"IF(CK219=\"\",\"\",Hw(DO219,DP219,DQ219,DR219,DS219,DT219,Z,DU219,CV219,CR219))","v":""},"","","","","",{"$f":"IF(CK219=\"\",\"\",IF(CL219=1,PeriCi(CR219,DI219),PeriTr(CQ219,CU219,DI219)))","v":""},{"$f":"IF(CK219=\"\",\"\",IF(CL219=1,AreaCi(CR219,DI219),AreaTr(CQ219,CU219,DI219)))","v":""},{"$f":"IF(CK219=\"\",\"\",RhCi(DK219,EC219))","v":""},"",{"$f":"IF(CK219=\"\",\"\",hf(CS219,J219,CT219,DK219,EE219))","v":""},{"$f":"IF(CK219=\"\",\"\",LOOKUP(CW219,Tab.4.5!$J$6:$J$27,Tab.4.5!$L$6:$L$27))","v":""},{"$f":"IF(CK219=\"\",\"\",He(EH219,DM219))","v":""},{"$f":"IF(CK219=\"\",\"\",Hs(DM219))","v":""},{"$f":"IF(CK219=\"\",\"\",Hm(EB219,EG219,EI219,EJ219,CS219,CV219))","v":""},"","","","","","","K45+-45000 () ",{"$f":"IF(B219=\"Existe.\",IF(AE219=1,CONCATENATE(#REF!,AK219,\" m.\"),CONCATENATE(#REF!,AJ219,\" m x \",AK219,\" m.\")),IF(CL219=1,CONCATENATE(#REF!,CR219,\" m.\"),CONCATENATE(#REF!,CQ219,\" m x \",CR219,\" m.\")))","v":{"$error":"#REF!"}},"Concreto, L =  m, S = 0 %.","Cota clave eje= 0 msnm.",null,null,null,"","","","","",{"$f":"IF(EV219=\"\",\"\",VLOOKUP(EY219,'Estructura escalonada'!$D$3:$H$953,2))","v":""},"","","","","",""]
[null,null,null,null,null,null,null,null,null,null,null,0,null,0,null,null,null,null,null,null,{"$f":"IF(K220=\"No\",\"\",IF(O220=\"\",YcCi(P220,N220),YcTr(N220,O220,S220)))","v":{"$error":"#VALUE!"}},{"$f":"IF(K220=\"No\",\"\",IF(O220=\"\",Teta1(U220,P220),\"-\"))","v":{"$error":"#VALUE!"}},{"$error":"#VALUE!"},{"$error":"#VALUE!"},{"$f":"IF(K220=\"No\",\"\",IF(O220=\"\",Ynci(P220,N220,R220,T220),YnTr(1,R220,O220,S220,T220,N220)))","v":{"$error":"#VALUE!"}},{"$f":"IF(K220=\"No\",\"\",IF(O220=\"\",Teta1(Y220,P220),\"-\"))","v":{"$error":"#VALUE!"}},{"$f":"IF(K220=\"No\",\"\",IF(O220=\"\",AreaCi(P220,Y220),AreaTr(O220,S220,Y220)))","v":{"$error":"#VALUE!"}},{"$f":"IF(K220=\"No\",\"\",IF(O220=\"\",FrCi(AC220,9.806,Z220,P220),FrTr(AC220,9.806,O220,S220,Y220)))","v":{"$error":"#VALUE!"}},{"$error":"#VALUE!"},null,null,null,null,null,null,null,null,null,null,null,null,null,null,null,0,0,"","","",{"$f":"IF(AD220=\"\",\"\",IF(AE220=1,YcCi(AK220,J220),YcTr(J220,AJ220,AN220)))","v":""},{"$f":"IF(AD220=\"\",\"\",IF(AE220=1,Teta1(AX220,AK220),\"-\"))","v":""},{"$f":"IF(AD220=\"\",\"\",IF(AE220=1,AreaCi(AK220,AX220),AreaTr(AJ220,AN220,AX220)))","v":""},"",{"$f":"IF(AD220=\"\",\"\",IF(AE220=1,Ynci(AK220,J220,AM220,AO220),YnTr(1,AM220,AJ220,AN220,AO220,J220)))","v":""},{"$f":"IF(AD220=\"\",\"\",IF(AE220=1,Teta1(BB220,AK220),\"-\"))","v":""},{"$f":"IF(AD220=\"\",\"\",IF(AE220=1,AreaCi(AK220,BB220),AreaTr(AJ220,AN220,BB220)))","v":""},{"$f":"IF(AD220=\"\",\"\",IF(AE220=1,FrCi(BF220,9.806,BC220,AK220),FrTr(BF220,9.806,AJ220,AN220,BB220)))","v":""},"",{"$f":"IF(AD220=\"\",\"\",IF(AE220=1,LOOKUP(AI220,'Vmáx(material) - Tab.4.3'!$L$2:$L$11,'Vmáx(material) - Tab.4.3'!$M$2:$M$11),LOOKUP(AI220,'Vmáx(material) - Tab.4.3'!$L$15,'Vmáx(material) - Tab.4.3'!$M$15)))","v":""},{"$f":"IF(AD220=\"\",\"\",VLOOKUP($AH220,'Vmáx(material) - Tab.4.3'!$R$35:$X$41,2))","v":""},{"$f":"IF(AD220=\"\",\"\",VLOOKUP($AH220,'Vmáx(material) - Tab.4.3'!$R$35:$X$41,3))","v":""},{"$f":"IF(AD220=\"\",\"\",VLOOKUP($AH220,'Vmáx(material) - Tab.4.3'!$R$35:$X$41,4))","v":""},{"$f":"IF(AD220=\"\",\"\",VLOOKUP($AH220,'Vmáx(material) - Tab.4.3'!$R$35:$X$41,5))","v":""},{"$f":"IF(AD220=\"\",\"\",VLOOKUP($AH220,'Vmáx(material) - Tab.4.3'!$R$35:$X$41,6))","v":""},{"$f":"IF(AD220=\"\",\"\",IF(AD220=\"\",\"\",VLOOKUP($AH220,'Vmáx(material) - Tab.4.3'!$R$35:$X$41,7)))","v":""},{"$f":"IF(AD220=\"\",\"\",IF(AE220=1,FCi(J220,AK220),FTr(J220,AJ220,AK220)))","v":""},"",{"$f":"IF(AD220=\"\",\"\",Hw(BH220,BI220,BJ220,BK220,BL220,BM220,Z,BN220,AO220,AK220))","v":""},"","","","",{"$f":"IF(AD220=\"\",\"\",ho(BT220,AK220,AX220))","v":""},{"$f":"IF(AD220=\"\",\"\",IF(AE220=1,PeriCi(AK220,BB220),PeriTr(AJ220,AN220,BB220)))","v":""},{"$f":"IF(AD220=\"\",\"\",IF(AE220=1,AreaCi(AK220,BB220),AreaTr(AJ220,AN220,BB220)))","v":""},{"$f":"IF(AD220=\"\",\"\",RhCi(BW220,BV220))","v":""},"",{"$f":"IF(AD220=\"\",\"\",hf(AL220,J220,AM220,BW220,BX220))","v":""},{"$f":"IF(AD220=\"\",\"\",LOOKUP(AP220,Tab.4.5!$J$6:$J$27,Tab.4.5!$L$6:$L$27))","v":""},{"$f":"IF(AD220=\"\",\"\",He(CA220,BY220))","v":""},{"$f":"IF(AD220=\"\",\"\",Hs(BY220))","v":""},{"$f":"IF(AD220=\"\",\"\",Hm(BU220,BZ220,CB220,CC220,AL220,AO220))","v":""},"","","","","","",null,null,null,null,null,null,null,null,null,null,null,null,null,null,null,0,0,0,0,0,{"$f":"IF(CK220=\"\",\"\",IF(CL220=1,YcCi(CR220,J220),YcTr(J220,CQ220,CU220)))","v":""},{"$f":"IF(CK220=\"\",\"\",IF(CL220=1,Teta1(DE220,CR220),\"-\"))","v":""},"","",{"$f":"IF(CK220=\"\",\"\",IF(CL220=1,Ynci(CR220,J220,CT220,CV220),YnTr(1,CT220,CQ220,CU220,CV220,J220)))","v":""},{"$f":"IF(CK220=\"\",\"\",IF(CL220=1,Teta1(DI220,CR220),\"-\"))","v":""},{"$f":"IF(CK220=\"\",\"\",IF(CL220=1,AreaCi(CR220,J220),AreaTr(CQ220,CU220,DI220)))","v":""},{"$f":"IF(CK220=\"\",\"\",IF(CL220=1,FrCi(DM220,9.806,DJ220,CR220),FrTr(DM220,9.806,CQ220,CU220,DI220)))","v":""},"",{"$f":"IF(CK220=\"\",\"\",IF(CL220=1,LOOKUP(CP220,'Vmáx(material) - Tab.4.3'!$L$2:$L$11,'Vmáx(material) - Tab.4.3'!$M$2:$M$11),LOOKUP(CP220,'Vmáx(material) - Tab.4.3'!$L$15,'Vmáx(material) - Tab.4.3'!$M$15)))","v":""},{"$f":"IF(CK220=\"\",\"\",VLOOKUP($CO220,'Vmáx(material) - Tab.4.3'!$R$35:$X$41,2))","v":""},{"$f":"IF(CK220=\"\",\"\",VLOOKUP($CO220,'Vmáx(material) - Tab.4.3'!$R$35:$X$41,3))","v":""},{"$f":"IF(CK220=\"\",\"\",VLOOKUP($CO220,'Vmáx(material) - Tab.4.3'!$R$35:$X$41,4))","v":""},{"$f":"IF(CK220=\"\",\"\",VLOOKUP($CO220,'Vmáx(material) - Tab.4.3'!$R$35:$X$41,5))","v":""},{"$f":"IF(CK220=\"\",\"\",VLOOKUP($CO220,'Vmáx(material) - Tab.4.3'!$R$35:$X$41,6))","v":""},{"$f":"IF(CK220=\"\",\"\",IF(CK220=\"\",\"\",VLOOKUP(CO220,'Vmáx(material) - Tab.4.3'!$R$35:$X$41,7)))","v":""},{"$f":"IF(CK220=\"\",\"\",IF(CL220=1,FCi(J220,CR220),FTr(J220,CQ220,CR220)))","v":""},"",{"$f":"IF(CK220=\"\",\"\",Hw(DO220,DP220,DQ220,DR220,DS220,DT220,Z,DU220,CV220,CR220))","v":""},"","","","","",{"$f":"IF(CK220=\"\",\"\",IF(CL220=1,PeriCi(CR220,DI220),PeriTr(CQ220,CU220,DI220)))","v":""},{"$f":"IF(CK220=\"\",\"\",IF(CL220=1,AreaCi(CR220,DI220),AreaTr(CQ220,CU220,DI220)))","v":""},{"$f":"IF(CK220=\"\",\"\",RhCi(DK220,EC220))","v":""},"",{"$f":"IF(CK220=\"\",\"\",hf(CS220,J220,CT220,DK220,EE220))","v":""},{"$f":"IF(CK220=\"\",\"\",LOOKUP(CW220,Tab.4.5!$J$6:$J$27,Tab.4.5!$L$6:$L$27))","v":""},{"$f":"IF(CK220=\"\",\"\",He(EH220,DM220))","v":""},{"$f":"IF(CK220=\"\",\"\",Hs(DM220))","v":""},{"$f":"IF(CK220=\"\",\"\",Hm(EB220,EG220,EI220,EJ220,CS220,CV220))","v":""},"","","","","","","K45+-45000 () ",{"$f":"IF(B220=\"Existe.\",IF(AE220=1,CONCATENATE(#REF!,AK220,\" m.\"),CONCATENATE(#REF!,AJ220,\" m x \",AK220,\" m.\")),IF(CL220=1,CONCATENATE(#REF!,CR220,\" m.\"),CONCATENATE(#REF!,CQ220,\" m x \",CR220,\" m.\")))","v":{"$error":"#REF!"}},"Concreto, L =  m, S = 0 %.","Cota clave eje= 0 msnm.",null,null,null,"","","","","",{"$f":"IF(EV220=\"\",\"\",VLOOKUP(EY220,'Estructura escalonada'!$D$3:$H$953,2))","v":""},"","","","","",""]
[null,null,null,null,null,null,null,null,null,null,null,0,null,0,null,null,null,null,null,null,{"$f":"IF(K221=\"No\",\"\",IF(O221=\"\",YcCi(P221,N221),YcTr(N221,O221,S221)))","v":{"$error":"#VALUE!"}},{"$f":"IF(K221=\"No\",\"\",IF(O221=\"\",Teta1(U221,P221),\"-\"))","v":{"$error":"#VALUE!"}},{"$error":"#VALUE!"},{"$error":"#VALUE!"},{"$f":"IF(K221=\"No\",\"\",IF(O221=\"\",Ynci(P221,N221,R221,T221),YnTr(1,R221,O221,S221,T221,N221)))","v":{"$error":"#VALUE!"}},{"$f":"IF(K221=\"No\",\"\",IF(O221=\"\",Teta1(Y221,P221),\"-\"))","v":{"$error":"#VALUE!"}},{"$f":"IF(K221=\"No\",\"\",IF(O221=\"\",AreaCi(P221,Y221),AreaTr(O221,S221,Y221)))","v":{"$error":"#VALUE!"}},{"$f":"IF(K221=\"No\",\"\",IF(O221=\"\",FrCi(AC221,9.806,Z221,P221),FrTr(AC221,9.806,O221,S221,Y221)))","v":{"$error":"#VALUE!"}},{"$error":"#VALUE!"},null,null,null,null,null,null,null,null,null,null,null,null,null,null,null,0,0,"","","",{"$f":"IF(AD221=\"\",\"\",IF(AE221=1,YcCi(AK221,J221),YcTr(J221,AJ221,AN221)))","v":""},{"$f":"IF(AD221=\"\",\"\",IF(AE221=1,Teta1(AX221,AK221),\"-\"))","v":""},{"$f":"IF(AD221=\"\",\"\",IF(AE221=1,AreaCi(AK221,AX221),AreaTr(AJ221,AN221,AX221)))","v":""},"",{"$f":"IF(AD221=\"\",\"\",IF(AE221=1,Ynci(AK221,J221,AM221,AO221),YnTr(1,AM221,AJ221,AN221,AO221,J221)))","v":""},{"$f":"IF(AD221=\"\",\"\",IF(AE221=1,Teta1(BB221,AK221),\"-\"))","v":""},{"$f":"IF(AD221=\"\",\"\",IF(AE221=1,AreaCi(AK221,BB221),AreaTr(AJ221,AN221,BB221)))","v":""},{"$f":"IF(AD221=\"\",\"\",IF(AE221=1,FrCi(BF221,9.806,BC221,AK221),FrTr(BF221,9.806,AJ221,AN221,BB221)))","v":""},"",{"$f":"IF(AD221=\"\",\"\",IF(AE221=1,LOOKUP(AI221,'Vmáx(material) - Tab.4.3'!$L$2:$L$11,'Vmáx(material) - Tab.4.3'!$M$2:$M$11),LOOKUP(AI221,'Vmáx(material) - Tab.4.3'!$L$15,'Vmáx(material) - Tab.4.3'!$M$15)))","v":""},{"$f":"IF(AD221=\"\",\"\",VLOOKUP($AH221,'Vmáx(material) - Tab.4.3'!$R$35:$X$41,2))","v":""},{"$f":"IF(AD221=\"\",\"\",VLOOKUP($AH221,'Vmáx(material) - Tab.4.3'!$R$35:$X$41,3))","v":""},{"$f":"IF(AD221=\"\",\"\",VLOOKUP($AH221,'Vmáx(material) - Tab.4.3'!$R$35:$X$41,4))","v":""},{"$f":"IF(AD221=\"\",\"\",VLOOKUP($AH221,'Vmáx(material) - Tab.4.3'!$R$35:$X$41,5))","v":""},{"$f":"IF(AD221=\"\",\"\",VLOOKUP($AH221,'Vmáx(material) - Tab.4.3'!$R$35:$X$41,6))","v":""},{"$f":"IF(AD221=\"\",\"\",IF(AD221=\"\",\"\",VLOOKUP($AH221,'Vmáx(material) - Tab.4.3'!$R$35:$X$41,7)))","v":""},{"$f":"IF(AD221=\"\",\"\",IF(AE221=1,FCi(J221,AK221),FTr(J221,AJ221,AK221)))","v":""},"",{"$f":"IF(AD221=\"\",\"\",Hw(BH221,BI221,BJ221,BK221,BL221,BM221,Z,BN221,AO221,AK221))","v":""},"","","","",{"$f":"IF(AD221=\"\",\"\",ho(BT221,AK221,AX221))","v":""},{"$f":"IF(AD221=\"\",\"\",IF(AE221=1,PeriCi(AK221,BB221),PeriTr(AJ221,AN221,BB221)))","v":""},{"$f":"IF(AD221=\"\",\"\",IF(AE221=1,AreaCi(AK221,BB221),AreaTr(AJ221,AN221,BB221)))","v":""},{"$f":"IF(AD221=\"\",\"\",RhCi(BW221,BV221))","v":""},"",{"$f":"IF(AD221=\"\",\"\",hf(AL221,J221,AM221,BW221,BX221))","v":""},{"$f":"IF(AD221=\"\",\"\",LOOKUP(AP221,Tab.4.5!$J$6:$J$27,Tab.4.5!$L$6:$L$27))","v":""},{"$f":"IF(AD221=\"\",\"\",He(CA221,BY221))","v":""},{"$f":"IF(AD221=\"\",\"\",Hs(BY221))","v":""},{"$f":"IF(AD221=\"\",\"\",Hm(BU221,BZ221,CB221,CC221,AL221,AO221))","v":""},"","","","","","",null,null,null,null,null,null,null,null,null,null,null,null,null,null,null,0,0,0,0,0,{"$f":"IF(CK221=\"\",\"\",IF(CL221=1,YcCi(CR221,J221),YcTr(J221,CQ221,CU221)))","v":""},{"$f":"IF(CK221=\"\",\"\",IF(CL221=1,Teta1(DE221,CR221),\"-\"))","v":""},"","",{"$f":"IF(CK221=\"\",\"\",IF(CL221=1,Ynci(CR221,J221,CT221,CV221),YnTr(1,CT221,CQ221,CU221,CV221,J221)))","v":""},{"$f":"IF(CK221=\"\",\"\",IF(CL221=1,Teta1(DI221,CR221),\"-\"))","v":""},{"$f":"IF(CK221=\"\",\"\",IF(CL221=1,AreaCi(CR221,J221),AreaTr(CQ221,CU221,DI221)))","v":""},{"$f":"IF(CK221=\"\",\"\",IF(CL221=1,FrCi(DM221,9.806,DJ221,CR221),FrTr(DM221,9.806,CQ221,CU221,DI221)))","v":""},"",{"$f":"IF(CK221=\"\",\"\",IF(CL221=1,LOOKUP(CP221,'Vmáx(material) - Tab.4.3'!$L$2:$L$11,'Vmáx(material) - Tab.4.3'!$M$2:$M$11),LOOKUP(CP221,'Vmáx(material) - Tab.4.3'!$L$15,'Vmáx(material) - Tab.4.3'!$M$15)))","v":""},{"$f":"IF(CK221=\"\",\"\",VLOOKUP($CO221,'Vmáx(material) - Tab.4.3'!$R$35:$X$41,2))","v":""},{"$f":"IF(CK221=\"\",\"\",VLOOKUP($CO221,'Vmáx(material) - Tab.4.3'!$R$35:$X$41,3))","v":""},{"$f":"IF(CK221=\"\",\"\",VLOOKUP($CO221,'Vmáx(material) - Tab.4.3'!$R$35:$X$41,4))","v":""},{"$f":"IF(CK221=\"\",\"\",VLOOKUP($CO221,'Vmáx(material) - Tab.4.3'!$R$35:$X$41,5))","v":""},{"$f":"IF(CK221=\"\",\"\",VLOOKUP($CO221,'Vmáx(material) - Tab.4.3'!$R$35:$X$41,6))","v":""},{"$f":"IF(CK221=\"\",\"\",IF(CK221=\"\",\"\",VLOOKUP(CO221,'Vmáx(material) - Tab.4.3'!$R$35:$X$41,7)))","v":""},{"$f":"IF(CK221=\"\",\"\",IF(CL221=1,FCi(J221,CR221),FTr(J221,CQ221,CR221)))","v":""},"",{"$f":"IF(CK221=\"\",\"\",Hw(DO221,DP221,DQ221,DR221,DS221,DT221,Z,DU221,CV221,CR221))","v":""},"","","","","",{"$f":"IF(CK221=\"\",\"\",IF(CL221=1,PeriCi(CR221,DI221),PeriTr(CQ221,CU221,DI221)))","v":""},{"$f":"IF(CK221=\"\",\"\",IF(CL221=1,AreaCi(CR221,DI221),AreaTr(CQ221,CU221,DI221)))","v":""},{"$f":"IF(CK221=\"\",\"\",RhCi(DK221,EC221))","v":""},"",{"$f":"IF(CK221=\"\",\"\",hf(CS221,J221,CT221,DK221,EE221))","v":""},{"$f":"IF(CK221=\"\",\"\",LOOKUP(CW221,Tab.4.5!$J$6:$J$27,Tab.4.5!$L$6:$L$27))","v":""},{"$f":"IF(CK221=\"\",\"\",He(EH221,DM221))","v":""},{"$f":"IF(CK221=\"\",\"\",Hs(DM221))","v":""},{"$f":"IF(CK221=\"\",\"\",Hm(EB221,EG221,EI221,EJ221,CS221,CV221))","v":""},"","","","","","","K45+-45000 () ",{"$f":"IF(B221=\"Existe.\",IF(AE221=1,CONCATENATE(#REF!,AK221,\" m.\"),CONCATENATE(#REF!,AJ221,\" m x \",AK221,\" m.\")),IF(CL221=1,CONCATENATE(#REF!,CR221,\" m.\"),CONCATENATE(#REF!,CQ221,\" m x \",CR221,\" m.\")))","v":{"$error":"#REF!"}},"Concreto, L =  m, S = 0 %.","Cota clave eje= 0 msnm.",null,null,null,"","","","","",{"$f":"IF(EV221=\"\",\"\",VLOOKUP(EY221,'Estructura escalonada'!$D$3:$H$953,2))","v":""},"","","","","",""]
[null,null,null,null,null,null,null,null,null,null,null,0,null,0,null,null,null,null,null,null,{"$f":"IF(K222=\"No\",\"\",IF(O222=\"\",YcCi(P222,N222),YcTr(N222,O222,S222)))","v":{"$error":"#VALUE!"}},{"$f":"IF(K222=\"No\",\"\",IF(O222=\"\",Teta1(U222,P222),\"-\"))","v":{"$error":"#VALUE!"}},{"$error":"#VALUE!"},{"$error":"#VALUE!"},{"$f":"IF(K222=\"No\",\"\",IF(O222=\"\",Ynci(P222,N222,R222,T222),YnTr(1,R222,O222,S222,T222,N222)))","v":{"$error":"#VALUE!"}},{"$f":"IF(K222=\"No\",\"\",IF(O222=\"\",Teta1(Y222,P222),\"-\"))","v":{"$error":"#VALUE!"}},{"$f":"IF(K222=\"No\",\"\",IF(O222=\"\",AreaCi(P222,Y222),AreaTr(O222,S222,Y222)))","v":{"$error":"#VALUE!"}},{"$f":"IF(K222=\"No\",\"\",IF(O222=\"\",FrCi(AC222,9.806,Z222,P222),FrTr(AC222,9.806,O222,S222,Y222)))","v":{"$error":"#VALUE!"}},{"$error":"#VALUE!"},null,null,null,null,null,null,null,null,null,null,null,null,null,null,null,0,0,"","","",{"$f":"IF(AD222=\"\",\"\",IF(AE222=1,YcCi(AK222,J222),YcTr(J222,AJ222,AN222)))","v":""},{"$f":"IF(AD222=\"\",\"\",IF(AE222=1,Teta1(AX222,AK222),\"-\"))","v":""},{"$f":"IF(AD222=\"\",\"\",IF(AE222=1,AreaCi(AK222,AX222),AreaTr(AJ222,AN222,AX222)))","v":""},"",{"$f":"IF(AD222=\"\",\"\",IF(AE222=1,Ynci(AK222,J222,AM222,AO222),YnTr(1,AM222,AJ222,AN222,AO222,J222)))","v":""},{"$f":"IF(AD222=\"\",\"\",IF(AE222=1,Teta1(BB222,AK222),\"-\"))","v":""},{"$f":"IF(AD222=\"\",\"\",IF(AE222=1,AreaCi(AK222,BB222),AreaTr(AJ222,AN222,BB222)))","v":""},{"$f":"IF(AD222=\"\",\"\",IF(AE222=1,FrCi(BF222,9.806,BC222,AK222),FrTr(BF222,9.806,AJ222,AN222,BB222)))","v":""},"",{"$f":"IF(AD222=\"\",\"\",IF(AE222=1,LOOKUP(AI222,'Vmáx(material) - Tab.4.3'!$L$2:$L$11,'Vmáx(material) - Tab.4.3'!$M$2:$M$11),LOOKUP(AI222,'Vmáx(material) - Tab.4.3'!$L$15,'Vmáx(material) - Tab.4.3'!$M$15)))","v":""},{"$f":"IF(AD222=\"\",\"\",VLOOKUP($AH222,'Vmáx(material) - Tab.4.3'!$R$35:$X$41,2))","v":""},{"$f":"IF(AD222=\"\",\"\",VLOOKUP($AH222,'Vmáx(material) - Tab.4.3'!$R$35:$X$41,3))","v":""},{"$f":"IF(AD222=\"\",\"\",VLOOKUP($AH222,'Vmáx(material) - Tab.4.3'!$R$35:$X$41,4))","v":""},{"$f":"IF(AD222=\"\",\"\",VLOOKUP($AH222,'Vmáx(material) - Tab.4.3'!$R$35:$X$41,5))","v":""},{"$f":"IF(AD222=\"\",\"\",VLOOKUP($AH222,'Vmáx(material) - Tab.4.3'!$R$35:$X$41,6))","v":""},{"$f":"IF(AD222=\"\",\"\",IF(AD222=\"\",\"\",VLOOKUP($AH222,'Vmáx(material) - Tab.4.3'!$R$35:$X$41,7)))","v":""},{"$f":"IF(AD222=\"\",\"\",IF(AE222=1,FCi(J222,AK222),FTr(J222,AJ222,AK222)))","v":""},"",{"$f":"IF(AD222=\"\",\"\",Hw(BH222,BI222,BJ222,BK222,BL222,BM222,Z,BN222,AO222,AK222))","v":""},"","","","",{"$f":"IF(AD222=\"\",\"\",ho(BT222,AK222,AX222))","v":""},{"$f":"IF(AD222=\"\",\"\",IF(AE222=1,PeriCi(AK222,BB222),PeriTr(AJ222,AN222,BB222)))","v":""},{"$f":"IF(AD222=\"\",\"\",IF(AE222=1,AreaCi(AK222,BB222),AreaTr(AJ222,AN222,BB222)))","v":""},{"$f":"IF(AD222=\"\",\"\",RhCi(BW222,BV222))","v":""},"",{"$f":"IF(AD222=\"\",\"\",hf(AL222,J222,AM222,BW222,BX222))","v":""},{"$f":"IF(AD222=\"\",\"\",LOOKUP(AP222,Tab.4.5!$J$6:$J$27,Tab.4.5!$L$6:$L$27))","v":""},{"$f":"IF(AD222=\"\",\"\",He(CA222,BY222))","v":""},{"$f":"IF(AD222=\"\",\"\",Hs(BY222))","v":""},{"$f":"IF(AD222=\"\",\"\",Hm(BU222,BZ222,CB222,CC222,AL222,AO222))","v":""},"","","","","","",null,null,null,null,null,null,null,null,null,null,null,null,null,null,null,0,0,0,0,0,{"$f":"IF(CK222=\"\",\"\",IF(CL222=1,YcCi(CR222,J222),YcTr(J222,CQ222,CU222)))","v":""},{"$f":"IF(CK222=\"\",\"\",IF(CL222=1,Teta1(DE222,CR222),\"-\"))","v":""},"","",{"$f":"IF(CK222=\"\",\"\",IF(CL222=1,Ynci(CR222,J222,CT222,CV222),YnTr(1,CT222,CQ222,CU222,CV222,J222)))","v":""},{"$f":"IF(CK222=\"\",\"\",IF(CL222=1,Teta1(DI222,CR222),\"-\"))","v":""},{"$f":"IF(CK222=\"\",\"\",IF(CL222=1,AreaCi(CR222,J222),AreaTr(CQ222,CU222,DI222)))","v":""},{"$f":"IF(CK222=\"\",\"\",IF(CL222=1,FrCi(DM222,9.806,DJ222,CR222),FrTr(DM222,9.806,CQ222,CU222,DI222)))","v":""},"",{"$f":"IF(CK222=\"\",\"\",IF(CL222=1,LOOKUP(CP222,'Vmáx(material) - Tab.4.3'!$L$2:$L$11,'Vmáx(material) - Tab.4.3'!$M$2:$M$11),LOOKUP(CP222,'Vmáx(material) - Tab.4.3'!$L$15,'Vmáx(material) - Tab.4.3'!$M$15)))","v":""},{"$f":"IF(CK222=\"\",\"\",VLOOKUP($CO222,'Vmáx(material) - Tab.4.3'!$R$35:$X$41,2))","v":""},{"$f":"IF(CK222=\"\",\"\",VLOOKUP($CO222,'Vmáx(material) - Tab.4.3'!$R$35:$X$41,3))","v":""},{"$f":"IF(CK222=\"\",\"\",VLOOKUP($CO222,'Vmáx(material) - Tab.4.3'!$R$35:$X$41,4))","v":""},{"$f":"IF(CK222=\"\",\"\",VLOOKUP($CO222,'Vmáx(material) - Tab.4.3'!$R$35:$X$41,5))","v":""},{"$f":"IF(CK222=\"\",\"\",VLOOKUP($CO222,'Vmáx(material) - Tab.4.3'!$R$35:$X$41,6))","v":""},{"$f":"IF(CK222=\"\",\"\",IF(CK222=\"\",\"\",VLOOKUP(CO222,'Vmáx(material) - Tab.4.3'!$R$35:$X$41,7)))","v":""},{"$f":"IF(CK222=\"\",\"\",IF(CL222=1,FCi(J222,CR222),FTr(J222,CQ222,CR222)))","v":""},"",{"$f":"IF(CK222=\"\",\"\",Hw(DO222,DP222,DQ222,DR222,DS222,DT222,Z,DU222,CV222,CR222))","v":""},"","","","","",{"$f":"IF(CK222=\"\",\"\",IF(CL222=1,PeriCi(CR222,DI222),PeriTr(CQ222,CU222,DI222)))","v":""},{"$f":"IF(CK222=\"\",\"\",IF(CL222=1,AreaCi(CR222,DI222),AreaTr(CQ222,CU222,DI222)))","v":""},{"$f":"IF(CK222=\"\",\"\",RhCi(DK222,EC222))","v":""},"",{"$f":"IF(CK222=\"\",\"\",hf(CS222,J222,CT222,DK222,EE222))","v":""},{"$f":"IF(CK222=\"\",\"\",LOOKUP(CW222,Tab.4.5!$J$6:$J$27,Tab.4.5!$L$6:$L$27))","v":""},{"$f":"IF(CK222=\"\",\"\",He(EH222,DM222))","v":""},{"$f":"IF(CK222=\"\",\"\",Hs(DM222))","v":""},{"$f":"IF(CK222=\"\",\"\",Hm(EB222,EG222,EI222,EJ222,CS222,CV222))","v":""},"","","","","","","K45+-45000 () ",{"$f":"IF(B222=\"Existe.\",IF(AE222=1,CONCATENATE(#REF!,AK222,\" m.\"),CONCATENATE(#REF!,AJ222,\" m x \",AK222,\" m.\")),IF(CL222=1,CONCATENATE(#REF!,CR222,\" m.\"),CONCATENATE(#REF!,CQ222,\" m x \",CR222,\" m.\")))","v":{"$error":"#REF!"}},"Concreto, L =  m, S = 0 %.","Cota clave eje= 0 msnm.",null,null,null,"","","","","",{"$f":"IF(EV222=\"\",\"\",VLOOKUP(EY222,'Estructura escalonada'!$D$3:$H$953,2))","v":""},"","","","","",""]
[null,null,null,null,null,null,null,null,null,null,null,0,null,0,null,null,null,null,null,null,{"$f":"IF(K223=\"No\",\"\",IF(O223=\"\",YcCi(P223,N223),YcTr(N223,O223,S223)))","v":{"$error":"#VALUE!"}},{"$f":"IF(K223=\"No\",\"\",IF(O223=\"\",Teta1(U223,P223),\"-\"))","v":{"$error":"#VALUE!"}},{"$error":"#VALUE!"},{"$error":"#VALUE!"},{"$f":"IF(K223=\"No\",\"\",IF(O223=\"\",Ynci(P223,N223,R223,T223),YnTr(1,R223,O223,S223,T223,N223)))","v":{"$error":"#VALUE!"}},{"$f":"IF(K223=\"No\",\"\",IF(O223=\"\",Teta1(Y223,P223),\"-\"))","v":{"$error":"#VALUE!"}},{"$f":"IF(K223=\"No\",\"\",IF(O223=\"\",AreaCi(P223,Y223),AreaTr(O223,S223,Y223)))","v":{"$error":"#VALUE!"}},{"$f":"IF(K223=\"No\",\"\",IF(O223=\"\",FrCi(AC223,9.806,Z223,P223),FrTr(AC223,9.806,O223,S223,Y223)))","v":{"$error":"#VALUE!"}},{"$error":"#VALUE!"},null,null,null,null,null,null,null,null,null,null,null,null,null,null,null,0,0,"","","",{"$f":"IF(AD223=\"\",\"\",IF(AE223=1,YcCi(AK223,J223),YcTr(J223,AJ223,AN223)))","v":""},{"$f":"IF(AD223=\"\",\"\",IF(AE223=1,Teta1(AX223,AK223),\"-\"))","v":""},{"$f":"IF(AD223=\"\",\"\",IF(AE223=1,AreaCi(AK223,AX223),AreaTr(AJ223,AN223,AX223)))","v":""},"",{"$f":"IF(AD223=\"\",\"\",IF(AE223=1,Ynci(AK223,J223,AM223,AO223),YnTr(1,AM223,AJ223,AN223,AO223,J223)))","v":""},{"$f":"IF(AD223=\"\",\"\",IF(AE223=1,Teta1(BB223,AK223),\"-\"))","v":""},{"$f":"IF(AD223=\"\",\"\",IF(AE223=1,AreaCi(AK223,BB223),AreaTr(AJ223,AN223,BB223)))","v":""},{"$f":"IF(AD223=\"\",\"\",IF(AE223=1,FrCi(BF223,9.806,BC223,AK223),FrTr(BF223,9.806,AJ223,AN223,BB223)))","v":""},"",{"$f":"IF(AD223=\"\",\"\",IF(AE223=1,LOOKUP(AI223,'Vmáx(material) - Tab.4.3'!$L$2:$L$11,'Vmáx(material) - Tab.4.3'!$M$2:$M$11),LOOKUP(AI223,'Vmáx(material) - Tab.4.3'!$L$15,'Vmáx(material) - Tab.4.3'!$M$15)))","v":""},{"$f":"IF(AD223=\"\",\"\",VLOOKUP($AH223,'Vmáx(material) - Tab.4.3'!$R$35:$X$41,2))","v":""},{"$f":"IF(AD223=\"\",\"\",VLOOKUP($AH223,'Vmáx(material) - Tab.4.3'!$R$35:$X$41,3))","v":""},{"$f":"IF(AD223=\"\",\"\",VLOOKUP($AH223,'Vmáx(material) - Tab.4.3'!$R$35:$X$41,4))","v":""},{"$f":"IF(AD223=\"\",\"\",VLOOKUP($AH223,'Vmáx(material) - Tab.4.3'!$R$35:$X$41,5))","v":""},{"$f":"IF(AD223=\"\",\"\",VLOOKUP($AH223,'Vmáx(material) - Tab.4.3'!$R$35:$X$41,6))","v":""},{"$f":"IF(AD223=\"\",\"\",IF(AD223=\"\",\"\",VLOOKUP($AH223,'Vmáx(material) - Tab.4.3'!$R$35:$X$41,7)))","v":""},{"$f":"IF(AD223=\"\",\"\",IF(AE223=1,FCi(J223,AK223),FTr(J223,AJ223,AK223)))","v":""},"",{"$f":"IF(AD223=\"\",\"\",Hw(BH223,BI223,BJ223,BK223,BL223,BM223,Z,BN223,AO223,AK223))","v":""},"","","","",{"$f":"IF(AD223=\"\",\"\",ho(BT223,AK223,AX223))","v":""},{"$f":"IF(AD223=\"\",\"\",IF(AE223=1,PeriCi(AK223,BB223),PeriTr(AJ223,AN223,BB223)))","v":""},{"$f":"IF(AD223=\"\",\"\",IF(AE223=1,AreaCi(AK223,BB223),AreaTr(AJ223,AN223,BB223)))","v":""},{"$f":"IF(AD223=\"\",\"\",RhCi(BW223,BV223))","v":""},"",{"$f":"IF(AD223=\"\",\"\",hf(AL223,J223,AM223,BW223,BX223))","v":""},{"$f":"IF(AD223=\"\",\"\",LOOKUP(AP223,Tab.4.5!$J$6:$J$27,Tab.4.5!$L$6:$L$27))","v":""},{"$f":"IF(AD223=\"\",\"\",He(CA223,BY223))","v":""},{"$f":"IF(AD223=\"\",\"\",Hs(BY223))","v":""},{"$f":"IF(AD223=\"\",\"\",Hm(BU223,BZ223,CB223,CC223,AL223,AO223))","v":""},"","","","","","",null,null,null,null,null,null,null,null,null,null,null,null,null,null,null,0,0,0,0,0,{"$f":"IF(CK223=\"\",\"\",IF(CL223=1,YcCi(CR223,J223),YcTr(J223,CQ223,CU223)))","v":""},{"$f":"IF(CK223=\"\",\"\",IF(CL223=1,Teta1(DE223,CR223),\"-\"))","v":""},"","",{"$f":"IF(CK223=\"\",\"\",IF(CL223=1,Ynci(CR223,J223,CT223,CV223),YnTr(1,CT223,CQ223,CU223,CV223,J223)))","v":""},{"$f":"IF(CK223=\"\",\"\",IF(CL223=1,Teta1(DI223,CR223),\"-\"))","v":""},{"$f":"IF(CK223=\"\",\"\",IF(CL223=1,AreaCi(CR223,J223),AreaTr(CQ223,CU223,DI223)))","v":""},{"$f":"IF(CK223=\"\",\"\",IF(CL223=1,FrCi(DM223,9.806,DJ223,CR223),FrTr(DM223,9.806,CQ223,CU223,DI223)))","v":""},"",{"$f":"IF(CK223=\"\",\"\",IF(CL223=1,LOOKUP(CP223,'Vmáx(material) - Tab.4.3'!$L$2:$L$11,'Vmáx(material) - Tab.4.3'!$M$2:$M$11),LOOKUP(CP223,'Vmáx(material) - Tab.4.3'!$L$15,'Vmáx(material) - Tab.4.3'!$M$15)))","v":""},{"$f":"IF(CK223=\"\",\"\",VLOOKUP($CO223,'Vmáx(material) - Tab.4.3'!$R$35:$X$41,2))","v":""},{"$f":"IF(CK223=\"\",\"\",VLOOKUP($CO223,'Vmáx(material) - Tab.4.3'!$R$35:$X$41,3))","v":""},{"$f":"IF(CK223=\"\",\"\",VLOOKUP($CO223,'Vmáx(material) - Tab.4.3'!$R$35:$X$41,4))","v":""},{"$f":"IF(CK223=\"\",\"\",VLOOKUP($CO223,'Vmáx(material) - Tab.4.3'!$R$35:$X$41,5))","v":""},{"$f":"IF(CK223=\"\",\"\",VLOOKUP($CO223,'Vmáx(material) - Tab.4.3'!$R$35:$X$41,6))","v":""},{"$f":"IF(CK223=\"\",\"\",IF(CK223=\"\",\"\",VLOOKUP(CO223,'Vmáx(material) - Tab.4.3'!$R$35:$X$41,7)))","v":""},{"$f":"IF(CK223=\"\",\"\",IF(CL223=1,FCi(J223,CR223),FTr(J223,CQ223,CR223)))","v":""},"",{"$f":"IF(CK223=\"\",\"\",Hw(DO223,DP223,DQ223,DR223,DS223,DT223,Z,DU223,CV223,CR223))","v":""},"","","","","",{"$f":"IF(CK223=\"\",\"\",IF(CL223=1,PeriCi(CR223,DI223),PeriTr(CQ223,CU223,DI223)))","v":""},{"$f":"IF(CK223=\"\",\"\",IF(CL223=1,AreaCi(CR223,DI223),AreaTr(CQ223,CU223,DI223)))","v":""},{"$f":"IF(CK223=\"\",\"\",RhCi(DK223,EC223))","v":""},"",{"$f":"IF(CK223=\"\",\"\",hf(CS223,J223,CT223,DK223,EE223))","v":""},{"$f":"IF(CK223=\"\",\"\",LOOKUP(CW223,Tab.4.5!$J$6:$J$27,Tab.4.5!$L$6:$L$27))","v":""},{"$f":"IF(CK223=\"\",\"\",He(EH223,DM223))","v":""},{"$f":"IF(CK223=\"\",\"\",Hs(DM223))","v":""},{"$f":"IF(CK223=\"\",\"\",Hm(EB223,EG223,EI223,EJ223,CS223,CV223))","v":""},"","","","","","","K45+-45000 () ",{"$f":"IF(B223=\"Existe.\",IF(AE223=1,CONCATENATE(#REF!,AK223,\" m.\"),CONCATENATE(#REF!,AJ223,\" m x \",AK223,\" m.\")),IF(CL223=1,CONCATENATE(#REF!,CR223,\" m.\"),CONCATENATE(#REF!,CQ223,\" m x \",CR223,\" m.\")))","v":{"$error":"#REF!"}},"Concreto, L =  m, S = 0 %.","Cota clave eje= 0 msnm.",null,null,null,"","","","","",{"$f":"IF(EV223=\"\",\"\",VLOOKUP(EY223,'Estructura escalonada'!$D$3:$H$953,2))","v":""},"","","","","",""]
[null,null,null,null,null,null,null,null,null,null,null,0,null,0,null,null,null,null,null,null,{"$f":"IF(K224=\"No\",\"\",IF(O224=\"\",YcCi(P224,N224),YcTr(N224,O224,S224)))","v":{"$error":"#VALUE!"}},{"$f":"IF(K224=\"No\",\"\",IF(O224=\"\",Teta1(U224,P224),\"-\"))","v":{"$error":"#VALUE!"}},{"$error":"#VALUE!"},{"$error":"#VALUE!"},{"$f":"IF(K224=\"No\",\"\",IF(O224=\"\",Ynci(P224,N224,R224,T224),YnTr(1,R224,O224,S224,T224,N224)))","v":{"$error":"#VALUE!"}},{"$f":"IF(K224=\"No\",\"\",IF(O224=\"\",Teta1(Y224,P224),\"-\"))","v":{"$error":"#VALUE!"}},{"$f":"IF(K224=\"No\",\"\",IF(O224=\"\",AreaCi(P224,Y224),AreaTr(O224,S224,Y224)))","v":{"$error":"#VALUE!"}},{"$f":"IF(K224=\"No\",\"\",IF(O224=\"\",FrCi(AC224,9.806,Z224,P224),FrTr(AC224,9.806,O224,S224,Y224)))","v":{"$error":"#VALUE!"}},{"$error":"#VALUE!"},null,null,null,null,null,null,null,null,null,null,null,null,null,null,null,0,0,"","","",{"$f":"IF(AD224=\"\",\"\",IF(AE224=1,YcCi(AK224,J224),YcTr(J224,AJ224,AN224)))","v":""},{"$f":"IF(AD224=\"\",\"\",IF(AE224=1,Teta1(AX224,AK224),\"-\"))","v":""},{"$f":"IF(AD224=\"\",\"\",IF(AE224=1,AreaCi(AK224,AX224),AreaTr(AJ224,AN224,AX224)))","v":""},"",{"$f":"IF(AD224=\"\",\"\",IF(AE224=1,Ynci(AK224,J224,AM224,AO224),YnTr(1,AM224,AJ224,AN224,AO224,J224)))","v":""},{"$f":"IF(AD224=\"\",\"\",IF(AE224=1,Teta1(BB224,AK224),\"-\"))","v":""},{"$f":"IF(AD224=\"\",\"\",IF(AE224=1,AreaCi(AK224,BB224),AreaTr(AJ224,AN224,BB224)))","v":""},{"$f":"IF(AD224=\"\",\"\",IF(AE224=1,FrCi(BF224,9.806,BC224,AK224),FrTr(BF224,9.806,AJ224,AN224,BB224)))","v":""},"",{"$f":"IF(AD224=\"\",\"\",IF(AE224=1,LOOKUP(AI224,'Vmáx(material) - Tab.4.3'!$L$2:$L$11,'Vmáx(material) - Tab.4.3'!$M$2:$M$11),LOOKUP(AI224,'Vmáx(material) - Tab.4.3'!$L$15,'Vmáx(material) - Tab.4.3'!$M$15)))","v":""},{"$f":"IF(AD224=\"\",\"\",VLOOKUP($AH224,'Vmáx(material) - Tab.4.3'!$R$35:$X$41,2))","v":""},{"$f":"IF(AD224=\"\",\"\",VLOOKUP($AH224,'Vmáx(material) - Tab.4.3'!$R$35:$X$41,3))","v":""},{"$f":"IF(AD224=\"\",\"\",VLOOKUP($AH224,'Vmáx(material) - Tab.4.3'!$R$35:$X$41,4))","v":""},{"$f":"IF(AD224=\"\",\"\",VLOOKUP($AH224,'Vmáx(material) - Tab.4.3'!$R$35:$X$41,5))","v":""},{"$f":"IF(AD224=\"\",\"\",VLOOKUP($AH224,'Vmáx(material) - Tab.4.3'!$R$35:$X$41,6))","v":""},{"$f":"IF(AD224=\"\",\"\",IF(AD224=\"\",\"\",VLOOKUP($AH224,'Vmáx(material) - Tab.4.3'!$R$35:$X$41,7)))","v":""},{"$f":"IF(AD224=\"\",\"\",IF(AE224=1,FCi(J224,AK224),FTr(J224,AJ224,AK224)))","v":""},"",{"$f":"IF(AD224=\"\",\"\",Hw(BH224,BI224,BJ224,BK224,BL224,BM224,Z,BN224,AO224,AK224))","v":""},"","","","",{"$f":"IF(AD224=\"\",\"\",ho(BT224,AK224,AX224))","v":""},{"$f":"IF(AD224=\"\",\"\",IF(AE224=1,PeriCi(AK224,BB224),PeriTr(AJ224,AN224,BB224)))","v":""},{"$f":"IF(AD224=\"\",\"\",IF(AE224=1,AreaCi(AK224,BB224),AreaTr(AJ224,AN224,BB224)))","v":""},{"$f":"IF(AD224=\"\",\"\",RhCi(BW224,BV224))","v":""},"",{"$f":"IF(AD224=\"\",\"\",hf(AL224,J224,AM224,BW224,BX224))","v":""},{"$f":"IF(AD224=\"\",\"\",LOOKUP(AP224,Tab.4.5!$J$6:$J$27,Tab.4.5!$L$6:$L$27))","v":""},{"$f":"IF(AD224=\"\",\"\",He(CA224,BY224))","v":""},{"$f":"IF(AD224=\"\",\"\",Hs(BY224))","v":""},{"$f":"IF(AD224=\"\",\"\",Hm(BU224,BZ224,CB224,CC224,AL224,AO224))","v":""},"","","","","","",null,null,null,null,null,null,null,null,null,null,null,null,null,null,null,0,0,0,0,0,{"$f":"IF(CK224=\"\",\"\",IF(CL224=1,YcCi(CR224,J224),YcTr(J224,CQ224,CU224)))","v":""},{"$f":"IF(CK224=\"\",\"\",IF(CL224=1,Teta1(DE224,CR224),\"-\"))","v":""},"","",{"$f":"IF(CK224=\"\",\"\",IF(CL224=1,Ynci(CR224,J224,CT224,CV224),YnTr(1,CT224,CQ224,CU224,CV224,J224)))","v":""},{"$f":"IF(CK224=\"\",\"\",IF(CL224=1,Teta1(DI224,CR224),\"-\"))","v":""},{"$f":"IF(CK224=\"\",\"\",IF(CL224=1,AreaCi(CR224,J224),AreaTr(CQ224,CU224,DI224)))","v":""},{"$f":"IF(CK224=\"\",\"\",IF(CL224=1,FrCi(DM224,9.806,DJ224,CR224),FrTr(DM224,9.806,CQ224,CU224,DI224)))","v":""},"",{"$f":"IF(CK224=\"\",\"\",IF(CL224=1,LOOKUP(CP224,'Vmáx(material) - Tab.4.3'!$L$2:$L$11,'Vmáx(material) - Tab.4.3'!$M$2:$M$11),LOOKUP(CP224,'Vmáx(material) - Tab.4.3'!$L$15,'Vmáx(material) - Tab.4.3'!$M$15)))","v":""},{"$f":"IF(CK224=\"\",\"\",VLOOKUP($CO224,'Vmáx(material) - Tab.4.3'!$R$35:$X$41,2))","v":""},{"$f":"IF(CK224=\"\",\"\",VLOOKUP($CO224,'Vmáx(material) - Tab.4.3'!$R$35:$X$41,3))","v":""},{"$f":"IF(CK224=\"\",\"\",VLOOKUP($CO224,'Vmáx(material) - Tab.4.3'!$R$35:$X$41,4))","v":""},{"$f":"IF(CK224=\"\",\"\",VLOOKUP($CO224,'Vmáx(material) - Tab.4.3'!$R$35:$X$41,5))","v":""},{"$f":"IF(CK224=\"\",\"\",VLOOKUP($CO224,'Vmáx(material) - Tab.4.3'!$R$35:$X$41,6))","v":""},{"$f":"IF(CK224=\"\",\"\",IF(CK224=\"\",\"\",VLOOKUP(CO224,'Vmáx(material) - Tab.4.3'!$R$35:$X$41,7)))","v":""},{"$f":"IF(CK224=\"\",\"\",IF(CL224=1,FCi(J224,CR224),FTr(J224,CQ224,CR224)))","v":""},"",{"$f":"IF(CK224=\"\",\"\",Hw(DO224,DP224,DQ224,DR224,DS224,DT224,Z,DU224,CV224,CR224))","v":""},"","","","","",{"$f":"IF(CK224=\"\",\"\",IF(CL224=1,PeriCi(CR224,DI224),PeriTr(CQ224,CU224,DI224)))","v":""},{"$f":"IF(CK224=\"\",\"\",IF(CL224=1,AreaCi(CR224,DI224),AreaTr(CQ224,CU224,DI224)))","v":""},{"$f":"IF(CK224=\"\",\"\",RhCi(DK224,EC224))","v":""},"",{"$f":"IF(CK224=\"\",\"\",hf(CS224,J224,CT224,DK224,EE224))","v":""},{"$f":"IF(CK224=\"\",\"\",LOOKUP(CW224,Tab.4.5!$J$6:$J$27,Tab.4.5!$L$6:$L$27))","v":""},{"$f":"IF(CK224=\"\",\"\",He(EH224,DM224))","v":""},{"$f":"IF(CK224=\"\",\"\",Hs(DM224))","v":""},{"$f":"IF(CK224=\"\",\"\",Hm(EB224,EG224,EI224,EJ224,CS224,CV224))","v":""},"","","","","","","K45+-45000 () ",{"$f":"IF(B224=\"Existe.\",IF(AE224=1,CONCATENATE(#REF!,AK224,\" m.\"),CONCATENATE(#REF!,AJ224,\" m x \",AK224,\" m.\")),IF(CL224=1,CONCATENATE(#REF!,CR224,\" m.\"),CONCATENATE(#REF!,CQ224,\" m x \",CR224,\" m.\")))","v":{"$error":"#REF!"}},"Concreto, L =  m, S = 0 %.","Cota clave eje= 0 msnm.",null,null,null,"","","","","",{"$f":"IF(EV224=\"\",\"\",VLOOKUP(EY224,'Estructura escalonada'!$D$3:$H$953,2))","v":""},"","","","","",""]
[null,null,null,null,null,null,null,null,null,null,null,0,null,0,null,null,null,null,null,null,{"$f":"IF(K225=\"No\",\"\",IF(O225=\"\",YcCi(P225,N225),YcTr(N225,O225,S225)))","v":{"$error":"#VALUE!"}},{"$f":"IF(K225=\"No\",\"\",IF(O225=\"\",Teta1(U225,P225),\"-\"))","v":{"$error":"#VALUE!"}},{"$error":"#VALUE!"},{"$error":"#VALUE!"},{"$f":"IF(K225=\"No\",\"\",IF(O225=\"\",Ynci(P225,N225,R225,T225),YnTr(1,R225,O225,S225,T225,N225)))","v":{"$error":"#VALUE!"}},{"$f":"IF(K225=\"No\",\"\",IF(O225=\"\",Teta1(Y225,P225),\"-\"))","v":{"$error":"#VALUE!"}},{"$f":"IF(K225=\"No\",\"\",IF(O225=\"\",AreaCi(P225,Y225),AreaTr(O225,S225,Y225)))","v":{"$error":"#VALUE!"}},{"$f":"IF(K225=\"No\",\"\",IF(O225=\"\",FrCi(AC225,9.806,Z225,P225),FrTr(AC225,9.806,O225,S225,Y225)))","v":{"$error":"#VALUE!"}},{"$error":"#VALUE!"},null,null,null,null,null,null,null,null,null,null,null,null,null,null,null,0,0,"","","",{"$f":"IF(AD225=\"\",\"\",IF(AE225=1,YcCi(AK225,J225),YcTr(J225,AJ225,AN225)))","v":""},{"$f":"IF(AD225=\"\",\"\",IF(AE225=1,Teta1(AX225,AK225),\"-\"))","v":""},{"$f":"IF(AD225=\"\",\"\",IF(AE225=1,AreaCi(AK225,AX225),AreaTr(AJ225,AN225,AX225)))","v":""},"",{"$f":"IF(AD225=\"\",\"\",IF(AE225=1,Ynci(AK225,J225,AM225,AO225),YnTr(1,AM225,AJ225,AN225,AO225,J225)))","v":""},{"$f":"IF(AD225=\"\",\"\",IF(AE225=1,Teta1(BB225,AK225),\"-\"))","v":""},{"$f":"IF(AD225=\"\",\"\",IF(AE225=1,AreaCi(AK225,BB225),AreaTr(AJ225,AN225,BB225)))","v":""},{"$f":"IF(AD225=\"\",\"\",IF(AE225=1,FrCi(BF225,9.806,BC225,AK225),FrTr(BF225,9.806,AJ225,AN225,BB225)))","v":""},"",{"$f":"IF(AD225=\"\",\"\",IF(AE225=1,LOOKUP(AI225,'Vmáx(material) - Tab.4.3'!$L$2:$L$11,'Vmáx(material) - Tab.4.3'!$M$2:$M$11),LOOKUP(AI225,'Vmáx(material) - Tab.4.3'!$L$15,'Vmáx(material) - Tab.4.3'!$M$15)))","v":""},{"$f":"IF(AD225=\"\",\"\",VLOOKUP($AH225,'Vmáx(material) - Tab.4.3'!$R$35:$X$41,2))","v":""},{"$f":"IF(AD225=\"\",\"\",VLOOKUP($AH225,'Vmáx(material) - Tab.4.3'!$R$35:$X$41,3))","v":""},{"$f":"IF(AD225=\"\",\"\",VLOOKUP($AH225,'Vmáx(material) - Tab.4.3'!$R$35:$X$41,4))","v":""},{"$f":"IF(AD225=\"\",\"\",VLOOKUP($AH225,'Vmáx(material) - Tab.4.3'!$R$35:$X$41,5))","v":""},{"$f":"IF(AD225=\"\",\"\",VLOOKUP($AH225,'Vmáx(material) - Tab.4.3'!$R$35:$X$41,6))","v":""},{"$f":"IF(AD225=\"\",\"\",IF(AD225=\"\",\"\",VLOOKUP($AH225,'Vmáx(material) - Tab.4.3'!$R$35:$X$41,7)))","v":""},{"$f":"IF(AD225=\"\",\"\",IF(AE225=1,FCi(J225,AK225),FTr(J225,AJ225,AK225)))","v":""},"",{"$f":"IF(AD225=\"\",\"\",Hw(BH225,BI225,BJ225,BK225,BL225,BM225,Z,BN225,AO225,AK225))","v":""},"","","","",{"$f":"IF(AD225=\"\",\"\",ho(BT225,AK225,AX225))","v":""},{"$f":"IF(AD225=\"\",\"\",IF(AE225=1,PeriCi(AK225,BB225),PeriTr(AJ225,AN225,BB225)))","v":""},{"$f":"IF(AD225=\"\",\"\",IF(AE225=1,AreaCi(AK225,BB225),AreaTr(AJ225,AN225,BB225)))","v":""},{"$f":"IF(AD225=\"\",\"\",RhCi(BW225,BV225))","v":""},"",{"$f":"IF(AD225=\"\",\"\",hf(AL225,J225,AM225,BW225,BX225))","v":""},{"$f":"IF(AD225=\"\",\"\",LOOKUP(AP225,Tab.4.5!$J$6:$J$27,Tab.4.5!$L$6:$L$27))","v":""},{"$f":"IF(AD225=\"\",\"\",He(CA225,BY225))","v":""},{"$f":"IF(AD225=\"\",\"\",Hs(BY225))","v":""},{"$f":"IF(AD225=\"\",\"\",Hm(BU225,BZ225,CB225,CC225,AL225,AO225))","v":""},"","","","","","",null,null,null,null,null,null,null,null,null,null,null,null,null,null,null,0,0,0,0,0,{"$f":"IF(CK225=\"\",\"\",IF(CL225=1,YcCi(CR225,J225),YcTr(J225,CQ225,CU225)))","v":""},{"$f":"IF(CK225=\"\",\"\",IF(CL225=1,Teta1(DE225,CR225),\"-\"))","v":""},"","",{"$f":"IF(CK225=\"\",\"\",IF(CL225=1,Ynci(CR225,J225,CT225,CV225),YnTr(1,CT225,CQ225,CU225,CV225,J225)))","v":""},{"$f":"IF(CK225=\"\",\"\",IF(CL225=1,Teta1(DI225,CR225),\"-\"))","v":""},{"$f":"IF(CK225=\"\",\"\",IF(CL225=1,AreaCi(CR225,J225),AreaTr(CQ225,CU225,DI225)))","v":""},{"$f":"IF(CK225=\"\",\"\",IF(CL225=1,FrCi(DM225,9.806,DJ225,CR225),FrTr(DM225,9.806,CQ225,CU225,DI225)))","v":""},"",{"$f":"IF(CK225=\"\",\"\",IF(CL225=1,LOOKUP(CP225,'Vmáx(material) - Tab.4.3'!$L$2:$L$11,'Vmáx(material) - Tab.4.3'!$M$2:$M$11),LOOKUP(CP225,'Vmáx(material) - Tab.4.3'!$L$15,'Vmáx(material) - Tab.4.3'!$M$15)))","v":""},{"$f":"IF(CK225=\"\",\"\",VLOOKUP($CO225,'Vmáx(material) - Tab.4.3'!$R$35:$X$41,2))","v":""},{"$f":"IF(CK225=\"\",\"\",VLOOKUP($CO225,'Vmáx(material) - Tab.4.3'!$R$35:$X$41,3))","v":""},{"$f":"IF(CK225=\"\",\"\",VLOOKUP($CO225,'Vmáx(material) - Tab.4.3'!$R$35:$X$41,4))","v":""},{"$f":"IF(CK225=\"\",\"\",VLOOKUP($CO225,'Vmáx(material) - Tab.4.3'!$R$35:$X$41,5))","v":""},{"$f":"IF(CK225=\"\",\"\",VLOOKUP($CO225,'Vmáx(material) - Tab.4.3'!$R$35:$X$41,6))","v":""},{"$f":"IF(CK225=\"\",\"\",IF(CK225=\"\",\"\",VLOOKUP(CO225,'Vmáx(material) - Tab.4.3'!$R$35:$X$41,7)))","v":""},{"$f":"IF(CK225=\"\",\"\",IF(CL225=1,FCi(J225,CR225),FTr(J225,CQ225,CR225)))","v":""},"",{"$f":"IF(CK225=\"\",\"\",Hw(DO225,DP225,DQ225,DR225,DS225,DT225,Z,DU225,CV225,CR225))","v":""},"","","","","",{"$f":"IF(CK225=\"\",\"\",IF(CL225=1,PeriCi(CR225,DI225),PeriTr(CQ225,CU225,DI225)))","v":""},{"$f":"IF(CK225=\"\",\"\",IF(CL225=1,AreaCi(CR225,DI225),AreaTr(CQ225,CU225,DI225)))","v":""},{"$f":"IF(CK225=\"\",\"\",RhCi(DK225,EC225))","v":""},"",{"$f":"IF(CK225=\"\",\"\",hf(CS225,J225,CT225,DK225,EE225))","v":""},{"$f":"IF(CK225=\"\",\"\",LOOKUP(CW225,Tab.4.5!$J$6:$J$27,Tab.4.5!$L$6:$L$27))","v":""},{"$f":"IF(CK225=\"\",\"\",He(EH225,DM225))","v":""},{"$f":"IF(CK225=\"\",\"\",Hs(DM225))","v":""},{"$f":"IF(CK225=\"\",\"\",Hm(EB225,EG225,EI225,EJ225,CS225,CV225))","v":""},"","","","","","","K45+-45000 () ",{"$f":"IF(B225=\"Existe.\",IF(AE225=1,CONCATENATE(#REF!,AK225,\" m.\"),CONCATENATE(#REF!,AJ225,\" m x \",AK225,\" m.\")),IF(CL225=1,CONCATENATE(#REF!,CR225,\" m.\"),CONCATENATE(#REF!,CQ225,\" m x \",CR225,\" m.\")))","v":{"$error":"#REF!"}},"Concreto, L =  m, S = 0 %.","Cota clave eje= 0 msnm.",null,null,null,"","","","","",{"$f":"IF(EV225=\"\",\"\",VLOOKUP(EY225,'Estructura escalonada'!$D$3:$H$953,2))","v":""},"","","","","",""]
[null,null,null,null,null,null,null,null,null,null,null,0,null,0,null,null,null,null,null,null,{"$f":"IF(K226=\"No\",\"\",IF(O226=\"\",YcCi(P226,N226),YcTr(N226,O226,S226)))","v":{"$error":"#VALUE!"}},{"$f":"IF(K226=\"No\",\"\",IF(O226=\"\",Teta1(U226,P226),\"-\"))","v":{"$error":"#VALUE!"}},{"$error":"#VALUE!"},{"$error":"#VALUE!"},{"$f":"IF(K226=\"No\",\"\",IF(O226=\"\",Ynci(P226,N226,R226,T226),YnTr(1,R226,O226,S226,T226,N226)))","v":{"$error":"#VALUE!"}},{"$f":"IF(K226=\"No\",\"\",IF(O226=\"\",Teta1(Y226,P226),\"-\"))","v":{"$error":"#VALUE!"}},{"$f":"IF(K226=\"No\",\"\",IF(O226=\"\",AreaCi(P226,Y226),AreaTr(O226,S226,Y226)))","v":{"$error":"#VALUE!"}},{"$f":"IF(K226=\"No\",\"\",IF(O226=\"\",FrCi(AC226,9.806,Z226,P226),FrTr(AC226,9.806,O226,S226,Y226)))","v":{"$error":"#VALUE!"}},{"$error":"#VALUE!"},null,null,null,null,null,null,null,null,null,null,null,null,null,null,null,0,0,"","","",{"$f":"IF(AD226=\"\",\"\",IF(AE226=1,YcCi(AK226,J226),YcTr(J226,AJ226,AN226)))","v":""},{"$f":"IF(AD226=\"\",\"\",IF(AE226=1,Teta1(AX226,AK226),\"-\"))","v":""},{"$f":"IF(AD226=\"\",\"\",IF(AE226=1,AreaCi(AK226,AX226),AreaTr(AJ226,AN226,AX226)))","v":""},"",{"$f":"IF(AD226=\"\",\"\",IF(AE226=1,Ynci(AK226,J226,AM226,AO226),YnTr(1,AM226,AJ226,AN226,AO226,J226)))","v":""},{"$f":"IF(AD226=\"\",\"\",IF(AE226=1,Teta1(BB226,AK226),\"-\"))","v":""},{"$f":"IF(AD226=\"\",\"\",IF(AE226=1,AreaCi(AK226,BB226),AreaTr(AJ226,AN226,BB226)))","v":""},{"$f":"IF(AD226=\"\",\"\",IF(AE226=1,FrCi(BF226,9.806,BC226,AK226),FrTr(BF226,9.806,AJ226,AN226,BB226)))","v":""},"",{"$f":"IF(AD226=\"\",\"\",IF(AE226=1,LOOKUP(AI226,'Vmáx(material) - Tab.4.3'!$L$2:$L$11,'Vmáx(material) - Tab.4.3'!$M$2:$M$11),LOOKUP(AI226,'Vmáx(material) - Tab.4.3'!$L$15,'Vmáx(material) - Tab.4.3'!$M$15)))","v":""},{"$f":"IF(AD226=\"\",\"\",VLOOKUP($AH226,'Vmáx(material) - Tab.4.3'!$R$35:$X$41,2))","v":""},{"$f":"IF(AD226=\"\",\"\",VLOOKUP($AH226,'Vmáx(material) - Tab.4.3'!$R$35:$X$41,3))","v":""},{"$f":"IF(AD226=\"\",\"\",VLOOKUP($AH226,'Vmáx(material) - Tab.4.3'!$R$35:$X$41,4))","v":""},{"$f":"IF(AD226=\"\",\"\",VLOOKUP($AH226,'Vmáx(material) - Tab.4.3'!$R$35:$X$41,5))","v":""},{"$f":"IF(AD226=\"\",\"\",VLOOKUP($AH226,'Vmáx(material) - Tab.4.3'!$R$35:$X$41,6))","v":""},{"$f":"IF(AD226=\"\",\"\",IF(AD226=\"\",\"\",VLOOKUP($AH226,'Vmáx(material) - Tab.4.3'!$R$35:$X$41,7)))","v":""},{"$f":"IF(AD226=\"\",\"\",IF(AE226=1,FCi(J226,AK226),FTr(J226,AJ226,AK226)))","v":""},"",{"$f":"IF(AD226=\"\",\"\",Hw(BH226,BI226,BJ226,BK226,BL226,BM226,Z,BN226,AO226,AK226))","v":""},"","","","",{"$f":"IF(AD226=\"\",\"\",ho(BT226,AK226,AX226))","v":""},{"$f":"IF(AD226=\"\",\"\",IF(AE226=1,PeriCi(AK226,BB226),PeriTr(AJ226,AN226,BB226)))","v":""},{"$f":"IF(AD226=\"\",\"\",IF(AE226=1,AreaCi(AK226,BB226),AreaTr(AJ226,AN226,BB226)))","v":""},{"$f":"IF(AD226=\"\",\"\",RhCi(BW226,BV226))","v":""},"",{"$f":"IF(AD226=\"\",\"\",hf(AL226,J226,AM226,BW226,BX226))","v":""},{"$f":"IF(AD226=\"\",\"\",LOOKUP(AP226,Tab.4.5!$J$6:$J$27,Tab.4.5!$L$6:$L$27))","v":""},{"$f":"IF(AD226=\"\",\"\",He(CA226,BY226))","v":""},{"$f":"IF(AD226=\"\",\"\",Hs(BY226))","v":""},{"$f":"IF(AD226=\"\",\"\",Hm(BU226,BZ226,CB226,CC226,AL226,AO226))","v":""},"","","","","","",null,null,null,null,null,null,null,null,null,null,null,null,null,null,null,0,0,0,0,0,{"$f":"IF(CK226=\"\",\"\",IF(CL226=1,YcCi(CR226,J226),YcTr(J226,CQ226,CU226)))","v":""},{"$f":"IF(CK226=\"\",\"\",IF(CL226=1,Teta1(DE226,CR226),\"-\"))","v":""},"","",{"$f":"IF(CK226=\"\",\"\",IF(CL226=1,Ynci(CR226,J226,CT226,CV226),YnTr(1,CT226,CQ226,CU226,CV226,J226)))","v":""},{"$f":"IF(CK226=\"\",\"\",IF(CL226=1,Teta1(DI226,CR226),\"-\"))","v":""},{"$f":"IF(CK226=\"\",\"\",IF(CL226=1,AreaCi(CR226,J226),AreaTr(CQ226,CU226,DI226)))","v":""},{"$f":"IF(CK226=\"\",\"\",IF(CL226=1,FrCi(DM226,9.806,DJ226,CR226),FrTr(DM226,9.806,CQ226,CU226,DI226)))","v":""},"",{"$f":"IF(CK226=\"\",\"\",IF(CL226=1,LOOKUP(CP226,'Vmáx(material) - Tab.4.3'!$L$2:$L$11,'Vmáx(material) - Tab.4.3'!$M$2:$M$11),LOOKUP(CP226,'Vmáx(material) - Tab.4.3'!$L$15,'Vmáx(material) - Tab.4.3'!$M$15)))","v":""},{"$f":"IF(CK226=\"\",\"\",VLOOKUP($CO226,'Vmáx(material) - Tab.4.3'!$R$35:$X$41,2))","v":""},{"$f":"IF(CK226=\"\",\"\",VLOOKUP($CO226,'Vmáx(material) - Tab.4.3'!$R$35:$X$41,3))","v":""},{"$f":"IF(CK226=\"\",\"\",VLOOKUP($CO226,'Vmáx(material) - Tab.4.3'!$R$35:$X$41,4))","v":""},{"$f":"IF(CK226=\"\",\"\",VLOOKUP($CO226,'Vmáx(material) - Tab.4.3'!$R$35:$X$41,5))","v":""},{"$f":"IF(CK226=\"\",\"\",VLOOKUP($CO226,'Vmáx(material) - Tab.4.3'!$R$35:$X$41,6))","v":""},{"$f":"IF(CK226=\"\",\"\",IF(CK226=\"\",\"\",VLOOKUP(CO226,'Vmáx(material) - Tab.4.3'!$R$35:$X$41,7)))","v":""},{"$f":"IF(CK226=\"\",\"\",IF(CL226=1,FCi(J226,CR226),FTr(J226,CQ226,CR226)))","v":""},"",{"$f":"IF(CK226=\"\",\"\",Hw(DO226,DP226,DQ226,DR226,DS226,DT226,Z,DU226,CV226,CR226))","v":""},"","","","","",{"$f":"IF(CK226=\"\",\"\",IF(CL226=1,PeriCi(CR226,DI226),PeriTr(CQ226,CU226,DI226)))","v":""},{"$f":"IF(CK226=\"\",\"\",IF(CL226=1,AreaCi(CR226,DI226),AreaTr(CQ226,CU226,DI226)))","v":""},{"$f":"IF(CK226=\"\",\"\",RhCi(DK226,EC226))","v":""},"",{"$f":"IF(CK226=\"\",\"\",hf(CS226,J226,CT226,DK226,EE226))","v":""},{"$f":"IF(CK226=\"\",\"\",LOOKUP(CW226,Tab.4.5!$J$6:$J$27,Tab.4.5!$L$6:$L$27))","v":""},{"$f":"IF(CK226=\"\",\"\",He(EH226,DM226))","v":""},{"$f":"IF(CK226=\"\",\"\",Hs(DM226))","v":""},{"$f":"IF(CK226=\"\",\"\",Hm(EB226,EG226,EI226,EJ226,CS226,CV226))","v":""},"","","","","","","K45+-45000 () ",{"$f":"IF(B226=\"Existe.\",IF(AE226=1,CONCATENATE(#REF!,AK226,\" m.\"),CONCATENATE(#REF!,AJ226,\" m x \",AK226,\" m.\")),IF(CL226=1,CONCATENATE(#REF!,CR226,\" m.\"),CONCATENATE(#REF!,CQ226,\" m x \",CR226,\" m.\")))","v":{"$error":"#REF!"}},"Concreto, L =  m, S = 0 %.","Cota clave eje= 0 msnm.",null,null,null,"","","","","",{"$f":"IF(EV226=\"\",\"\",VLOOKUP(EY226,'Estructura escalonada'!$D$3:$H$953,2))","v":""},"","","","","",""]
[null,null,null,null,null,null,null,null,null,null,null,0,null,0,null,null,null,null,null,null,{"$f":"IF(K227=\"No\",\"\",IF(O227=\"\",YcCi(P227,N227),YcTr(N227,O227,S227)))","v":{"$error":"#VALUE!"}},{"$f":"IF(K227=\"No\",\"\",IF(O227=\"\",Teta1(U227,P227),\"-\"))","v":{"$error":"#VALUE!"}},{"$error":"#VALUE!"},{"$error":"#VALUE!"},{"$f":"IF(K227=\"No\",\"\",IF(O227=\"\",Ynci(P227,N227,R227,T227),YnTr(1,R227,O227,S227,T227,N227)))","v":{"$error":"#VALUE!"}},{"$f":"IF(K227=\"No\",\"\",IF(O227=\"\",Teta1(Y227,P227),\"-\"))","v":{"$error":"#VALUE!"}},{"$f":"IF(K227=\"No\",\"\",IF(O227=\"\",AreaCi(P227,Y227),AreaTr(O227,S227,Y227)))","v":{"$error":"#VALUE!"}},{"$f":"IF(K227=\"No\",\"\",IF(O227=\"\",FrCi(AC227,9.806,Z227,P227),FrTr(AC227,9.806,O227,S227,Y227)))","v":{"$error":"#VALUE!"}},{"$error":"#VALUE!"},null,null,null,null,null,null,null,null,null,null,null,null,null,null,null,0,0,"","","",{"$f":"IF(AD227=\"\",\"\",IF(AE227=1,YcCi(AK227,J227),YcTr(J227,AJ227,AN227)))","v":""},{"$f":"IF(AD227=\"\",\"\",IF(AE227=1,Teta1(AX227,AK227),\"-\"))","v":""},{"$f":"IF(AD227=\"\",\"\",IF(AE227=1,AreaCi(AK227,AX227),AreaTr(AJ227,AN227,AX227)))","v":""},"",{"$f":"IF(AD227=\"\",\"\",IF(AE227=1,Ynci(AK227,J227,AM227,AO227),YnTr(1,AM227,AJ227,AN227,AO227,J227)))","v":""},{"$f":"IF(AD227=\"\",\"\",IF(AE227=1,Teta1(BB227,AK227),\"-\"))","v":""},{"$f":"IF(AD227=\"\",\"\",IF(AE227=1,AreaCi(AK227,BB227),AreaTr(AJ227,AN227,BB227)))","v":""},{"$f":"IF(AD227=\"\",\"\",IF(AE227=1,FrCi(BF227,9.806,BC227,AK227),FrTr(BF227,9.806,AJ227,AN227,BB227)))","v":""},"",{"$f":"IF(AD227=\"\",\"\",IF(AE227=1,LOOKUP(AI227,'Vmáx(material) - Tab.4.3'!$L$2:$L$11,'Vmáx(material) - Tab.4.3'!$M$2:$M$11),LOOKUP(AI227,'Vmáx(material) - Tab.4.3'!$L$15,'Vmáx(material) - Tab.4.3'!$M$15)))","v":""},{"$f":"IF(AD227=\"\",\"\",VLOOKUP($AH227,'Vmáx(material) - Tab.4.3'!$R$35:$X$41,2))","v":""},{"$f":"IF(AD227=\"\",\"\",VLOOKUP($AH227,'Vmáx(material) - Tab.4.3'!$R$35:$X$41,3))","v":""},{"$f":"IF(AD227=\"\",\"\",VLOOKUP($AH227,'Vmáx(material) - Tab.4.3'!$R$35:$X$41,4))","v":""},{"$f":"IF(AD227=\"\",\"\",VLOOKUP($AH227,'Vmáx(material) - Tab.4.3'!$R$35:$X$41,5))","v":""},{"$f":"IF(AD227=\"\",\"\",VLOOKUP($AH227,'Vmáx(material) - Tab.4.3'!$R$35:$X$41,6))","v":""},{"$f":"IF(AD227=\"\",\"\",IF(AD227=\"\",\"\",VLOOKUP($AH227,'Vmáx(material) - Tab.4.3'!$R$35:$X$41,7)))","v":""},{"$f":"IF(AD227=\"\",\"\",IF(AE227=1,FCi(J227,AK227),FTr(J227,AJ227,AK227)))","v":""},"",{"$f":"IF(AD227=\"\",\"\",Hw(BH227,BI227,BJ227,BK227,BL227,BM227,Z,BN227,AO227,AK227))","v":""},"","","","",{"$f":"IF(AD227=\"\",\"\",ho(BT227,AK227,AX227))","v":""},{"$f":"IF(AD227=\"\",\"\",IF(AE227=1,PeriCi(AK227,BB227),PeriTr(AJ227,AN227,BB227)))","v":""},{"$f":"IF(AD227=\"\",\"\",IF(AE227=1,AreaCi(AK227,BB227),AreaTr(AJ227,AN227,BB227)))","v":""},{"$f":"IF(AD227=\"\",\"\",RhCi(BW227,BV227))","v":""},"",{"$f":"IF(AD227=\"\",\"\",hf(AL227,J227,AM227,BW227,BX227))","v":""},{"$f":"IF(AD227=\"\",\"\",LOOKUP(AP227,Tab.4.5!$J$6:$J$27,Tab.4.5!$L$6:$L$27))","v":""},{"$f":"IF(AD227=\"\",\"\",He(CA227,BY227))","v":""},{"$f":"IF(AD227=\"\",\"\",Hs(BY227))","v":""},{"$f":"IF(AD227=\"\",\"\",Hm(BU227,BZ227,CB227,CC227,AL227,AO227))","v":""},"","","","","","",null,null,null,null,null,null,null,null,null,null,null,null,null,null,null,0,0,0,0,0,{"$f":"IF(CK227=\"\",\"\",IF(CL227=1,YcCi(CR227,J227),YcTr(J227,CQ227,CU227)))","v":""},{"$f":"IF(CK227=\"\",\"\",IF(CL227=1,Teta1(DE227,CR227),\"-\"))","v":""},"","",{"$f":"IF(CK227=\"\",\"\",IF(CL227=1,Ynci(CR227,J227,CT227,CV227),YnTr(1,CT227,CQ227,CU227,CV227,J227)))","v":""},{"$f":"IF(CK227=\"\",\"\",IF(CL227=1,Teta1(DI227,CR227),\"-\"))","v":""},{"$f":"IF(CK227=\"\",\"\",IF(CL227=1,AreaCi(CR227,J227),AreaTr(CQ227,CU227,DI227)))","v":""},{"$f":"IF(CK227=\"\",\"\",IF(CL227=1,FrCi(DM227,9.806,DJ227,CR227),FrTr(DM227,9.806,CQ227,CU227,DI227)))","v":""},"",{"$f":"IF(CK227=\"\",\"\",IF(CL227=1,LOOKUP(CP227,'Vmáx(material) - Tab.4.3'!$L$2:$L$11,'Vmáx(material) - Tab.4.3'!$M$2:$M$11),LOOKUP(CP227,'Vmáx(material) - Tab.4.3'!$L$15,'Vmáx(material) - Tab.4.3'!$M$15)))","v":""},{"$f":"IF(CK227=\"\",\"\",VLOOKUP($CO227,'Vmáx(material) - Tab.4.3'!$R$35:$X$41,2))","v":""},{"$f":"IF(CK227=\"\",\"\",VLOOKUP($CO227,'Vmáx(material) - Tab.4.3'!$R$35:$X$41,3))","v":""},{"$f":"IF(CK227=\"\",\"\",VLOOKUP($CO227,'Vmáx(material) - Tab.4.3'!$R$35:$X$41,4))","v":""},{"$f":"IF(CK227=\"\",\"\",VLOOKUP($CO227,'Vmáx(material) - Tab.4.3'!$R$35:$X$41,5))","v":""},{"$f":"IF(CK227=\"\",\"\",VLOOKUP($CO227,'Vmáx(material) - Tab.4.3'!$R$35:$X$41,6))","v":""},{"$f":"IF(CK227=\"\",\"\",IF(CK227=\"\",\"\",VLOOKUP(CO227,'Vmáx(material) - Tab.4.3'!$R$35:$X$41,7)))","v":""},{"$f":"IF(CK227=\"\",\"\",IF(CL227=1,FCi(J227,CR227),FTr(J227,CQ227,CR227)))","v":""},"",{"$f":"IF(CK227=\"\",\"\",Hw(DO227,DP227,DQ227,DR227,DS227,DT227,Z,DU227,CV227,CR227))","v":""},"","","","","",{"$f":"IF(CK227=\"\",\"\",IF(CL227=1,PeriCi(CR227,DI227),PeriTr(CQ227,CU227,DI227)))","v":""},{"$f":"IF(CK227=\"\",\"\",IF(CL227=1,AreaCi(CR227,DI227),AreaTr(CQ227,CU227,DI227)))","v":""},{"$f":"IF(CK227=\"\",\"\",RhCi(DK227,EC227))","v":""},"",{"$f":"IF(CK227=\"\",\"\",hf(CS227,J227,CT227,DK227,EE227))","v":""},{"$f":"IF(CK227=\"\",\"\",LOOKUP(CW227,Tab.4.5!$J$6:$J$27,Tab.4.5!$L$6:$L$27))","v":""},{"$f":"IF(CK227=\"\",\"\",He(EH227,DM227))","v":""},{"$f":"IF(CK227=\"\",\"\",Hs(DM227))","v":""},{"$f":"IF(CK227=\"\",\"\",Hm(EB227,EG227,EI227,EJ227,CS227,CV227))","v":""},"","","","","","","K45+-45000 () ",{"$f":"IF(B227=\"Existe.\",IF(AE227=1,CONCATENATE(#REF!,AK227,\" m.\"),CONCATENATE(#REF!,AJ227,\" m x \",AK227,\" m.\")),IF(CL227=1,CONCATENATE(#REF!,CR227,\" m.\"),CONCATENATE(#REF!,CQ227,\" m x \",CR227,\" m.\")))","v":{"$error":"#REF!"}},"Concreto, L =  m, S = 0 %.","Cota clave eje= 0 msnm.",null,null,null,"","","","","",{"$f":"IF(EV227=\"\",\"\",VLOOKUP(EY227,'Estructura escalonada'!$D$3:$H$953,2))","v":""},"","","","","",""]
[null,null,null,null,null,null,null,null,null,null,null,0,null,0,null,null,null,null,null,null,{"$f":"IF(K228=\"No\",\"\",IF(O228=\"\",YcCi(P228,N228),YcTr(N228,O228,S228)))","v":{"$error":"#VALUE!"}},{"$f":"IF(K228=\"No\",\"\",IF(O228=\"\",Teta1(U228,P228),\"-\"))","v":{"$error":"#VALUE!"}},{"$error":"#VALUE!"},{"$error":"#VALUE!"},{"$f":"IF(K228=\"No\",\"\",IF(O228=\"\",Ynci(P228,N228,R228,T228),YnTr(1,R228,O228,S228,T228,N228)))","v":{"$error":"#VALUE!"}},{"$f":"IF(K228=\"No\",\"\",IF(O228=\"\",Teta1(Y228,P228),\"-\"))","v":{"$error":"#VALUE!"}},{"$f":"IF(K228=\"No\",\"\",IF(O228=\"\",AreaCi(P228,Y228),AreaTr(O228,S228,Y228)))","v":{"$error":"#VALUE!"}},{"$f":"IF(K228=\"No\",\"\",IF(O228=\"\",FrCi(AC228,9.806,Z228,P228),FrTr(AC228,9.806,O228,S228,Y228)))","v":{"$error":"#VALUE!"}},{"$error":"#VALUE!"},null,null,null,null,null,null,null,null,null,null,null,null,null,null,null,0,0,"","","",{"$f":"IF(AD228=\"\",\"\",IF(AE228=1,YcCi(AK228,J228),YcTr(J228,AJ228,AN228)))","v":""},{"$f":"IF(AD228=\"\",\"\",IF(AE228=1,Teta1(AX228,AK228),\"-\"))","v":""},{"$f":"IF(AD228=\"\",\"\",IF(AE228=1,AreaCi(AK228,AX228),AreaTr(AJ228,AN228,AX228)))","v":""},"",{"$f":"IF(AD228=\"\",\"\",IF(AE228=1,Ynci(AK228,J228,AM228,AO228),YnTr(1,AM228,AJ228,AN228,AO228,J228)))","v":""},{"$f":"IF(AD228=\"\",\"\",IF(AE228=1,Teta1(BB228,AK228),\"-\"))","v":""},{"$f":"IF(AD228=\"\",\"\",IF(AE228=1,AreaCi(AK228,BB228),AreaTr(AJ228,AN228,BB228)))","v":""},{"$f":"IF(AD228=\"\",\"\",IF(AE228=1,FrCi(BF228,9.806,BC228,AK228),FrTr(BF228,9.806,AJ228,AN228,BB228)))","v":""},"",{"$f":"IF(AD228=\"\",\"\",IF(AE228=1,LOOKUP(AI228,'Vmáx(material) - Tab.4.3'!$L$2:$L$11,'Vmáx(material) - Tab.4.3'!$M$2:$M$11),LOOKUP(AI228,'Vmáx(material) - Tab.4.3'!$L$15,'Vmáx(material) - Tab.4.3'!$M$15)))","v":""},{"$f":"IF(AD228=\"\",\"\",VLOOKUP($AH228,'Vmáx(material) - Tab.4.3'!$R$35:$X$41,2))","v":""},{"$f":"IF(AD228=\"\",\"\",VLOOKUP($AH228,'Vmáx(material) - Tab.4.3'!$R$35:$X$41,3))","v":""},{"$f":"IF(AD228=\"\",\"\",VLOOKUP($AH228,'Vmáx(material) - Tab.4.3'!$R$35:$X$41,4))","v":""},{"$f":"IF(AD228=\"\",\"\",VLOOKUP($AH228,'Vmáx(material) - Tab.4.3'!$R$35:$X$41,5))","v":""},{"$f":"IF(AD228=\"\",\"\",VLOOKUP($AH228,'Vmáx(material) - Tab.4.3'!$R$35:$X$41,6))","v":""},{"$f":"IF(AD228=\"\",\"\",IF(AD228=\"\",\"\",VLOOKUP($AH228,'Vmáx(material) - Tab.4.3'!$R$35:$X$41,7)))","v":""},{"$f":"IF(AD228=\"\",\"\",IF(AE228=1,FCi(J228,AK228),FTr(J228,AJ228,AK228)))","v":""},"",{"$f":"IF(AD228=\"\",\"\",Hw(BH228,BI228,BJ228,BK228,BL228,BM228,Z,BN228,AO228,AK228))","v":""},"","","","",{"$f":"IF(AD228=\"\",\"\",ho(BT228,AK228,AX228))","v":""},{"$f":"IF(AD228=\"\",\"\",IF(AE228=1,PeriCi(AK228,BB228),PeriTr(AJ228,AN228,BB228)))","v":""},{"$f":"IF(AD228=\"\",\"\",IF(AE228=1,AreaCi(AK228,BB228),AreaTr(AJ228,AN228,BB228)))","v":""},{"$f":"IF(AD228=\"\",\"\",RhCi(BW228,BV228))","v":""},"",{"$f":"IF(AD228=\"\",\"\",hf(AL228,J228,AM228,BW228,BX228))","v":""},{"$f":"IF(AD228=\"\",\"\",LOOKUP(AP228,Tab.4.5!$J$6:$J$27,Tab.4.5!$L$6:$L$27))","v":""},{"$f":"IF(AD228=\"\",\"\",He(CA228,BY228))","v":""},{"$f":"IF(AD228=\"\",\"\",Hs(BY228))","v":""},{"$f":"IF(AD228=\"\",\"\",Hm(BU228,BZ228,CB228,CC228,AL228,AO228))","v":""},"","","","","","",null,null,null,null,null,null,null,null,null,null,null,null,null,null,null,0,0,0,0,0,{"$f":"IF(CK228=\"\",\"\",IF(CL228=1,YcCi(CR228,J228),YcTr(J228,CQ228,CU228)))","v":""},{"$f":"IF(CK228=\"\",\"\",IF(CL228=1,Teta1(DE228,CR228),\"-\"))","v":""},"","",{"$f":"IF(CK228=\"\",\"\",IF(CL228=1,Ynci(CR228,J228,CT228,CV228),YnTr(1,CT228,CQ228,CU228,CV228,J228)))","v":""},{"$f":"IF(CK228=\"\",\"\",IF(CL228=1,Teta1(DI228,CR228),\"-\"))","v":""},{"$f":"IF(CK228=\"\",\"\",IF(CL228=1,AreaCi(CR228,J228),AreaTr(CQ228,CU228,DI228)))","v":""},{"$f":"IF(CK228=\"\",\"\",IF(CL228=1,FrCi(DM228,9.806,DJ228,CR228),FrTr(DM228,9.806,CQ228,CU228,DI228)))","v":""},"",{"$f":"IF(CK228=\"\",\"\",IF(CL228=1,LOOKUP(CP228,'Vmáx(material) - Tab.4.3'!$L$2:$L$11,'Vmáx(material) - Tab.4.3'!$M$2:$M$11),LOOKUP(CP228,'Vmáx(material) - Tab.4.3'!$L$15,'Vmáx(material) - Tab.4.3'!$M$15)))","v":""},{"$f":"IF(CK228=\"\",\"\",VLOOKUP($CO228,'Vmáx(material) - Tab.4.3'!$R$35:$X$41,2))","v":""},{"$f":"IF(CK228=\"\",\"\",VLOOKUP($CO228,'Vmáx(material) - Tab.4.3'!$R$35:$X$41,3))","v":""},{"$f":"IF(CK228=\"\",\"\",VLOOKUP($CO228,'Vmáx(material) - Tab.4.3'!$R$35:$X$41,4))","v":""},{"$f":"IF(CK228=\"\",\"\",VLOOKUP($CO228,'Vmáx(material) - Tab.4.3'!$R$35:$X$41,5))","v":""},{"$f":"IF(CK228=\"\",\"\",VLOOKUP($CO228,'Vmáx(material) - Tab.4.3'!$R$35:$X$41,6))","v":""},{"$f":"IF(CK228=\"\",\"\",IF(CK228=\"\",\"\",VLOOKUP(CO228,'Vmáx(material) - Tab.4.3'!$R$35:$X$41,7)))","v":""},{"$f":"IF(CK228=\"\",\"\",IF(CL228=1,FCi(J228,CR228),FTr(J228,CQ228,CR228)))","v":""},"",{"$f":"IF(CK228=\"\",\"\",Hw(DO228,DP228,DQ228,DR228,DS228,DT228,Z,DU228,CV228,CR228))","v":""},"","","","","",{"$f":"IF(CK228=\"\",\"\",IF(CL228=1,PeriCi(CR228,DI228),PeriTr(CQ228,CU228,DI228)))","v":""},{"$f":"IF(CK228=\"\",\"\",IF(CL228=1,AreaCi(CR228,DI228),AreaTr(CQ228,CU228,DI228)))","v":""},{"$f":"IF(CK228=\"\",\"\",RhCi(DK228,EC228))","v":""},"",{"$f":"IF(CK228=\"\",\"\",hf(CS228,J228,CT228,DK228,EE228))","v":""},{"$f":"IF(CK228=\"\",\"\",LOOKUP(CW228,Tab.4.5!$J$6:$J$27,Tab.4.5!$L$6:$L$27))","v":""},{"$f":"IF(CK228=\"\",\"\",He(EH228,DM228))","v":""},{"$f":"IF(CK228=\"\",\"\",Hs(DM228))","v":""},{"$f":"IF(CK228=\"\",\"\",Hm(EB228,EG228,EI228,EJ228,CS228,CV228))","v":""},"","","","","","","K45+-45000 () ",{"$f":"IF(B228=\"Existe.\",IF(AE228=1,CONCATENATE(#REF!,AK228,\" m.\"),CONCATENATE(#REF!,AJ228,\" m x \",AK228,\" m.\")),IF(CL228=1,CONCATENATE(#REF!,CR228,\" m.\"),CONCATENATE(#REF!,CQ228,\" m x \",CR228,\" m.\")))","v":{"$error":"#REF!"}},"Concreto, L =  m, S = 0 %.","Cota clave eje= 0 msnm.",null,null,null,"","","","","",{"$f":"IF(EV228=\"\",\"\",VLOOKUP(EY228,'Estructura escalonada'!$D$3:$H$953,2))","v":""},"","","","","",""]
[null,null,null,null,null,null,null,null,null,null,null,0,null,0,null,null,null,null,null,null,{"$f":"IF(K229=\"No\",\"\",IF(O229=\"\",YcCi(P229,N229),YcTr(N229,O229,S229)))","v":{"$error":"#VALUE!"}},{"$f":"IF(K229=\"No\",\"\",IF(O229=\"\",Teta1(U229,P229),\"-\"))","v":{"$error":"#VALUE!"}},{"$error":"#VALUE!"},{"$error":"#VALUE!"},{"$f":"IF(K229=\"No\",\"\",IF(O229=\"\",Ynci(P229,N229,R229,T229),YnTr(1,R229,O229,S229,T229,N229)))","v":{"$error":"#VALUE!"}},{"$f":"IF(K229=\"No\",\"\",IF(O229=\"\",Teta1(Y229,P229),\"-\"))","v":{"$error":"#VALUE!"}},{"$f":"IF(K229=\"No\",\"\",IF(O229=\"\",AreaCi(P229,Y229),AreaTr(O229,S229,Y229)))","v":{"$error":"#VALUE!"}},{"$f":"IF(K229=\"No\",\"\",IF(O229=\"\",FrCi(AC229,9.806,Z229,P229),FrTr(AC229,9.806,O229,S229,Y229)))","v":{"$error":"#VALUE!"}},{"$error":"#VALUE!"},null,null,null,null,null,null,null,null,null,null,null,null,null,null,null,0,0,"","","",{"$f":"IF(AD229=\"\",\"\",IF(AE229=1,YcCi(AK229,J229),YcTr(J229,AJ229,AN229)))","v":""},{"$f":"IF(AD229=\"\",\"\",IF(AE229=1,Teta1(AX229,AK229),\"-\"))","v":""},{"$f":"IF(AD229=\"\",\"\",IF(AE229=1,AreaCi(AK229,AX229),AreaTr(AJ229,AN229,AX229)))","v":""},"",{"$f":"IF(AD229=\"\",\"\",IF(AE229=1,Ynci(AK229,J229,AM229,AO229),YnTr(1,AM229,AJ229,AN229,AO229,J229)))","v":""},{"$f":"IF(AD229=\"\",\"\",IF(AE229=1,Teta1(BB229,AK229),\"-\"))","v":""},{"$f":"IF(AD229=\"\",\"\",IF(AE229=1,AreaCi(AK229,BB229),AreaTr(AJ229,AN229,BB229)))","v":""},{"$f":"IF(AD229=\"\",\"\",IF(AE229=1,FrCi(BF229,9.806,BC229,AK229),FrTr(BF229,9.806,AJ229,AN229,BB229)))","v":""},"",{"$f":"IF(AD229=\"\",\"\",IF(AE229=1,LOOKUP(AI229,'Vmáx(material) - Tab.4.3'!$L$2:$L$11,'Vmáx(material) - Tab.4.3'!$M$2:$M$11),LOOKUP(AI229,'Vmáx(material) - Tab.4.3'!$L$15,'Vmáx(material) - Tab.4.3'!$M$15)))","v":""},{"$f":"IF(AD229=\"\",\"\",VLOOKUP($AH229,'Vmáx(material) - Tab.4.3'!$R$35:$X$41,2))","v":""},{"$f":"IF(AD229=\"\",\"\",VLOOKUP($AH229,'Vmáx(material) - Tab.4.3'!$R$35:$X$41,3))","v":""},{"$f":"IF(AD229=\"\",\"\",VLOOKUP($AH229,'Vmáx(material) - Tab.4.3'!$R$35:$X$41,4))","v":""},{"$f":"IF(AD229=\"\",\"\",VLOOKUP($AH229,'Vmáx(material) - Tab.4.3'!$R$35:$X$41,5))","v":""},{"$f":"IF(AD229=\"\",\"\",VLOOKUP($AH229,'Vmáx(material) - Tab.4.3'!$R$35:$X$41,6))","v":""},{"$f":"IF(AD229=\"\",\"\",IF(AD229=\"\",\"\",VLOOKUP($AH229,'Vmáx(material) - Tab.4.3'!$R$35:$X$41,7)))","v":""},{"$f":"IF(AD229=\"\",\"\",IF(AE229=1,FCi(J229,AK229),FTr(J229,AJ229,AK229)))","v":""},"",{"$f":"IF(AD229=\"\",\"\",Hw(BH229,BI229,BJ229,BK229,BL229,BM229,Z,BN229,AO229,AK229))","v":""},"","","","",{"$f":"IF(AD229=\"\",\"\",ho(BT229,AK229,AX229))","v":""},{"$f":"IF(AD229=\"\",\"\",IF(AE229=1,PeriCi(AK229,BB229),PeriTr(AJ229,AN229,BB229)))","v":""},{"$f":"IF(AD229=\"\",\"\",IF(AE229=1,AreaCi(AK229,BB229),AreaTr(AJ229,AN229,BB229)))","v":""},{"$f":"IF(AD229=\"\",\"\",RhCi(BW229,BV229))","v":""},"",{"$f":"IF(AD229=\"\",\"\",hf(AL229,J229,AM229,BW229,BX229))","v":""},{"$f":"IF(AD229=\"\",\"\",LOOKUP(AP229,Tab.4.5!$J$6:$J$27,Tab.4.5!$L$6:$L$27))","v":""},{"$f":"IF(AD229=\"\",\"\",He(CA229,BY229))","v":""},{"$f":"IF(AD229=\"\",\"\",Hs(BY229))","v":""},{"$f":"IF(AD229=\"\",\"\",Hm(BU229,BZ229,CB229,CC229,AL229,AO229))","v":""},"","","","","","",null,null,null,null,null,null,null,null,null,null,null,null,null,null,null,0,0,0,0,0,{"$f":"IF(CK229=\"\",\"\",IF(CL229=1,YcCi(CR229,J229),YcTr(J229,CQ229,CU229)))","v":""},{"$f":"IF(CK229=\"\",\"\",IF(CL229=1,Teta1(DE229,CR229),\"-\"))","v":""},"","",{"$f":"IF(CK229=\"\",\"\",IF(CL229=1,Ynci(CR229,J229,CT229,CV229),YnTr(1,CT229,CQ229,CU229,CV229,J229)))","v":""},{"$f":"IF(CK229=\"\",\"\",IF(CL229=1,Teta1(DI229,CR229),\"-\"))","v":""},{"$f":"IF(CK229=\"\",\"\",IF(CL229=1,AreaCi(CR229,J229),AreaTr(CQ229,CU229,DI229)))","v":""},{"$f":"IF(CK229=\"\",\"\",IF(CL229=1,FrCi(DM229,9.806,DJ229,CR229),FrTr(DM229,9.806,CQ229,CU229,DI229)))","v":""},"",{"$f":"IF(CK229=\"\",\"\",IF(CL229=1,LOOKUP(CP229,'Vmáx(material) - Tab.4.3'!$L$2:$L$11,'Vmáx(material) - Tab.4.3'!$M$2:$M$11),LOOKUP(CP229,'Vmáx(material) - Tab.4.3'!$L$15,'Vmáx(material) - Tab.4.3'!$M$15)))","v":""},{"$f":"IF(CK229=\"\",\"\",VLOOKUP($CO229,'Vmáx(material) - Tab.4.3'!$R$35:$X$41,2))","v":""},{"$f":"IF(CK229=\"\",\"\",VLOOKUP($CO229,'Vmáx(material) - Tab.4.3'!$R$35:$X$41,3))","v":""},{"$f":"IF(CK229=\"\",\"\",VLOOKUP($CO229,'Vmáx(material) - Tab.4.3'!$R$35:$X$41,4))","v":""},{"$f":"IF(CK229=\"\",\"\",VLOOKUP($CO229,'Vmáx(material) - Tab.4.3'!$R$35:$X$41,5))","v":""},{"$f":"IF(CK229=\"\",\"\",VLOOKUP($CO229,'Vmáx(material) - Tab.4.3'!$R$35:$X$41,6))","v":""},{"$f":"IF(CK229=\"\",\"\",IF(CK229=\"\",\"\",VLOOKUP(CO229,'Vmáx(material) - Tab.4.3'!$R$35:$X$41,7)))","v":""},{"$f":"IF(CK229=\"\",\"\",IF(CL229=1,FCi(J229,CR229),FTr(J229,CQ229,CR229)))","v":""},"",{"$f":"IF(CK229=\"\",\"\",Hw(DO229,DP229,DQ229,DR229,DS229,DT229,Z,DU229,CV229,CR229))","v":""},"","","","","",{"$f":"IF(CK229=\"\",\"\",IF(CL229=1,PeriCi(CR229,DI229),PeriTr(CQ229,CU229,DI229)))","v":""},{"$f":"IF(CK229=\"\",\"\",IF(CL229=1,AreaCi(CR229,DI229),AreaTr(CQ229,CU229,DI229)))","v":""},{"$f":"IF(CK229=\"\",\"\",RhCi(DK229,EC229))","v":""},"",{"$f":"IF(CK229=\"\",\"\",hf(CS229,J229,CT229,DK229,EE229))","v":""},{"$f":"IF(CK229=\"\",\"\",LOOKUP(CW229,Tab.4.5!$J$6:$J$27,Tab.4.5!$L$6:$L$27))","v":""},{"$f":"IF(CK229=\"\",\"\",He(EH229,DM229))","v":""},{"$f":"IF(CK229=\"\",\"\",Hs(DM229))","v":""},{"$f":"IF(CK229=\"\",\"\",Hm(EB229,EG229,EI229,EJ229,CS229,CV229))","v":""},"","","","","","","K45+-45000 () ",{"$f":"IF(B229=\"Existe.\",IF(AE229=1,CONCATENATE(#REF!,AK229,\" m.\"),CONCATENATE(#REF!,AJ229,\" m x \",AK229,\" m.\")),IF(CL229=1,CONCATENATE(#REF!,CR229,\" m.\"),CONCATENATE(#REF!,CQ229,\" m x \",CR229,\" m.\")))","v":{"$error":"#REF!"}},"Concreto, L =  m, S = 0 %.","Cota clave eje= 0 msnm.",null,null,null,"","","","","",{"$f":"IF(EV229=\"\",\"\",VLOOKUP(EY229,'Estructura escalonada'!$D$3:$H$953,2))","v":""},"","","","","",""]
[null,null,null,null,null,null,null,null,null,null,null,0,null,0,null,null,null,null,null,null,{"$f":"IF(K230=\"No\",\"\",IF(O230=\"\",YcCi(P230,N230),YcTr(N230,O230,S230)))","v":{"$error":"#VALUE!"}},{"$f":"IF(K230=\"No\",\"\",IF(O230=\"\",Teta1(U230,P230),\"-\"))","v":{"$error":"#VALUE!"}},{"$error":"#VALUE!"},{"$error":"#VALUE!"},{"$f":"IF(K230=\"No\",\"\",IF(O230=\"\",Ynci(P230,N230,R230,T230),YnTr(1,R230,O230,S230,T230,N230)))","v":{"$error":"#VALUE!"}},{"$f":"IF(K230=\"No\",\"\",IF(O230=\"\",Teta1(Y230,P230),\"-\"))","v":{"$error":"#VALUE!"}},{"$f":"IF(K230=\"No\",\"\",IF(O230=\"\",AreaCi(P230,Y230),AreaTr(O230,S230,Y230)))","v":{"$error":"#VALUE!"}},{"$f":"IF(K230=\"No\",\"\",IF(O230=\"\",FrCi(AC230,9.806,Z230,P230),FrTr(AC230,9.806,O230,S230,Y230)))","v":{"$error":"#VALUE!"}},{"$error":"#VALUE!"},null,null,null,null,null,null,null,null,null,null,null,null,null,null,null,0,0,"","","",{"$f":"IF(AD230=\"\",\"\",IF(AE230=1,YcCi(AK230,J230),YcTr(J230,AJ230,AN230)))","v":""},{"$f":"IF(AD230=\"\",\"\",IF(AE230=1,Teta1(AX230,AK230),\"-\"))","v":""},{"$f":"IF(AD230=\"\",\"\",IF(AE230=1,AreaCi(AK230,AX230),AreaTr(AJ230,AN230,AX230)))","v":""},"",{"$f":"IF(AD230=\"\",\"\",IF(AE230=1,Ynci(AK230,J230,AM230,AO230),YnTr(1,AM230,AJ230,AN230,AO230,J230)))","v":""},{"$f":"IF(AD230=\"\",\"\",IF(AE230=1,Teta1(BB230,AK230),\"-\"))","v":""},{"$f":"IF(AD230=\"\",\"\",IF(AE230=1,AreaCi(AK230,BB230),AreaTr(AJ230,AN230,BB230)))","v":""},{"$f":"IF(AD230=\"\",\"\",IF(AE230=1,FrCi(BF230,9.806,BC230,AK230),FrTr(BF230,9.806,AJ230,AN230,BB230)))","v":""},"",{"$f":"IF(AD230=\"\",\"\",IF(AE230=1,LOOKUP(AI230,'Vmáx(material) - Tab.4.3'!$L$2:$L$11,'Vmáx(material) - Tab.4.3'!$M$2:$M$11),LOOKUP(AI230,'Vmáx(material) - Tab.4.3'!$L$15,'Vmáx(material) - Tab.4.3'!$M$15)))","v":""},{"$f":"IF(AD230=\"\",\"\",VLOOKUP($AH230,'Vmáx(material) - Tab.4.3'!$R$35:$X$41,2))","v":""},{"$f":"IF(AD230=\"\",\"\",VLOOKUP($AH230,'Vmáx(material) - Tab.4.3'!$R$35:$X$41,3))","v":""},{"$f":"IF(AD230=\"\",\"\",VLOOKUP($AH230,'Vmáx(material) - Tab.4.3'!$R$35:$X$41,4))","v":""},{"$f":"IF(AD230=\"\",\"\",VLOOKUP($AH230,'Vmáx(material) - Tab.4.3'!$R$35:$X$41,5))","v":""},{"$f":"IF(AD230=\"\",\"\",VLOOKUP($AH230,'Vmáx(material) - Tab.4.3'!$R$35:$X$41,6))","v":""},{"$f":"IF(AD230=\"\",\"\",IF(AD230=\"\",\"\",VLOOKUP($AH230,'Vmáx(material) - Tab.4.3'!$R$35:$X$41,7)))","v":""},{"$f":"IF(AD230=\"\",\"\",IF(AE230=1,FCi(J230,AK230),FTr(J230,AJ230,AK230)))","v":""},"",{"$f":"IF(AD230=\"\",\"\",Hw(BH230,BI230,BJ230,BK230,BL230,BM230,Z,BN230,AO230,AK230))","v":""},"","","","",{"$f":"IF(AD230=\"\",\"\",ho(BT230,AK230,AX230))","v":""},{"$f":"IF(AD230=\"\",\"\",IF(AE230=1,PeriCi(AK230,BB230),PeriTr(AJ230,AN230,BB230)))","v":""},{"$f":"IF(AD230=\"\",\"\",IF(AE230=1,AreaCi(AK230,BB230),AreaTr(AJ230,AN230,BB230)))","v":""},{"$f":"IF(AD230=\"\",\"\",RhCi(BW230,BV230))","v":""},"",{"$f":"IF(AD230=\"\",\"\",hf(AL230,J230,AM230,BW230,BX230))","v":""},{"$f":"IF(AD230=\"\",\"\",LOOKUP(AP230,Tab.4.5!$J$6:$J$27,Tab.4.5!$L$6:$L$27))","v":""},{"$f":"IF(AD230=\"\",\"\",He(CA230,BY230))","v":""},{"$f":"IF(AD230=\"\",\"\",Hs(BY230))","v":""},{"$f":"IF(AD230=\"\",\"\",Hm(BU230,BZ230,CB230,CC230,AL230,AO230))","v":""},"","","","","","",null,null,null,null,null,null,null,null,null,null,null,null,null,null,null,0,0,0,0,0,{"$f":"IF(CK230=\"\",\"\",IF(CL230=1,YcCi(CR230,J230),YcTr(J230,CQ230,CU230)))","v":""},{"$f":"IF(CK230=\"\",\"\",IF(CL230=1,Teta1(DE230,CR230),\"-\"))","v":""},"","",{"$f":"IF(CK230=\"\",\"\",IF(CL230=1,Ynci(CR230,J230,CT230,CV230),YnTr(1,CT230,CQ230,CU230,CV230,J230)))","v":""},{"$f":"IF(CK230=\"\",\"\",IF(CL230=1,Teta1(DI230,CR230),\"-\"))","v":""},{"$f":"IF(CK230=\"\",\"\",IF(CL230=1,AreaCi(CR230,J230),AreaTr(CQ230,CU230,DI230)))","v":""},{"$f":"IF(CK230=\"\",\"\",IF(CL230=1,FrCi(DM230,9.806,DJ230,CR230),FrTr(DM230,9.806,CQ230,CU230,DI230)))","v":""},"",{"$f":"IF(CK230=\"\",\"\",IF(CL230=1,LOOKUP(CP230,'Vmáx(material) - Tab.4.3'!$L$2:$L$11,'Vmáx(material) - Tab.4.3'!$M$2:$M$11),LOOKUP(CP230,'Vmáx(material) - Tab.4.3'!$L$15,'Vmáx(material) - Tab.4.3'!$M$15)))","v":""},{"$f":"IF(CK230=\"\",\"\",VLOOKUP($CO230,'Vmáx(material) - Tab.4.3'!$R$35:$X$41,2))","v":""},{"$f":"IF(CK230=\"\",\"\",VLOOKUP($CO230,'Vmáx(material) - Tab.4.3'!$R$35:$X$41,3))","v":""},{"$f":"IF(CK230=\"\",\"\",VLOOKUP($CO230,'Vmáx(material) - Tab.4.3'!$R$35:$X$41,4))","v":""},{"$f":"IF(CK230=\"\",\"\",VLOOKUP($CO230,'Vmáx(material) - Tab.4.3'!$R$35:$X$41,5))","v":""},{"$f":"IF(CK230=\"\",\"\",VLOOKUP($CO230,'Vmáx(material) - Tab.4.3'!$R$35:$X$41,6))","v":""},{"$f":"IF(CK230=\"\",\"\",IF(CK230=\"\",\"\",VLOOKUP(CO230,'Vmáx(material) - Tab.4.3'!$R$35:$X$41,7)))","v":""},{"$f":"IF(CK230=\"\",\"\",IF(CL230=1,FCi(J230,CR230),FTr(J230,CQ230,CR230)))","v":""},"",{"$f":"IF(CK230=\"\",\"\",Hw(DO230,DP230,DQ230,DR230,DS230,DT230,Z,DU230,CV230,CR230))","v":""},"","","","","",{"$f":"IF(CK230=\"\",\"\",IF(CL230=1,PeriCi(CR230,DI230),PeriTr(CQ230,CU230,DI230)))","v":""},{"$f":"IF(CK230=\"\",\"\",IF(CL230=1,AreaCi(CR230,DI230),AreaTr(CQ230,CU230,DI230)))","v":""},{"$f":"IF(CK230=\"\",\"\",RhCi(DK230,EC230))","v":""},"",{"$f":"IF(CK230=\"\",\"\",hf(CS230,J230,CT230,DK230,EE230))","v":""},{"$f":"IF(CK230=\"\",\"\",LOOKUP(CW230,Tab.4.5!$J$6:$J$27,Tab.4.5!$L$6:$L$27))","v":""},{"$f":"IF(CK230=\"\",\"\",He(EH230,DM230))","v":""},{"$f":"IF(CK230=\"\",\"\",Hs(DM230))","v":""},{"$f":"IF(CK230=\"\",\"\",Hm(EB230,EG230,EI230,EJ230,CS230,CV230))","v":""},"","","","","","","K45+-45000 () ",{"$f":"IF(B230=\"Existe.\",IF(AE230=1,CONCATENATE(#REF!,AK230,\" m.\"),CONCATENATE(#REF!,AJ230,\" m x \",AK230,\" m.\")),IF(CL230=1,CONCATENATE(#REF!,CR230,\" m.\"),CONCATENATE(#REF!,CQ230,\" m x \",CR230,\" m.\")))","v":{"$error":"#REF!"}},"Concreto, L =  m, S = 0 %.","Cota clave eje= 0 msnm.",null,null,null,"","","","","",{"$f":"IF(EV230=\"\",\"\",VLOOKUP(EY230,'Estructura escalonada'!$D$3:$H$953,2))","v":""},"","","","","",""]
[null,null,null,null,null,null,null,null,null,null,null,0,null,0,null,null,null,null,null,null,{"$f":"IF(K231=\"No\",\"\",IF(O231=\"\",YcCi(P231,N231),YcTr(N231,O231,S231)))","v":{"$error":"#VALUE!"}},{"$f":"IF(K231=\"No\",\"\",IF(O231=\"\",Teta1(U231,P231),\"-\"))","v":{"$error":"#VALUE!"}},{"$error":"#VALUE!"},{"$error":"#VALUE!"},{"$f":"IF(K231=\"No\",\"\",IF(O231=\"\",Ynci(P231,N231,R231,T231),YnTr(1,R231,O231,S231,T231,N231)))","v":{"$error":"#VALUE!"}},{"$f":"IF(K231=\"No\",\"\",IF(O231=\"\",Teta1(Y231,P231),\"-\"))","v":{"$error":"#VALUE!"}},{"$f":"IF(K231=\"No\",\"\",IF(O231=\"\",AreaCi(P231,Y231),AreaTr(O231,S231,Y231)))","v":{"$error":"#VALUE!"}},{"$f":"IF(K231=\"No\",\"\",IF(O231=\"\",FrCi(AC231,9.806,Z231,P231),FrTr(AC231,9.806,O231,S231,Y231)))","v":{"$error":"#VALUE!"}},{"$error":"#VALUE!"},null,null,null,null,null,null,null,null,null,null,null,null,null,null,null,0,0,"","","",{"$f":"IF(AD231=\"\",\"\",IF(AE231=1,YcCi(AK231,J231),YcTr(J231,AJ231,AN231)))","v":""},{"$f":"IF(AD231=\"\",\"\",IF(AE231=1,Teta1(AX231,AK231),\"-\"))","v":""},{"$f":"IF(AD231=\"\",\"\",IF(AE231=1,AreaCi(AK231,AX231),AreaTr(AJ231,AN231,AX231)))","v":""},"",{"$f":"IF(AD231=\"\",\"\",IF(AE231=1,Ynci(AK231,J231,AM231,AO231),YnTr(1,AM231,AJ231,AN231,AO231,J231)))","v":""},{"$f":"IF(AD231=\"\",\"\",IF(AE231=1,Teta1(BB231,AK231),\"-\"))","v":""},{"$f":"IF(AD231=\"\",\"\",IF(AE231=1,AreaCi(AK231,BB231),AreaTr(AJ231,AN231,BB231)))","v":""},{"$f":"IF(AD231=\"\",\"\",IF(AE231=1,FrCi(BF231,9.806,BC231,AK231),FrTr(BF231,9.806,AJ231,AN231,BB231)))","v":""},"",{"$f":"IF(AD231=\"\",\"\",IF(AE231=1,LOOKUP(AI231,'Vmáx(material) - Tab.4.3'!$L$2:$L$11,'Vmáx(material) - Tab.4.3'!$M$2:$M$11),LOOKUP(AI231,'Vmáx(material) - Tab.4.3'!$L$15,'Vmáx(material) - Tab.4.3'!$M$15)))","v":""},{"$f":"IF(AD231=\"\",\"\",VLOOKUP($AH231,'Vmáx(material) - Tab.4.3'!$R$35:$X$41,2))","v":""},{"$f":"IF(AD231=\"\",\"\",VLOOKUP($AH231,'Vmáx(material) - Tab.4.3'!$R$35:$X$41,3))","v":""},{"$f":"IF(AD231=\"\",\"\",VLOOKUP($AH231,'Vmáx(material) - Tab.4.3'!$R$35:$X$41,4))","v":""},{"$f":"IF(AD231=\"\",\"\",VLOOKUP($AH231,'Vmáx(material) - Tab.4.3'!$R$35:$X$41,5))","v":""},{"$f":"IF(AD231=\"\",\"\",VLOOKUP($AH231,'Vmáx(material) - Tab.4.3'!$R$35:$X$41,6))","v":""},{"$f":"IF(AD231=\"\",\"\",IF(AD231=\"\",\"\",VLOOKUP($AH231,'Vmáx(material) - Tab.4.3'!$R$35:$X$41,7)))","v":""},{"$f":"IF(AD231=\"\",\"\",IF(AE231=1,FCi(J231,AK231),FTr(J231,AJ231,AK231)))","v":""},"",{"$f":"IF(AD231=\"\",\"\",Hw(BH231,BI231,BJ231,BK231,BL231,BM231,Z,BN231,AO231,AK231))","v":""},"","","","",{"$f":"IF(AD231=\"\",\"\",ho(BT231,AK231,AX231))","v":""},{"$f":"IF(AD231=\"\",\"\",IF(AE231=1,PeriCi(AK231,BB231),PeriTr(AJ231,AN231,BB231)))","v":""},{"$f":"IF(AD231=\"\",\"\",IF(AE231=1,AreaCi(AK231,BB231),AreaTr(AJ231,AN231,BB231)))","v":""},{"$f":"IF(AD231=\"\",\"\",RhCi(BW231,BV231))","v":""},"",{"$f":"IF(AD231=\"\",\"\",hf(AL231,J231,AM231,BW231,BX231))","v":""},{"$f":"IF(AD231=\"\",\"\",LOOKUP(AP231,Tab.4.5!$J$6:$J$27,Tab.4.5!$L$6:$L$27))","v":""},{"$f":"IF(AD231=\"\",\"\",He(CA231,BY231))","v":""},{"$f":"IF(AD231=\"\",\"\",Hs(BY231))","v":""},{"$f":"IF(AD231=\"\",\"\",Hm(BU231,BZ231,CB231,CC231,AL231,AO231))","v":""},"","","","","","",null,null,null,null,null,null,null,null,null,null,null,null,null,null,null,0,0,0,0,0,{"$f":"IF(CK231=\"\",\"\",IF(CL231=1,YcCi(CR231,J231),YcTr(J231,CQ231,CU231)))","v":""},{"$f":"IF(CK231=\"\",\"\",IF(CL231=1,Teta1(DE231,CR231),\"-\"))","v":""},"","",{"$f":"IF(CK231=\"\",\"\",IF(CL231=1,Ynci(CR231,J231,CT231,CV231),YnTr(1,CT231,CQ231,CU231,CV231,J231)))","v":""},{"$f":"IF(CK231=\"\",\"\",IF(CL231=1,Teta1(DI231,CR231),\"-\"))","v":""},{"$f":"IF(CK231=\"\",\"\",IF(CL231=1,AreaCi(CR231,J231),AreaTr(CQ231,CU231,DI231)))","v":""},{"$f":"IF(CK231=\"\",\"\",IF(CL231=1,FrCi(DM231,9.806,DJ231,CR231),FrTr(DM231,9.806,CQ231,CU231,DI231)))","v":""},"",{"$f":"IF(CK231=\"\",\"\",IF(CL231=1,LOOKUP(CP231,'Vmáx(material) - Tab.4.3'!$L$2:$L$11,'Vmáx(material) - Tab.4.3'!$M$2:$M$11),LOOKUP(CP231,'Vmáx(material) - Tab.4.3'!$L$15,'Vmáx(material) - Tab.4.3'!$M$15)))","v":""},{"$f":"IF(CK231=\"\",\"\",VLOOKUP($CO231,'Vmáx(material) - Tab.4.3'!$R$35:$X$41,2))","v":""},{"$f":"IF(CK231=\"\",\"\",VLOOKUP($CO231,'Vmáx(material) - Tab.4.3'!$R$35:$X$41,3))","v":""},{"$f":"IF(CK231=\"\",\"\",VLOOKUP($CO231,'Vmáx(material) - Tab.4.3'!$R$35:$X$41,4))","v":""},{"$f":"IF(CK231=\"\",\"\",VLOOKUP($CO231,'Vmáx(material) - Tab.4.3'!$R$35:$X$41,5))","v":""},{"$f":"IF(CK231=\"\",\"\",VLOOKUP($CO231,'Vmáx(material) - Tab.4.3'!$R$35:$X$41,6))","v":""},{"$f":"IF(CK231=\"\",\"\",IF(CK231=\"\",\"\",VLOOKUP(CO231,'Vmáx(material) - Tab.4.3'!$R$35:$X$41,7)))","v":""},{"$f":"IF(CK231=\"\",\"\",IF(CL231=1,FCi(J231,CR231),FTr(J231,CQ231,CR231)))","v":""},"",{"$f":"IF(CK231=\"\",\"\",Hw(DO231,DP231,DQ231,DR231,DS231,DT231,Z,DU231,CV231,CR231))","v":""},"","","","","",{"$f":"IF(CK231=\"\",\"\",IF(CL231=1,PeriCi(CR231,DI231),PeriTr(CQ231,CU231,DI231)))","v":""},{"$f":"IF(CK231=\"\",\"\",IF(CL231=1,AreaCi(CR231,DI231),AreaTr(CQ231,CU231,DI231)))","v":""},{"$f":"IF(CK231=\"\",\"\",RhCi(DK231,EC231))","v":""},"",{"$f":"IF(CK231=\"\",\"\",hf(CS231,J231,CT231,DK231,EE231))","v":""},{"$f":"IF(CK231=\"\",\"\",LOOKUP(CW231,Tab.4.5!$J$6:$J$27,Tab.4.5!$L$6:$L$27))","v":""},{"$f":"IF(CK231=\"\",\"\",He(EH231,DM231))","v":""},{"$f":"IF(CK231=\"\",\"\",Hs(DM231))","v":""},{"$f":"IF(CK231=\"\",\"\",Hm(EB231,EG231,EI231,EJ231,CS231,CV231))","v":""},"","","","","","","K45+-45000 () ",{"$f":"IF(B231=\"Existe.\",IF(AE231=1,CONCATENATE(#REF!,AK231,\" m.\"),CONCATENATE(#REF!,AJ231,\" m x \",AK231,\" m.\")),IF(CL231=1,CONCATENATE(#REF!,CR231,\" m.\"),CONCATENATE(#REF!,CQ231,\" m x \",CR231,\" m.\")))","v":{"$error":"#REF!"}},"Concreto, L =  m, S = 0 %.","Cota clave eje= 0 msnm.",null,null,null,"","","","","",{"$f":"IF(EV231=\"\",\"\",VLOOKUP(EY231,'Estructura escalonada'!$D$3:$H$953,2))","v":""},"","","","","",""]
[null,null,null,null,null,null,null,null,null,null,null,0,null,0,null,null,null,null,null,null,{"$f":"IF(K232=\"No\",\"\",IF(O232=\"\",YcCi(P232,N232),YcTr(N232,O232,S232)))","v":{"$error":"#VALUE!"}},{"$f":"IF(K232=\"No\",\"\",IF(O232=\"\",Teta1(U232,P232),\"-\"))","v":{"$error":"#VALUE!"}},{"$error":"#VALUE!"},{"$error":"#VALUE!"},{"$f":"IF(K232=\"No\",\"\",IF(O232=\"\",Ynci(P232,N232,R232,T232),YnTr(1,R232,O232,S232,T232,N232)))","v":{"$error":"#VALUE!"}},{"$f":"IF(K232=\"No\",\"\",IF(O232=\"\",Teta1(Y232,P232),\"-\"))","v":{"$error":"#VALUE!"}},{"$f":"IF(K232=\"No\",\"\",IF(O232=\"\",AreaCi(P232,Y232),AreaTr(O232,S232,Y232)))","v":{"$error":"#VALUE!"}},{"$f":"IF(K232=\"No\",\"\",IF(O232=\"\",FrCi(AC232,9.806,Z232,P232),FrTr(AC232,9.806,O232,S232,Y232)))","v":{"$error":"#VALUE!"}},{"$error":"#VALUE!"},null,null,null,null,null,null,null,null,null,null,null,null,null,null,null,0,0,"","","",{"$f":"IF(AD232=\"\",\"\",IF(AE232=1,YcCi(AK232,J232),YcTr(J232,AJ232,AN232)))","v":""},{"$f":"IF(AD232=\"\",\"\",IF(AE232=1,Teta1(AX232,AK232),\"-\"))","v":""},{"$f":"IF(AD232=\"\",\"\",IF(AE232=1,AreaCi(AK232,AX232),AreaTr(AJ232,AN232,AX232)))","v":""},"",{"$f":"IF(AD232=\"\",\"\",IF(AE232=1,Ynci(AK232,J232,AM232,AO232),YnTr(1,AM232,AJ232,AN232,AO232,J232)))","v":""},{"$f":"IF(AD232=\"\",\"\",IF(AE232=1,Teta1(BB232,AK232),\"-\"))","v":""},{"$f":"IF(AD232=\"\",\"\",IF(AE232=1,AreaCi(AK232,BB232),AreaTr(AJ232,AN232,BB232)))","v":""},{"$f":"IF(AD232=\"\",\"\",IF(AE232=1,FrCi(BF232,9.806,BC232,AK232),FrTr(BF232,9.806,AJ232,AN232,BB232)))","v":""},"",{"$f":"IF(AD232=\"\",\"\",IF(AE232=1,LOOKUP(AI232,'Vmáx(material) - Tab.4.3'!$L$2:$L$11,'Vmáx(material) - Tab.4.3'!$M$2:$M$11),LOOKUP(AI232,'Vmáx(material) - Tab.4.3'!$L$15,'Vmáx(material) - Tab.4.3'!$M$15)))","v":""},{"$f":"IF(AD232=\"\",\"\",VLOOKUP($AH232,'Vmáx(material) - Tab.4.3'!$R$35:$X$41,2))","v":""},{"$f":"IF(AD232=\"\",\"\",VLOOKUP($AH232,'Vmáx(material) - Tab.4.3'!$R$35:$X$41,3))","v":""},{"$f":"IF(AD232=\"\",\"\",VLOOKUP($AH232,'Vmáx(material) - Tab.4.3'!$R$35:$X$41,4))","v":""},{"$f":"IF(AD232=\"\",\"\",VLOOKUP($AH232,'Vmáx(material) - Tab.4.3'!$R$35:$X$41,5))","v":""},{"$f":"IF(AD232=\"\",\"\",VLOOKUP($AH232,'Vmáx(material) - Tab.4.3'!$R$35:$X$41,6))","v":""},{"$f":"IF(AD232=\"\",\"\",IF(AD232=\"\",\"\",VLOOKUP($AH232,'Vmáx(material) - Tab.4.3'!$R$35:$X$41,7)))","v":""},{"$f":"IF(AD232=\"\",\"\",IF(AE232=1,FCi(J232,AK232),FTr(J232,AJ232,AK232)))","v":""},"",{"$f":"IF(AD232=\"\",\"\",Hw(BH232,BI232,BJ232,BK232,BL232,BM232,Z,BN232,AO232,AK232))","v":""},"","","","",{"$f":"IF(AD232=\"\",\"\",ho(BT232,AK232,AX232))","v":""},{"$f":"IF(AD232=\"\",\"\",IF(AE232=1,PeriCi(AK232,BB232),PeriTr(AJ232,AN232,BB232)))","v":""},{"$f":"IF(AD232=\"\",\"\",IF(AE232=1,AreaCi(AK232,BB232),AreaTr(AJ232,AN232,BB232)))","v":""},{"$f":"IF(AD232=\"\",\"\",RhCi(BW232,BV232))","v":""},"",{"$f":"IF(AD232=\"\",\"\",hf(AL232,J232,AM232,BW232,BX232))","v":""},{"$f":"IF(AD232=\"\",\"\",LOOKUP(AP232,Tab.4.5!$J$6:$J$27,Tab.4.5!$L$6:$L$27))","v":""},{"$f":"IF(AD232=\"\",\"\",He(CA232,BY232))","v":""},{"$f":"IF(AD232=\"\",\"\",Hs(BY232))","v":""},{"$f":"IF(AD232=\"\",\"\",Hm(BU232,BZ232,CB232,CC232,AL232,AO232))","v":""},"","","","","","",null,null,null,null,null,null,null,null,null,null,null,null,null,null,null,0,0,0,0,0,{"$f":"IF(CK232=\"\",\"\",IF(CL232=1,YcCi(CR232,J232),YcTr(J232,CQ232,CU232)))","v":""},{"$f":"IF(CK232=\"\",\"\",IF(CL232=1,Teta1(DE232,CR232),\"-\"))","v":""},"","",{"$f":"IF(CK232=\"\",\"\",IF(CL232=1,Ynci(CR232,J232,CT232,CV232),YnTr(1,CT232,CQ232,CU232,CV232,J232)))","v":""},{"$f":"IF(CK232=\"\",\"\",IF(CL232=1,Teta1(DI232,CR232),\"-\"))","v":""},{"$f":"IF(CK232=\"\",\"\",IF(CL232=1,AreaCi(CR232,J232),AreaTr(CQ232,CU232,DI232)))","v":""},{"$f":"IF(CK232=\"\",\"\",IF(CL232=1,FrCi(DM232,9.806,DJ232,CR232),FrTr(DM232,9.806,CQ232,CU232,DI232)))","v":""},"",{"$f":"IF(CK232=\"\",\"\",IF(CL232=1,LOOKUP(CP232,'Vmáx(material) - Tab.4.3'!$L$2:$L$11,'Vmáx(material) - Tab.4.3'!$M$2:$M$11),LOOKUP(CP232,'Vmáx(material) - Tab.4.3'!$L$15,'Vmáx(material) - Tab.4.3'!$M$15)))","v":""},{"$f":"IF(CK232=\"\",\"\",VLOOKUP($CO232,'Vmáx(material) - Tab.4.3'!$R$35:$X$41,2))","v":""},{"$f":"IF(CK232=\"\",\"\",VLOOKUP($CO232,'Vmáx(material) - Tab.4.3'!$R$35:$X$41,3))","v":""},{"$f":"IF(CK232=\"\",\"\",VLOOKUP($CO232,'Vmáx(material) - Tab.4.3'!$R$35:$X$41,4))","v":""},{"$f":"IF(CK232=\"\",\"\",VLOOKUP($CO232,'Vmáx(material) - Tab.4.3'!$R$35:$X$41,5))","v":""},{"$f":"IF(CK232=\"\",\"\",VLOOKUP($CO232,'Vmáx(material) - Tab.4.3'!$R$35:$X$41,6))","v":""},{"$f":"IF(CK232=\"\",\"\",IF(CK232=\"\",\"\",VLOOKUP(CO232,'Vmáx(material) - Tab.4.3'!$R$35:$X$41,7)))","v":""},{"$f":"IF(CK232=\"\",\"\",IF(CL232=1,FCi(J232,CR232),FTr(J232,CQ232,CR232)))","v":""},"",{"$f":"IF(CK232=\"\",\"\",Hw(DO232,DP232,DQ232,DR232,DS232,DT232,Z,DU232,CV232,CR232))","v":""},"","","","","",{"$f":"IF(CK232=\"\",\"\",IF(CL232=1,PeriCi(CR232,DI232),PeriTr(CQ232,CU232,DI232)))","v":""},{"$f":"IF(CK232=\"\",\"\",IF(CL232=1,AreaCi(CR232,DI232),AreaTr(CQ232,CU232,DI232)))","v":""},{"$f":"IF(CK232=\"\",\"\",RhCi(DK232,EC232))","v":""},"",{"$f":"IF(CK232=\"\",\"\",hf(CS232,J232,CT232,DK232,EE232))","v":""},{"$f":"IF(CK232=\"\",\"\",LOOKUP(CW232,Tab.4.5!$J$6:$J$27,Tab.4.5!$L$6:$L$27))","v":""},{"$f":"IF(CK232=\"\",\"\",He(EH232,DM232))","v":""},{"$f":"IF(CK232=\"\",\"\",Hs(DM232))","v":""},{"$f":"IF(CK232=\"\",\"\",Hm(EB232,EG232,EI232,EJ232,CS232,CV232))","v":""},"","","","","","","K45+-45000 () ",{"$f":"IF(B232=\"Existe.\",IF(AE232=1,CONCATENATE(#REF!,AK232,\" m.\"),CONCATENATE(#REF!,AJ232,\" m x \",AK232,\" m.\")),IF(CL232=1,CONCATENATE(#REF!,CR232,\" m.\"),CONCATENATE(#REF!,CQ232,\" m x \",CR232,\" m.\")))","v":{"$error":"#REF!"}},"Concreto, L =  m, S = 0 %.","Cota clave eje= 0 msnm.",null,null,null,"","","","","",{"$f":"IF(EV232=\"\",\"\",VLOOKUP(EY232,'Estructura escalonada'!$D$3:$H$953,2))","v":""},"","","","","",""]
[null,null,null,null,null,null,null,null,null,null,null,0,null,0,null,null,null,null,null,null,{"$f":"IF(K233=\"No\",\"\",IF(O233=\"\",YcCi(P233,N233),YcTr(N233,O233,S233)))","v":{"$error":"#VALUE!"}},{"$f":"IF(K233=\"No\",\"\",IF(O233=\"\",Teta1(U233,P233),\"-\"))","v":{"$error":"#VALUE!"}},{"$error":"#VALUE!"},{"$error":"#VALUE!"},{"$f":"IF(K233=\"No\",\"\",IF(O233=\"\",Ynci(P233,N233,R233,T233),YnTr(1,R233,O233,S233,T233,N233)))","v":{"$error":"#VALUE!"}},{"$f":"IF(K233=\"No\",\"\",IF(O233=\"\",Teta1(Y233,P233),\"-\"))","v":{"$error":"#VALUE!"}},{"$f":"IF(K233=\"No\",\"\",IF(O233=\"\",AreaCi(P233,Y233),AreaTr(O233,S233,Y233)))","v":{"$error":"#VALUE!"}},{"$f":"IF(K233=\"No\",\"\",IF(O233=\"\",FrCi(AC233,9.806,Z233,P233),FrTr(AC233,9.806,O233,S233,Y233)))","v":{"$error":"#VALUE!"}},{"$error":"#VALUE!"},null,null,null,null,null,null,null,null,null,null,null,null,null,null,null,0,0,"","","",{"$f":"IF(AD233=\"\",\"\",IF(AE233=1,YcCi(AK233,J233),YcTr(J233,AJ233,AN233)))","v":""},{"$f":"IF(AD233=\"\",\"\",IF(AE233=1,Teta1(AX233,AK233),\"-\"))","v":""},{"$f":"IF(AD233=\"\",\"\",IF(AE233=1,AreaCi(AK233,AX233),AreaTr(AJ233,AN233,AX233)))","v":""},"",{"$f":"IF(AD233=\"\",\"\",IF(AE233=1,Ynci(AK233,J233,AM233,AO233),YnTr(1,AM233,AJ233,AN233,AO233,J233)))","v":""},{"$f":"IF(AD233=\"\",\"\",IF(AE233=1,Teta1(BB233,AK233),\"-\"))","v":""},{"$f":"IF(AD233=\"\",\"\",IF(AE233=1,AreaCi(AK233,BB233),AreaTr(AJ233,AN233,BB233)))","v":""},{"$f":"IF(AD233=\"\",\"\",IF(AE233=1,FrCi(BF233,9.806,BC233,AK233),FrTr(BF233,9.806,AJ233,AN233,BB233)))","v":""},"",{"$f":"IF(AD233=\"\",\"\",IF(AE233=1,LOOKUP(AI233,'Vmáx(material) - Tab.4.3'!$L$2:$L$11,'Vmáx(material) - Tab.4.3'!$M$2:$M$11),LOOKUP(AI233,'Vmáx(material) - Tab.4.3'!$L$15,'Vmáx(material) - Tab.4.3'!$M$15)))","v":""},{"$f":"IF(AD233=\"\",\"\",VLOOKUP($AH233,'Vmáx(material) - Tab.4.3'!$R$35:$X$41,2))","v":""},{"$f":"IF(AD233=\"\",\"\",VLOOKUP($AH233,'Vmáx(material) - Tab.4.3'!$R$35:$X$41,3))","v":""},{"$f":"IF(AD233=\"\",\"\",VLOOKUP($AH233,'Vmáx(material) - Tab.4.3'!$R$35:$X$41,4))","v":""},{"$f":"IF(AD233=\"\",\"\",VLOOKUP($AH233,'Vmáx(material) - Tab.4.3'!$R$35:$X$41,5))","v":""},{"$f":"IF(AD233=\"\",\"\",VLOOKUP($AH233,'Vmáx(material) - Tab.4.3'!$R$35:$X$41,6))","v":""},{"$f":"IF(AD233=\"\",\"\",IF(AD233=\"\",\"\",VLOOKUP($AH233,'Vmáx(material) - Tab.4.3'!$R$35:$X$41,7)))","v":""},{"$f":"IF(AD233=\"\",\"\",IF(AE233=1,FCi(J233,AK233),FTr(J233,AJ233,AK233)))","v":""},"",{"$f":"IF(AD233=\"\",\"\",Hw(BH233,BI233,BJ233,BK233,BL233,BM233,Z,BN233,AO233,AK233))","v":""},"","","","",{"$f":"IF(AD233=\"\",\"\",ho(BT233,AK233,AX233))","v":""},{"$f":"IF(AD233=\"\",\"\",IF(AE233=1,PeriCi(AK233,BB233),PeriTr(AJ233,AN233,BB233)))","v":""},{"$f":"IF(AD233=\"\",\"\",IF(AE233=1,AreaCi(AK233,BB233),AreaTr(AJ233,AN233,BB233)))","v":""},{"$f":"IF(AD233=\"\",\"\",RhCi(BW233,BV233))","v":""},"",{"$f":"IF(AD233=\"\",\"\",hf(AL233,J233,AM233,BW233,BX233))","v":""},{"$f":"IF(AD233=\"\",\"\",LOOKUP(AP233,Tab.4.5!$J$6:$J$27,Tab.4.5!$L$6:$L$27))","v":""},{"$f":"IF(AD233=\"\",\"\",He(CA233,BY233))","v":""},{"$f":"IF(AD233=\"\",\"\",Hs(BY233))","v":""},{"$f":"IF(AD233=\"\",\"\",Hm(BU233,BZ233,CB233,CC233,AL233,AO233))","v":""},"","","","","","",null,null,null,null,null,null,null,null,null,null,null,null,null,null,null,0,0,0,0,0,{"$f":"IF(CK233=\"\",\"\",IF(CL233=1,YcCi(CR233,J233),YcTr(J233,CQ233,CU233)))","v":""},{"$f":"IF(CK233=\"\",\"\",IF(CL233=1,Teta1(DE233,CR233),\"-\"))","v":""},"","",{"$f":"IF(CK233=\"\",\"\",IF(CL233=1,Ynci(CR233,J233,CT233,CV233),YnTr(1,CT233,CQ233,CU233,CV233,J233)))","v":""},{"$f":"IF(CK233=\"\",\"\",IF(CL233=1,Teta1(DI233,CR233),\"-\"))","v":""},{"$f":"IF(CK233=\"\",\"\",IF(CL233=1,AreaCi(CR233,J233),AreaTr(CQ233,CU233,DI233)))","v":""},{"$f":"IF(CK233=\"\",\"\",IF(CL233=1,FrCi(DM233,9.806,DJ233,CR233),FrTr(DM233,9.806,CQ233,CU233,DI233)))","v":""},"",{"$f":"IF(CK233=\"\",\"\",IF(CL233=1,LOOKUP(CP233,'Vmáx(material) - Tab.4.3'!$L$2:$L$11,'Vmáx(material) - Tab.4.3'!$M$2:$M$11),LOOKUP(CP233,'Vmáx(material) - Tab.4.3'!$L$15,'Vmáx(material) - Tab.4.3'!$M$15)))","v":""},{"$f":"IF(CK233=\"\",\"\",VLOOKUP($CO233,'Vmáx(material) - Tab.4.3'!$R$35:$X$41,2))","v":""},{"$f":"IF(CK233=\"\",\"\",VLOOKUP($CO233,'Vmáx(material) - Tab.4.3'!$R$35:$X$41,3))","v":""},{"$f":"IF(CK233=\"\",\"\",VLOOKUP($CO233,'Vmáx(material) - Tab.4.3'!$R$35:$X$41,4))","v":""},{"$f":"IF(CK233=\"\",\"\",VLOOKUP($CO233,'Vmáx(material) - Tab.4.3'!$R$35:$X$41,5))","v":""},{"$f":"IF(CK233=\"\",\"\",VLOOKUP($CO233,'Vmáx(material) - Tab.4.3'!$R$35:$X$41,6))","v":""},{"$f":"IF(CK233=\"\",\"\",IF(CK233=\"\",\"\",VLOOKUP(CO233,'Vmáx(material) - Tab.4.3'!$R$35:$X$41,7)))","v":""},{"$f":"IF(CK233=\"\",\"\",IF(CL233=1,FCi(J233,CR233),FTr(J233,CQ233,CR233)))","v":""},"",{"$f":"IF(CK233=\"\",\"\",Hw(DO233,DP233,DQ233,DR233,DS233,DT233,Z,DU233,CV233,CR233))","v":""},"","","","","",{"$f":"IF(CK233=\"\",\"\",IF(CL233=1,PeriCi(CR233,DI233),PeriTr(CQ233,CU233,DI233)))","v":""},{"$f":"IF(CK233=\"\",\"\",IF(CL233=1,AreaCi(CR233,DI233),AreaTr(CQ233,CU233,DI233)))","v":""},{"$f":"IF(CK233=\"\",\"\",RhCi(DK233,EC233))","v":""},"",{"$f":"IF(CK233=\"\",\"\",hf(CS233,J233,CT233,DK233,EE233))","v":""},{"$f":"IF(CK233=\"\",\"\",LOOKUP(CW233,Tab.4.5!$J$6:$J$27,Tab.4.5!$L$6:$L$27))","v":""},{"$f":"IF(CK233=\"\",\"\",He(EH233,DM233))","v":""},{"$f":"IF(CK233=\"\",\"\",Hs(DM233))","v":""},{"$f":"IF(CK233=\"\",\"\",Hm(EB233,EG233,EI233,EJ233,CS233,CV233))","v":""},"","","","","","","K45+-45000 () ",{"$f":"IF(B233=\"Existe.\",IF(AE233=1,CONCATENATE(#REF!,AK233,\" m.\"),CONCATENATE(#REF!,AJ233,\" m x \",AK233,\" m.\")),IF(CL233=1,CONCATENATE(#REF!,CR233,\" m.\"),CONCATENATE(#REF!,CQ233,\" m x \",CR233,\" m.\")))","v":{"$error":"#REF!"}},"Concreto, L =  m, S = 0 %.","Cota clave eje= 0 msnm.",null,null,null,"","","","","",{"$f":"IF(EV233=\"\",\"\",VLOOKUP(EY233,'Estructura escalonada'!$D$3:$H$953,2))","v":""},"","","","","",""]
[null,null,null,null,null,null,null,null,null,null,null,0,null,0,null,null,null,null,null,null,{"$f":"IF(K234=\"No\",\"\",IF(O234=\"\",YcCi(P234,N234),YcTr(N234,O234,S234)))","v":{"$error":"#VALUE!"}},{"$f":"IF(K234=\"No\",\"\",IF(O234=\"\",Teta1(U234,P234),\"-\"))","v":{"$error":"#VALUE!"}},{"$error":"#VALUE!"},{"$error":"#VALUE!"},{"$f":"IF(K234=\"No\",\"\",IF(O234=\"\",Ynci(P234,N234,R234,T234),YnTr(1,R234,O234,S234,T234,N234)))","v":{"$error":"#VALUE!"}},{"$f":"IF(K234=\"No\",\"\",IF(O234=\"\",Teta1(Y234,P234),\"-\"))","v":{"$error":"#VALUE!"}},{"$f":"IF(K234=\"No\",\"\",IF(O234=\"\",AreaCi(P234,Y234),AreaTr(O234,S234,Y234)))","v":{"$error":"#VALUE!"}},{"$f":"IF(K234=\"No\",\"\",IF(O234=\"\",FrCi(AC234,9.806,Z234,P234),FrTr(AC234,9.806,O234,S234,Y234)))","v":{"$error":"#VALUE!"}},{"$error":"#VALUE!"},null,null,null,null,null,null,null,null,null,null,null,null,null,null,null,0,0,"","","",{"$f":"IF(AD234=\"\",\"\",IF(AE234=1,YcCi(AK234,J234),YcTr(J234,AJ234,AN234)))","v":""},{"$f":"IF(AD234=\"\",\"\",IF(AE234=1,Teta1(AX234,AK234),\"-\"))","v":""},{"$f":"IF(AD234=\"\",\"\",IF(AE234=1,AreaCi(AK234,AX234),AreaTr(AJ234,AN234,AX234)))","v":""},"",{"$f":"IF(AD234=\"\",\"\",IF(AE234=1,Ynci(AK234,J234,AM234,AO234),YnTr(1,AM234,AJ234,AN234,AO234,J234)))","v":""},{"$f":"IF(AD234=\"\",\"\",IF(AE234=1,Teta1(BB234,AK234),\"-\"))","v":""},{"$f":"IF(AD234=\"\",\"\",IF(AE234=1,AreaCi(AK234,BB234),AreaTr(AJ234,AN234,BB234)))","v":""},{"$f":"IF(AD234=\"\",\"\",IF(AE234=1,FrCi(BF234,9.806,BC234,AK234),FrTr(BF234,9.806,AJ234,AN234,BB234)))","v":""},"",{"$f":"IF(AD234=\"\",\"\",IF(AE234=1,LOOKUP(AI234,'Vmáx(material) - Tab.4.3'!$L$2:$L$11,'Vmáx(material) - Tab.4.3'!$M$2:$M$11),LOOKUP(AI234,'Vmáx(material) - Tab.4.3'!$L$15,'Vmáx(material) - Tab.4.3'!$M$15)))","v":""},{"$f":"IF(AD234=\"\",\"\",VLOOKUP($AH234,'Vmáx(material) - Tab.4.3'!$R$35:$X$41,2))","v":""},{"$f":"IF(AD234=\"\",\"\",VLOOKUP($AH234,'Vmáx(material) - Tab.4.3'!$R$35:$X$41,3))","v":""},{"$f":"IF(AD234=\"\",\"\",VLOOKUP($AH234,'Vmáx(material) - Tab.4.3'!$R$35:$X$41,4))","v":""},{"$f":"IF(AD234=\"\",\"\",VLOOKUP($AH234,'Vmáx(material) - Tab.4.3'!$R$35:$X$41,5))","v":""},{"$f":"IF(AD234=\"\",\"\",VLOOKUP($AH234,'Vmáx(material) - Tab.4.3'!$R$35:$X$41,6))","v":""},{"$f":"IF(AD234=\"\",\"\",IF(AD234=\"\",\"\",VLOOKUP($AH234,'Vmáx(material) - Tab.4.3'!$R$35:$X$41,7)))","v":""},{"$f":"IF(AD234=\"\",\"\",IF(AE234=1,FCi(J234,AK234),FTr(J234,AJ234,AK234)))","v":""},"",{"$f":"IF(AD234=\"\",\"\",Hw(BH234,BI234,BJ234,BK234,BL234,BM234,Z,BN234,AO234,AK234))","v":""},"","","","",{"$f":"IF(AD234=\"\",\"\",ho(BT234,AK234,AX234))","v":""},{"$f":"IF(AD234=\"\",\"\",IF(AE234=1,PeriCi(AK234,BB234),PeriTr(AJ234,AN234,BB234)))","v":""},{"$f":"IF(AD234=\"\",\"\",IF(AE234=1,AreaCi(AK234,BB234),AreaTr(AJ234,AN234,BB234)))","v":""},{"$f":"IF(AD234=\"\",\"\",RhCi(BW234,BV234))","v":""},"",{"$f":"IF(AD234=\"\",\"\",hf(AL234,J234,AM234,BW234,BX234))","v":""},{"$f":"IF(AD234=\"\",\"\",LOOKUP(AP234,Tab.4.5!$J$6:$J$27,Tab.4.5!$L$6:$L$27))","v":""},{"$f":"IF(AD234=\"\",\"\",He(CA234,BY234))","v":""},{"$f":"IF(AD234=\"\",\"\",Hs(BY234))","v":""},{"$f":"IF(AD234=\"\",\"\",Hm(BU234,BZ234,CB234,CC234,AL234,AO234))","v":""},"","","","","","",null,null,null,null,null,null,null,null,null,null,null,null,null,null,null,0,0,0,0,0,{"$f":"IF(CK234=\"\",\"\",IF(CL234=1,YcCi(CR234,J234),YcTr(J234,CQ234,CU234)))","v":""},{"$f":"IF(CK234=\"\",\"\",IF(CL234=1,Teta1(DE234,CR234),\"-\"))","v":""},"","",{"$f":"IF(CK234=\"\",\"\",IF(CL234=1,Ynci(CR234,J234,CT234,CV234),YnTr(1,CT234,CQ234,CU234,CV234,J234)))","v":""},{"$f":"IF(CK234=\"\",\"\",IF(CL234=1,Teta1(DI234,CR234),\"-\"))","v":""},{"$f":"IF(CK234=\"\",\"\",IF(CL234=1,AreaCi(CR234,J234),AreaTr(CQ234,CU234,DI234)))","v":""},{"$f":"IF(CK234=\"\",\"\",IF(CL234=1,FrCi(DM234,9.806,DJ234,CR234),FrTr(DM234,9.806,CQ234,CU234,DI234)))","v":""},"",{"$f":"IF(CK234=\"\",\"\",IF(CL234=1,LOOKUP(CP234,'Vmáx(material) - Tab.4.3'!$L$2:$L$11,'Vmáx(material) - Tab.4.3'!$M$2:$M$11),LOOKUP(CP234,'Vmáx(material) - Tab.4.3'!$L$15,'Vmáx(material) - Tab.4.3'!$M$15)))","v":""},{"$f":"IF(CK234=\"\",\"\",VLOOKUP($CO234,'Vmáx(material) - Tab.4.3'!$R$35:$X$41,2))","v":""},{"$f":"IF(CK234=\"\",\"\",VLOOKUP($CO234,'Vmáx(material) - Tab.4.3'!$R$35:$X$41,3))","v":""},{"$f":"IF(CK234=\"\",\"\",VLOOKUP($CO234,'Vmáx(material) - Tab.4.3'!$R$35:$X$41,4))","v":""},{"$f":"IF(CK234=\"\",\"\",VLOOKUP($CO234,'Vmáx(material) - Tab.4.3'!$R$35:$X$41,5))","v":""},{"$f":"IF(CK234=\"\",\"\",VLOOKUP($CO234,'Vmáx(material) - Tab.4.3'!$R$35:$X$41,6))","v":""},{"$f":"IF(CK234=\"\",\"\",IF(CK234=\"\",\"\",VLOOKUP(CO234,'Vmáx(material) - Tab.4.3'!$R$35:$X$41,7)))","v":""},{"$f":"IF(CK234=\"\",\"\",IF(CL234=1,FCi(J234,CR234),FTr(J234,CQ234,CR234)))","v":""},"",{"$f":"IF(CK234=\"\",\"\",Hw(DO234,DP234,DQ234,DR234,DS234,DT234,Z,DU234,CV234,CR234))","v":""},"","","","","",{"$f":"IF(CK234=\"\",\"\",IF(CL234=1,PeriCi(CR234,DI234),PeriTr(CQ234,CU234,DI234)))","v":""},{"$f":"IF(CK234=\"\",\"\",IF(CL234=1,AreaCi(CR234,DI234),AreaTr(CQ234,CU234,DI234)))","v":""},{"$f":"IF(CK234=\"\",\"\",RhCi(DK234,EC234))","v":""},"",{"$f":"IF(CK234=\"\",\"\",hf(CS234,J234,CT234,DK234,EE234))","v":""},{"$f":"IF(CK234=\"\",\"\",LOOKUP(CW234,Tab.4.5!$J$6:$J$27,Tab.4.5!$L$6:$L$27))","v":""},{"$f":"IF(CK234=\"\",\"\",He(EH234,DM234))","v":""},{"$f":"IF(CK234=\"\",\"\",Hs(DM234))","v":""},{"$f":"IF(CK234=\"\",\"\",Hm(EB234,EG234,EI234,EJ234,CS234,CV234))","v":""},"","","","","","","K45+-45000 () ",{"$f":"IF(B234=\"Existe.\",IF(AE234=1,CONCATENATE(#REF!,AK234,\" m.\"),CONCATENATE(#REF!,AJ234,\" m x \",AK234,\" m.\")),IF(CL234=1,CONCATENATE(#REF!,CR234,\" m.\"),CONCATENATE(#REF!,CQ234,\" m x \",CR234,\" m.\")))","v":{"$error":"#REF!"}},"Concreto, L =  m, S = 0 %.","Cota clave eje= 0 msnm.",null,null,null,"","","","","",{"$f":"IF(EV234=\"\",\"\",VLOOKUP(EY234,'Estructura escalonada'!$D$3:$H$953,2))","v":""},"","","","","",""]
[null,null,null,null,null,null,null,null,null,null,null,0,null,0,null,null,null,null,null,null,{"$f":"IF(K235=\"No\",\"\",IF(O235=\"\",YcCi(P235,N235),YcTr(N235,O235,S235)))","v":{"$error":"#VALUE!"}},{"$f":"IF(K235=\"No\",\"\",IF(O235=\"\",Teta1(U235,P235),\"-\"))","v":{"$error":"#VALUE!"}},{"$error":"#VALUE!"},{"$error":"#VALUE!"},{"$f":"IF(K235=\"No\",\"\",IF(O235=\"\",Ynci(P235,N235,R235,T235),YnTr(1,R235,O235,S235,T235,N235)))","v":{"$error":"#VALUE!"}},{"$f":"IF(K235=\"No\",\"\",IF(O235=\"\",Teta1(Y235,P235),\"-\"))","v":{"$error":"#VALUE!"}},{"$f":"IF(K235=\"No\",\"\",IF(O235=\"\",AreaCi(P235,Y235),AreaTr(O235,S235,Y235)))","v":{"$error":"#VALUE!"}},{"$f":"IF(K235=\"No\",\"\",IF(O235=\"\",FrCi(AC235,9.806,Z235,P235),FrTr(AC235,9.806,O235,S235,Y235)))","v":{"$error":"#VALUE!"}},{"$error":"#VALUE!"},null,null,null,null,null,null,null,null,null,null,null,null,null,null,null,0,0,"","","",{"$f":"IF(AD235=\"\",\"\",IF(AE235=1,YcCi(AK235,J235),YcTr(J235,AJ235,AN235)))","v":""},{"$f":"IF(AD235=\"\",\"\",IF(AE235=1,Teta1(AX235,AK235),\"-\"))","v":""},{"$f":"IF(AD235=\"\",\"\",IF(AE235=1,AreaCi(AK235,AX235),AreaTr(AJ235,AN235,AX235)))","v":""},"",{"$f":"IF(AD235=\"\",\"\",IF(AE235=1,Ynci(AK235,J235,AM235,AO235),YnTr(1,AM235,AJ235,AN235,AO235,J235)))","v":""},{"$f":"IF(AD235=\"\",\"\",IF(AE235=1,Teta1(BB235,AK235),\"-\"))","v":""},{"$f":"IF(AD235=\"\",\"\",IF(AE235=1,AreaCi(AK235,BB235),AreaTr(AJ235,AN235,BB235)))","v":""},{"$f":"IF(AD235=\"\",\"\",IF(AE235=1,FrCi(BF235,9.806,BC235,AK235),FrTr(BF235,9.806,AJ235,AN235,BB235)))","v":""},"",{"$f":"IF(AD235=\"\",\"\",IF(AE235=1,LOOKUP(AI235,'Vmáx(material) - Tab.4.3'!$L$2:$L$11,'Vmáx(material) - Tab.4.3'!$M$2:$M$11),LOOKUP(AI235,'Vmáx(material) - Tab.4.3'!$L$15,'Vmáx(material) - Tab.4.3'!$M$15)))","v":""},{"$f":"IF(AD235=\"\",\"\",VLOOKUP($AH235,'Vmáx(material) - Tab.4.3'!$R$35:$X$41,2))","v":""},{"$f":"IF(AD235=\"\",\"\",VLOOKUP($AH235,'Vmáx(material) - Tab.4.3'!$R$35:$X$41,3))","v":""},{"$f":"IF(AD235=\"\",\"\",VLOOKUP($AH235,'Vmáx(material) - Tab.4.3'!$R$35:$X$41,4))","v":""},{"$f":"IF(AD235=\"\",\"\",VLOOKUP($AH235,'Vmáx(material) - Tab.4.3'!$R$35:$X$41,5))","v":""},{"$f":"IF(AD235=\"\",\"\",VLOOKUP($AH235,'Vmáx(material) - Tab.4.3'!$R$35:$X$41,6))","v":""},{"$f":"IF(AD235=\"\",\"\",IF(AD235=\"\",\"\",VLOOKUP($AH235,'Vmáx(material) - Tab.4.3'!$R$35:$X$41,7)))","v":""},{"$f":"IF(AD235=\"\",\"\",IF(AE235=1,FCi(J235,AK235),FTr(J235,AJ235,AK235)))","v":""},"",{"$f":"IF(AD235=\"\",\"\",Hw(BH235,BI235,BJ235,BK235,BL235,BM235,Z,BN235,AO235,AK235))","v":""},"","","","",{"$f":"IF(AD235=\"\",\"\",ho(BT235,AK235,AX235))","v":""},{"$f":"IF(AD235=\"\",\"\",IF(AE235=1,PeriCi(AK235,BB235),PeriTr(AJ235,AN235,BB235)))","v":""},{"$f":"IF(AD235=\"\",\"\",IF(AE235=1,AreaCi(AK235,BB235),AreaTr(AJ235,AN235,BB235)))","v":""},{"$f":"IF(AD235=\"\",\"\",RhCi(BW235,BV235))","v":""},"",{"$f":"IF(AD235=\"\",\"\",hf(AL235,J235,AM235,BW235,BX235))","v":""},{"$f":"IF(AD235=\"\",\"\",LOOKUP(AP235,Tab.4.5!$J$6:$J$27,Tab.4.5!$L$6:$L$27))","v":""},{"$f":"IF(AD235=\"\",\"\",He(CA235,BY235))","v":""},{"$f":"IF(AD235=\"\",\"\",Hs(BY235))","v":""},{"$f":"IF(AD235=\"\",\"\",Hm(BU235,BZ235,CB235,CC235,AL235,AO235))","v":""},"","","","","","",null,null,null,null,null,null,null,null,null,null,null,null,null,null,null,0,0,0,0,0,{"$f":"IF(CK235=\"\",\"\",IF(CL235=1,YcCi(CR235,J235),YcTr(J235,CQ235,CU235)))","v":""},{"$f":"IF(CK235=\"\",\"\",IF(CL235=1,Teta1(DE235,CR235),\"-\"))","v":""},"","",{"$f":"IF(CK235=\"\",\"\",IF(CL235=1,Ynci(CR235,J235,CT235,CV235),YnTr(1,CT235,CQ235,CU235,CV235,J235)))","v":""},{"$f":"IF(CK235=\"\",\"\",IF(CL235=1,Teta1(DI235,CR235),\"-\"))","v":""},{"$f":"IF(CK235=\"\",\"\",IF(CL235=1,AreaCi(CR235,J235),AreaTr(CQ235,CU235,DI235)))","v":""},{"$f":"IF(CK235=\"\",\"\",IF(CL235=1,FrCi(DM235,9.806,DJ235,CR235),FrTr(DM235,9.806,CQ235,CU235,DI235)))","v":""},"",{"$f":"IF(CK235=\"\",\"\",IF(CL235=1,LOOKUP(CP235,'Vmáx(material) - Tab.4.3'!$L$2:$L$11,'Vmáx(material) - Tab.4.3'!$M$2:$M$11),LOOKUP(CP235,'Vmáx(material) - Tab.4.3'!$L$15,'Vmáx(material) - Tab.4.3'!$M$15)))","v":""},{"$f":"IF(CK235=\"\",\"\",VLOOKUP($CO235,'Vmáx(material) - Tab.4.3'!$R$35:$X$41,2))","v":""},{"$f":"IF(CK235=\"\",\"\",VLOOKUP($CO235,'Vmáx(material) - Tab.4.3'!$R$35:$X$41,3))","v":""},{"$f":"IF(CK235=\"\",\"\",VLOOKUP($CO235,'Vmáx(material) - Tab.4.3'!$R$35:$X$41,4))","v":""},{"$f":"IF(CK235=\"\",\"\",VLOOKUP($CO235,'Vmáx(material) - Tab.4.3'!$R$35:$X$41,5))","v":""},{"$f":"IF(CK235=\"\",\"\",VLOOKUP($CO235,'Vmáx(material) - Tab.4.3'!$R$35:$X$41,6))","v":""},{"$f":"IF(CK235=\"\",\"\",IF(CK235=\"\",\"\",VLOOKUP(CO235,'Vmáx(material) - Tab.4.3'!$R$35:$X$41,7)))","v":""},{"$f":"IF(CK235=\"\",\"\",IF(CL235=1,FCi(J235,CR235),FTr(J235,CQ235,CR235)))","v":""},"",{"$f":"IF(CK235=\"\",\"\",Hw(DO235,DP235,DQ235,DR235,DS235,DT235,Z,DU235,CV235,CR235))","v":""},"","","","","",{"$f":"IF(CK235=\"\",\"\",IF(CL235=1,PeriCi(CR235,DI235),PeriTr(CQ235,CU235,DI235)))","v":""},{"$f":"IF(CK235=\"\",\"\",IF(CL235=1,AreaCi(CR235,DI235),AreaTr(CQ235,CU235,DI235)))","v":""},{"$f":"IF(CK235=\"\",\"\",RhCi(DK235,EC235))","v":""},"",{"$f":"IF(CK235=\"\",\"\",hf(CS235,J235,CT235,DK235,EE235))","v":""},{"$f":"IF(CK235=\"\",\"\",LOOKUP(CW235,Tab.4.5!$J$6:$J$27,Tab.4.5!$L$6:$L$27))","v":""},{"$f":"IF(CK235=\"\",\"\",He(EH235,DM235))","v":""},{"$f":"IF(CK235=\"\",\"\",Hs(DM235))","v":""},{"$f":"IF(CK235=\"\",\"\",Hm(EB235,EG235,EI235,EJ235,CS235,CV235))","v":""},"","","","","","","K45+-45000 () ",{"$f":"IF(B235=\"Existe.\",IF(AE235=1,CONCATENATE(#REF!,AK235,\" m.\"),CONCATENATE(#REF!,AJ235,\" m x \",AK235,\" m.\")),IF(CL235=1,CONCATENATE(#REF!,CR235,\" m.\"),CONCATENATE(#REF!,CQ235,\" m x \",CR235,\" m.\")))","v":{"$error":"#REF!"}},"Concreto, L =  m, S = 0 %.","Cota clave eje= 0 msnm.",null,null,null,"","","","","",{"$f":"IF(EV235=\"\",\"\",VLOOKUP(EY235,'Estructura escalonada'!$D$3:$H$953,2))","v":""},"","","","","",""]
[null,null,null,null,null,null,null,null,null,null,null,0,null,0,null,null,null,null,null,null,{"$f":"IF(K236=\"No\",\"\",IF(O236=\"\",YcCi(P236,N236),YcTr(N236,O236,S236)))","v":{"$error":"#VALUE!"}},{"$f":"IF(K236=\"No\",\"\",IF(O236=\"\",Teta1(U236,P236),\"-\"))","v":{"$error":"#VALUE!"}},{"$error":"#VALUE!"},{"$error":"#VALUE!"},{"$f":"IF(K236=\"No\",\"\",IF(O236=\"\",Ynci(P236,N236,R236,T236),YnTr(1,R236,O236,S236,T236,N236)))","v":{"$error":"#VALUE!"}},{"$f":"IF(K236=\"No\",\"\",IF(O236=\"\",Teta1(Y236,P236),\"-\"))","v":{"$error":"#VALUE!"}},{"$f":"IF(K236=\"No\",\"\",IF(O236=\"\",AreaCi(P236,Y236),AreaTr(O236,S236,Y236)))","v":{"$error":"#VALUE!"}},{"$f":"IF(K236=\"No\",\"\",IF(O236=\"\",FrCi(AC236,9.806,Z236,P236),FrTr(AC236,9.806,O236,S236,Y236)))","v":{"$error":"#VALUE!"}},{"$error":"#VALUE!"},null,null,null,null,null,null,null,null,null,null,null,null,null,null,null,0,0,"","","",{"$f":"IF(AD236=\"\",\"\",IF(AE236=1,YcCi(AK236,J236),YcTr(J236,AJ236,AN236)))","v":""},{"$f":"IF(AD236=\"\",\"\",IF(AE236=1,Teta1(AX236,AK236),\"-\"))","v":""},{"$f":"IF(AD236=\"\",\"\",IF(AE236=1,AreaCi(AK236,AX236),AreaTr(AJ236,AN236,AX236)))","v":""},"",{"$f":"IF(AD236=\"\",\"\",IF(AE236=1,Ynci(AK236,J236,AM236,AO236),YnTr(1,AM236,AJ236,AN236,AO236,J236)))","v":""},{"$f":"IF(AD236=\"\",\"\",IF(AE236=1,Teta1(BB236,AK236),\"-\"))","v":""},{"$f":"IF(AD236=\"\",\"\",IF(AE236=1,AreaCi(AK236,BB236),AreaTr(AJ236,AN236,BB236)))","v":""},{"$f":"IF(AD236=\"\",\"\",IF(AE236=1,FrCi(BF236,9.806,BC236,AK236),FrTr(BF236,9.806,AJ236,AN236,BB236)))","v":""},"",{"$f":"IF(AD236=\"\",\"\",IF(AE236=1,LOOKUP(AI236,'Vmáx(material) - Tab.4.3'!$L$2:$L$11,'Vmáx(material) - Tab.4.3'!$M$2:$M$11),LOOKUP(AI236,'Vmáx(material) - Tab.4.3'!$L$15,'Vmáx(material) - Tab.4.3'!$M$15)))","v":""},{"$f":"IF(AD236=\"\",\"\",VLOOKUP($AH236,'Vmáx(material) - Tab.4.3'!$R$35:$X$41,2))","v":""},{"$f":"IF(AD236=\"\",\"\",VLOOKUP($AH236,'Vmáx(material) - Tab.4.3'!$R$35:$X$41,3))","v":""},{"$f":"IF(AD236=\"\",\"\",VLOOKUP($AH236,'Vmáx(material) - Tab.4.3'!$R$35:$X$41,4))","v":""},{"$f":"IF(AD236=\"\",\"\",VLOOKUP($AH236,'Vmáx(material) - Tab.4.3'!$R$35:$X$41,5))","v":""},{"$f":"IF(AD236=\"\",\"\",VLOOKUP($AH236,'Vmáx(material) - Tab.4.3'!$R$35:$X$41,6))","v":""},{"$f":"IF(AD236=\"\",\"\",IF(AD236=\"\",\"\",VLOOKUP($AH236,'Vmáx(material) - Tab.4.3'!$R$35:$X$41,7)))","v":""},{"$f":"IF(AD236=\"\",\"\",IF(AE236=1,FCi(J236,AK236),FTr(J236,AJ236,AK236)))","v":""},"",{"$f":"IF(AD236=\"\",\"\",Hw(BH236,BI236,BJ236,BK236,BL236,BM236,Z,BN236,AO236,AK236))","v":""},"","","","",{"$f":"IF(AD236=\"\",\"\",ho(BT236,AK236,AX236))","v":""},{"$f":"IF(AD236=\"\",\"\",IF(AE236=1,PeriCi(AK236,BB236),PeriTr(AJ236,AN236,BB236)))","v":""},{"$f":"IF(AD236=\"\",\"\",IF(AE236=1,AreaCi(AK236,BB236),AreaTr(AJ236,AN236,BB236)))","v":""},{"$f":"IF(AD236=\"\",\"\",RhCi(BW236,BV236))","v":""},"",{"$f":"IF(AD236=\"\",\"\",hf(AL236,J236,AM236,BW236,BX236))","v":""},{"$f":"IF(AD236=\"\",\"\",LOOKUP(AP236,Tab.4.5!$J$6:$J$27,Tab.4.5!$L$6:$L$27))","v":""},{"$f":"IF(AD236=\"\",\"\",He(CA236,BY236))","v":""},{"$f":"IF(AD236=\"\",\"\",Hs(BY236))","v":""},{"$f":"IF(AD236=\"\",\"\",Hm(BU236,BZ236,CB236,CC236,AL236,AO236))","v":""},"","","","","","",null,null,null,null,null,null,null,null,null,null,null,null,null,null,null,0,0,0,0,0,{"$f":"IF(CK236=\"\",\"\",IF(CL236=1,YcCi(CR236,J236),YcTr(J236,CQ236,CU236)))","v":""},{"$f":"IF(CK236=\"\",\"\",IF(CL236=1,Teta1(DE236,CR236),\"-\"))","v":""},"","",{"$f":"IF(CK236=\"\",\"\",IF(CL236=1,Ynci(CR236,J236,CT236,CV236),YnTr(1,CT236,CQ236,CU236,CV236,J236)))","v":""},{"$f":"IF(CK236=\"\",\"\",IF(CL236=1,Teta1(DI236,CR236),\"-\"))","v":""},{"$f":"IF(CK236=\"\",\"\",IF(CL236=1,AreaCi(CR236,J236),AreaTr(CQ236,CU236,DI236)))","v":""},{"$f":"IF(CK236=\"\",\"\",IF(CL236=1,FrCi(DM236,9.806,DJ236,CR236),FrTr(DM236,9.806,CQ236,CU236,DI236)))","v":""},"",{"$f":"IF(CK236=\"\",\"\",IF(CL236=1,LOOKUP(CP236,'Vmáx(material) - Tab.4.3'!$L$2:$L$11,'Vmáx(material) - Tab.4.3'!$M$2:$M$11),LOOKUP(CP236,'Vmáx(material) - Tab.4.3'!$L$15,'Vmáx(material) - Tab.4.3'!$M$15)))","v":""},{"$f":"IF(CK236=\"\",\"\",VLOOKUP($CO236,'Vmáx(material) - Tab.4.3'!$R$35:$X$41,2))","v":""},{"$f":"IF(CK236=\"\",\"\",VLOOKUP($CO236,'Vmáx(material) - Tab.4.3'!$R$35:$X$41,3))","v":""},{"$f":"IF(CK236=\"\",\"\",VLOOKUP($CO236,'Vmáx(material) - Tab.4.3'!$R$35:$X$41,4))","v":""},{"$f":"IF(CK236=\"\",\"\",VLOOKUP($CO236,'Vmáx(material) - Tab.4.3'!$R$35:$X$41,5))","v":""},{"$f":"IF(CK236=\"\",\"\",VLOOKUP($CO236,'Vmáx(material) - Tab.4.3'!$R$35:$X$41,6))","v":""},{"$f":"IF(CK236=\"\",\"\",IF(CK236=\"\",\"\",VLOOKUP(CO236,'Vmáx(material) - Tab.4.3'!$R$35:$X$41,7)))","v":""},{"$f":"IF(CK236=\"\",\"\",IF(CL236=1,FCi(J236,CR236),FTr(J236,CQ236,CR236)))","v":""},"",{"$f":"IF(CK236=\"\",\"\",Hw(DO236,DP236,DQ236,DR236,DS236,DT236,Z,DU236,CV236,CR236))","v":""},"","","","","",{"$f":"IF(CK236=\"\",\"\",IF(CL236=1,PeriCi(CR236,DI236),PeriTr(CQ236,CU236,DI236)))","v":""},{"$f":"IF(CK236=\"\",\"\",IF(CL236=1,AreaCi(CR236,DI236),AreaTr(CQ236,CU236,DI236)))","v":""},{"$f":"IF(CK236=\"\",\"\",RhCi(DK236,EC236))","v":""},"",{"$f":"IF(CK236=\"\",\"\",hf(CS236,J236,CT236,DK236,EE236))","v":""},{"$f":"IF(CK236=\"\",\"\",LOOKUP(CW236,Tab.4.5!$J$6:$J$27,Tab.4.5!$L$6:$L$27))","v":""},{"$f":"IF(CK236=\"\",\"\",He(EH236,DM236))","v":""},{"$f":"IF(CK236=\"\",\"\",Hs(DM236))","v":""},{"$f":"IF(CK236=\"\",\"\",Hm(EB236,EG236,EI236,EJ236,CS236,CV236))","v":""},"","","","","","","K45+-45000 () ",{"$f":"IF(B236=\"Existe.\",IF(AE236=1,CONCATENATE(#REF!,AK236,\" m.\"),CONCATENATE(#REF!,AJ236,\" m x \",AK236,\" m.\")),IF(CL236=1,CONCATENATE(#REF!,CR236,\" m.\"),CONCATENATE(#REF!,CQ236,\" m x \",CR236,\" m.\")))","v":{"$error":"#REF!"}},"Concreto, L =  m, S = 0 %.","Cota clave eje= 0 msnm.",null,null,null,"","","","","",{"$f":"IF(EV236=\"\",\"\",VLOOKUP(EY236,'Estructura escalonada'!$D$3:$H$953,2))","v":""},"","","","","",""]
[null,null,null,null,null,null,null,null,null,null,null,0,null,0,null,null,null,null,null,null,{"$f":"IF(K237=\"No\",\"\",IF(O237=\"\",YcCi(P237,N237),YcTr(N237,O237,S237)))","v":{"$error":"#VALUE!"}},{"$f":"IF(K237=\"No\",\"\",IF(O237=\"\",Teta1(U237,P237),\"-\"))","v":{"$error":"#VALUE!"}},{"$error":"#VALUE!"},{"$error":"#VALUE!"},{"$f":"IF(K237=\"No\",\"\",IF(O237=\"\",Ynci(P237,N237,R237,T237),YnTr(1,R237,O237,S237,T237,N237)))","v":{"$error":"#VALUE!"}},{"$f":"IF(K237=\"No\",\"\",IF(O237=\"\",Teta1(Y237,P237),\"-\"))","v":{"$error":"#VALUE!"}},{"$f":"IF(K237=\"No\",\"\",IF(O237=\"\",AreaCi(P237,Y237),AreaTr(O237,S237,Y237)))","v":{"$error":"#VALUE!"}},{"$f":"IF(K237=\"No\",\"\",IF(O237=\"\",FrCi(AC237,9.806,Z237,P237),FrTr(AC237,9.806,O237,S237,Y237)))","v":{"$error":"#VALUE!"}},{"$error":"#VALUE!"},null,null,null,null,null,null,null,null,null,null,null,null,null,null,null,0,0,"","","",{"$f":"IF(AD237=\"\",\"\",IF(AE237=1,YcCi(AK237,J237),YcTr(J237,AJ237,AN237)))","v":""},{"$f":"IF(AD237=\"\",\"\",IF(AE237=1,Teta1(AX237,AK237),\"-\"))","v":""},{"$f":"IF(AD237=\"\",\"\",IF(AE237=1,AreaCi(AK237,AX237),AreaTr(AJ237,AN237,AX237)))","v":""},"",{"$f":"IF(AD237=\"\",\"\",IF(AE237=1,Ynci(AK237,J237,AM237,AO237),YnTr(1,AM237,AJ237,AN237,AO237,J237)))","v":""},{"$f":"IF(AD237=\"\",\"\",IF(AE237=1,Teta1(BB237,AK237),\"-\"))","v":""},{"$f":"IF(AD237=\"\",\"\",IF(AE237=1,AreaCi(AK237,BB237),AreaTr(AJ237,AN237,BB237)))","v":""},{"$f":"IF(AD237=\"\",\"\",IF(AE237=1,FrCi(BF237,9.806,BC237,AK237),FrTr(BF237,9.806,AJ237,AN237,BB237)))","v":""},"",{"$f":"IF(AD237=\"\",\"\",IF(AE237=1,LOOKUP(AI237,'Vmáx(material) - Tab.4.3'!$L$2:$L$11,'Vmáx(material) - Tab.4.3'!$M$2:$M$11),LOOKUP(AI237,'Vmáx(material) - Tab.4.3'!$L$15,'Vmáx(material) - Tab.4.3'!$M$15)))","v":""},{"$f":"IF(AD237=\"\",\"\",VLOOKUP($AH237,'Vmáx(material) - Tab.4.3'!$R$35:$X$41,2))","v":""},{"$f":"IF(AD237=\"\",\"\",VLOOKUP($AH237,'Vmáx(material) - Tab.4.3'!$R$35:$X$41,3))","v":""},{"$f":"IF(AD237=\"\",\"\",VLOOKUP($AH237,'Vmáx(material) - Tab.4.3'!$R$35:$X$41,4))","v":""},{"$f":"IF(AD237=\"\",\"\",VLOOKUP($AH237,'Vmáx(material) - Tab.4.3'!$R$35:$X$41,5))","v":""},{"$f":"IF(AD237=\"\",\"\",VLOOKUP($AH237,'Vmáx(material) - Tab.4.3'!$R$35:$X$41,6))","v":""},{"$f":"IF(AD237=\"\",\"\",IF(AD237=\"\",\"\",VLOOKUP($AH237,'Vmáx(material) - Tab.4.3'!$R$35:$X$41,7)))","v":""},{"$f":"IF(AD237=\"\",\"\",IF(AE237=1,FCi(J237,AK237),FTr(J237,AJ237,AK237)))","v":""},"",{"$f":"IF(AD237=\"\",\"\",Hw(BH237,BI237,BJ237,BK237,BL237,BM237,Z,BN237,AO237,AK237))","v":""},"","","","",{"$f":"IF(AD237=\"\",\"\",ho(BT237,AK237,AX237))","v":""},{"$f":"IF(AD237=\"\",\"\",IF(AE237=1,PeriCi(AK237,BB237),PeriTr(AJ237,AN237,BB237)))","v":""},{"$f":"IF(AD237=\"\",\"\",IF(AE237=1,AreaCi(AK237,BB237),AreaTr(AJ237,AN237,BB237)))","v":""},{"$f":"IF(AD237=\"\",\"\",RhCi(BW237,BV237))","v":""},"",{"$f":"IF(AD237=\"\",\"\",hf(AL237,J237,AM237,BW237,BX237))","v":""},{"$f":"IF(AD237=\"\",\"\",LOOKUP(AP237,Tab.4.5!$J$6:$J$27,Tab.4.5!$L$6:$L$27))","v":""},{"$f":"IF(AD237=\"\",\"\",He(CA237,BY237))","v":""},{"$f":"IF(AD237=\"\",\"\",Hs(BY237))","v":""},{"$f":"IF(AD237=\"\",\"\",Hm(BU237,BZ237,CB237,CC237,AL237,AO237))","v":""},"","","","","","",null,null,null,null,null,null,null,null,null,null,null,null,null,null,null,0,0,0,0,0,{"$f":"IF(CK237=\"\",\"\",IF(CL237=1,YcCi(CR237,J237),YcTr(J237,CQ237,CU237)))","v":""},{"$f":"IF(CK237=\"\",\"\",IF(CL237=1,Teta1(DE237,CR237),\"-\"))","v":""},"","",{"$f":"IF(CK237=\"\",\"\",IF(CL237=1,Ynci(CR237,J237,CT237,CV237),YnTr(1,CT237,CQ237,CU237,CV237,J237)))","v":""},{"$f":"IF(CK237=\"\",\"\",IF(CL237=1,Teta1(DI237,CR237),\"-\"))","v":""},{"$f":"IF(CK237=\"\",\"\",IF(CL237=1,AreaCi(CR237,J237),AreaTr(CQ237,CU237,DI237)))","v":""},{"$f":"IF(CK237=\"\",\"\",IF(CL237=1,FrCi(DM237,9.806,DJ237,CR237),FrTr(DM237,9.806,CQ237,CU237,DI237)))","v":""},"",{"$f":"IF(CK237=\"\",\"\",IF(CL237=1,LOOKUP(CP237,'Vmáx(material) - Tab.4.3'!$L$2:$L$11,'Vmáx(material) - Tab.4.3'!$M$2:$M$11),LOOKUP(CP237,'Vmáx(material) - Tab.4.3'!$L$15,'Vmáx(material) - Tab.4.3'!$M$15)))","v":""},{"$f":"IF(CK237=\"\",\"\",VLOOKUP($CO237,'Vmáx(material) - Tab.4.3'!$R$35:$X$41,2))","v":""},{"$f":"IF(CK237=\"\",\"\",VLOOKUP($CO237,'Vmáx(material) - Tab.4.3'!$R$35:$X$41,3))","v":""},{"$f":"IF(CK237=\"\",\"\",VLOOKUP($CO237,'Vmáx(material) - Tab.4.3'!$R$35:$X$41,4))","v":""},{"$f":"IF(CK237=\"\",\"\",VLOOKUP($CO237,'Vmáx(material) - Tab.4.3'!$R$35:$X$41,5))","v":""},{"$f":"IF(CK237=\"\",\"\",VLOOKUP($CO237,'Vmáx(material) - Tab.4.3'!$R$35:$X$41,6))","v":""},{"$f":"IF(CK237=\"\",\"\",IF(CK237=\"\",\"\",VLOOKUP(CO237,'Vmáx(material) - Tab.4.3'!$R$35:$X$41,7)))","v":""},{"$f":"IF(CK237=\"\",\"\",IF(CL237=1,FCi(J237,CR237),FTr(J237,CQ237,CR237)))","v":""},"",{"$f":"IF(CK237=\"\",\"\",Hw(DO237,DP237,DQ237,DR237,DS237,DT237,Z,DU237,CV237,CR237))","v":""},"","","","","",{"$f":"IF(CK237=\"\",\"\",IF(CL237=1,PeriCi(CR237,DI237),PeriTr(CQ237,CU237,DI237)))","v":""},{"$f":"IF(CK237=\"\",\"\",IF(CL237=1,AreaCi(CR237,DI237),AreaTr(CQ237,CU237,DI237)))","v":""},{"$f":"IF(CK237=\"\",\"\",RhCi(DK237,EC237))","v":""},"",{"$f":"IF(CK237=\"\",\"\",hf(CS237,J237,CT237,DK237,EE237))","v":""},{"$f":"IF(CK237=\"\",\"\",LOOKUP(CW237,Tab.4.5!$J$6:$J$27,Tab.4.5!$L$6:$L$27))","v":""},{"$f":"IF(CK237=\"\",\"\",He(EH237,DM237))","v":""},{"$f":"IF(CK237=\"\",\"\",Hs(DM237))","v":""},{"$f":"IF(CK237=\"\",\"\",Hm(EB237,EG237,EI237,EJ237,CS237,CV237))","v":""},"","","","","","","K45+-45000 () ",{"$f":"IF(B237=\"Existe.\",IF(AE237=1,CONCATENATE(#REF!,AK237,\" m.\"),CONCATENATE(#REF!,AJ237,\" m x \",AK237,\" m.\")),IF(CL237=1,CONCATENATE(#REF!,CR237,\" m.\"),CONCATENATE(#REF!,CQ237,\" m x \",CR237,\" m.\")))","v":{"$error":"#REF!"}},"Concreto, L =  m, S = 0 %.","Cota clave eje= 0 msnm.",null,null,null,"","","","","",{"$f":"IF(EV237=\"\",\"\",VLOOKUP(EY237,'Estructura escalonada'!$D$3:$H$953,2))","v":""},"","","","","",""]
[null,null,null,null,null,null,null,null,null,null,null,0,null,0,null,null,null,null,null,null,{"$f":"IF(K238=\"No\",\"\",IF(O238=\"\",YcCi(P238,N238),YcTr(N238,O238,S238)))","v":{"$error":"#VALUE!"}},{"$f":"IF(K238=\"No\",\"\",IF(O238=\"\",Teta1(U238,P238),\"-\"))","v":{"$error":"#VALUE!"}},{"$error":"#VALUE!"},{"$error":"#VALUE!"},{"$f":"IF(K238=\"No\",\"\",IF(O238=\"\",Ynci(P238,N238,R238,T238),YnTr(1,R238,O238,S238,T238,N238)))","v":{"$error":"#VALUE!"}},{"$f":"IF(K238=\"No\",\"\",IF(O238=\"\",Teta1(Y238,P238),\"-\"))","v":{"$error":"#VALUE!"}},{"$f":"IF(K238=\"No\",\"\",IF(O238=\"\",AreaCi(P238,Y238),AreaTr(O238,S238,Y238)))","v":{"$error":"#VALUE!"}},{"$f":"IF(K238=\"No\",\"\",IF(O238=\"\",FrCi(AC238,9.806,Z238,P238),FrTr(AC238,9.806,O238,S238,Y238)))","v":{"$error":"#VALUE!"}},{"$error":"#VALUE!"},null,null,null,null,null,null,null,null,null,null,null,null,null,null,null,0,0,"","","",{"$f":"IF(AD238=\"\",\"\",IF(AE238=1,YcCi(AK238,J238),YcTr(J238,AJ238,AN238)))","v":""},{"$f":"IF(AD238=\"\",\"\",IF(AE238=1,Teta1(AX238,AK238),\"-\"))","v":""},{"$f":"IF(AD238=\"\",\"\",IF(AE238=1,AreaCi(AK238,AX238),AreaTr(AJ238,AN238,AX238)))","v":""},"",{"$f":"IF(AD238=\"\",\"\",IF(AE238=1,Ynci(AK238,J238,AM238,AO238),YnTr(1,AM238,AJ238,AN238,AO238,J238)))","v":""},{"$f":"IF(AD238=\"\",\"\",IF(AE238=1,Teta1(BB238,AK238),\"-\"))","v":""},{"$f":"IF(AD238=\"\",\"\",IF(AE238=1,AreaCi(AK238,BB238),AreaTr(AJ238,AN238,BB238)))","v":""},{"$f":"IF(AD238=\"\",\"\",IF(AE238=1,FrCi(BF238,9.806,BC238,AK238),FrTr(BF238,9.806,AJ238,AN238,BB238)))","v":""},"",{"$f":"IF(AD238=\"\",\"\",IF(AE238=1,LOOKUP(AI238,'Vmáx(material) - Tab.4.3'!$L$2:$L$11,'Vmáx(material) - Tab.4.3'!$M$2:$M$11),LOOKUP(AI238,'Vmáx(material) - Tab.4.3'!$L$15,'Vmáx(material) - Tab.4.3'!$M$15)))","v":""},{"$f":"IF(AD238=\"\",\"\",VLOOKUP($AH238,'Vmáx(material) - Tab.4.3'!$R$35:$X$41,2))","v":""},{"$f":"IF(AD238=\"\",\"\",VLOOKUP($AH238,'Vmáx(material) - Tab.4.3'!$R$35:$X$41,3))","v":""},{"$f":"IF(AD238=\"\",\"\",VLOOKUP($AH238,'Vmáx(material) - Tab.4.3'!$R$35:$X$41,4))","v":""},{"$f":"IF(AD238=\"\",\"\",VLOOKUP($AH238,'Vmáx(material) - Tab.4.3'!$R$35:$X$41,5))","v":""},{"$f":"IF(AD238=\"\",\"\",VLOOKUP($AH238,'Vmáx(material) - Tab.4.3'!$R$35:$X$41,6))","v":""},{"$f":"IF(AD238=\"\",\"\",IF(AD238=\"\",\"\",VLOOKUP($AH238,'Vmáx(material) - Tab.4.3'!$R$35:$X$41,7)))","v":""},{"$f":"IF(AD238=\"\",\"\",IF(AE238=1,FCi(J238,AK238),FTr(J238,AJ238,AK238)))","v":""},"",{"$f":"IF(AD238=\"\",\"\",Hw(BH238,BI238,BJ238,BK238,BL238,BM238,Z,BN238,AO238,AK238))","v":""},"","","","",{"$f":"IF(AD238=\"\",\"\",ho(BT238,AK238,AX238))","v":""},{"$f":"IF(AD238=\"\",\"\",IF(AE238=1,PeriCi(AK238,BB238),PeriTr(AJ238,AN238,BB238)))","v":""},{"$f":"IF(AD238=\"\",\"\",IF(AE238=1,AreaCi(AK238,BB238),AreaTr(AJ238,AN238,BB238)))","v":""},{"$f":"IF(AD238=\"\",\"\",RhCi(BW238,BV238))","v":""},"",{"$f":"IF(AD238=\"\",\"\",hf(AL238,J238,AM238,BW238,BX238))","v":""},{"$f":"IF(AD238=\"\",\"\",LOOKUP(AP238,Tab.4.5!$J$6:$J$27,Tab.4.5!$L$6:$L$27))","v":""},{"$f":"IF(AD238=\"\",\"\",He(CA238,BY238))","v":""},{"$f":"IF(AD238=\"\",\"\",Hs(BY238))","v":""},{"$f":"IF(AD238=\"\",\"\",Hm(BU238,BZ238,CB238,CC238,AL238,AO238))","v":""},"","","","","","",null,null,null,null,null,null,null,null,null,null,null,null,null,null,null,0,0,0,0,0,{"$f":"IF(CK238=\"\",\"\",IF(CL238=1,YcCi(CR238,J238),YcTr(J238,CQ238,CU238)))","v":""},{"$f":"IF(CK238=\"\",\"\",IF(CL238=1,Teta1(DE238,CR238),\"-\"))","v":""},"","",{"$f":"IF(CK238=\"\",\"\",IF(CL238=1,Ynci(CR238,J238,CT238,CV238),YnTr(1,CT238,CQ238,CU238,CV238,J238)))","v":""},{"$f":"IF(CK238=\"\",\"\",IF(CL238=1,Teta1(DI238,CR238),\"-\"))","v":""},{"$f":"IF(CK238=\"\",\"\",IF(CL238=1,AreaCi(CR238,J238),AreaTr(CQ238,CU238,DI238)))","v":""},{"$f":"IF(CK238=\"\",\"\",IF(CL238=1,FrCi(DM238,9.806,DJ238,CR238),FrTr(DM238,9.806,CQ238,CU238,DI238)))","v":""},"",{"$f":"IF(CK238=\"\",\"\",IF(CL238=1,LOOKUP(CP238,'Vmáx(material) - Tab.4.3'!$L$2:$L$11,'Vmáx(material) - Tab.4.3'!$M$2:$M$11),LOOKUP(CP238,'Vmáx(material) - Tab.4.3'!$L$15,'Vmáx(material) - Tab.4.3'!$M$15)))","v":""},{"$f":"IF(CK238=\"\",\"\",VLOOKUP($CO238,'Vmáx(material) - Tab.4.3'!$R$35:$X$41,2))","v":""},{"$f":"IF(CK238=\"\",\"\",VLOOKUP($CO238,'Vmáx(material) - Tab.4.3'!$R$35:$X$41,3))","v":""},{"$f":"IF(CK238=\"\",\"\",VLOOKUP($CO238,'Vmáx(material) - Tab.4.3'!$R$35:$X$41,4))","v":""},{"$f":"IF(CK238=\"\",\"\",VLOOKUP($CO238,'Vmáx(material) - Tab.4.3'!$R$35:$X$41,5))","v":""},{"$f":"IF(CK238=\"\",\"\",VLOOKUP($CO238,'Vmáx(material) - Tab.4.3'!$R$35:$X$41,6))","v":""},{"$f":"IF(CK238=\"\",\"\",IF(CK238=\"\",\"\",VLOOKUP(CO238,'Vmáx(material) - Tab.4.3'!$R$35:$X$41,7)))","v":""},{"$f":"IF(CK238=\"\",\"\",IF(CL238=1,FCi(J238,CR238),FTr(J238,CQ238,CR238)))","v":""},"",{"$f":"IF(CK238=\"\",\"\",Hw(DO238,DP238,DQ238,DR238,DS238,DT238,Z,DU238,CV238,CR238))","v":""},"","","","","",{"$f":"IF(CK238=\"\",\"\",IF(CL238=1,PeriCi(CR238,DI238),PeriTr(CQ238,CU238,DI238)))","v":""},{"$f":"IF(CK238=\"\",\"\",IF(CL238=1,AreaCi(CR238,DI238),AreaTr(CQ238,CU238,DI238)))","v":""},{"$f":"IF(CK238=\"\",\"\",RhCi(DK238,EC238))","v":""},"",{"$f":"IF(CK238=\"\",\"\",hf(CS238,J238,CT238,DK238,EE238))","v":""},{"$f":"IF(CK238=\"\",\"\",LOOKUP(CW238,Tab.4.5!$J$6:$J$27,Tab.4.5!$L$6:$L$27))","v":""},{"$f":"IF(CK238=\"\",\"\",He(EH238,DM238))","v":""},{"$f":"IF(CK238=\"\",\"\",Hs(DM238))","v":""},{"$f":"IF(CK238=\"\",\"\",Hm(EB238,EG238,EI238,EJ238,CS238,CV238))","v":""},"","","","","","","K45+-45000 () ",{"$f":"IF(B238=\"Existe.\",IF(AE238=1,CONCATENATE(#REF!,AK238,\" m.\"),CONCATENATE(#REF!,AJ238,\" m x \",AK238,\" m.\")),IF(CL238=1,CONCATENATE(#REF!,CR238,\" m.\"),CONCATENATE(#REF!,CQ238,\" m x \",CR238,\" m.\")))","v":{"$error":"#REF!"}},"Concreto, L =  m, S = 0 %.","Cota clave eje= 0 msnm.",null,null,null,"","","","","",{"$f":"IF(EV238=\"\",\"\",VLOOKUP(EY238,'Estructura escalonada'!$D$3:$H$953,2))","v":""},"","","","","",""]
[null,null,null,null,null,null,null,null,null,null,null,0,null,0,null,null,null,null,null,null,{"$f":"IF(K239=\"No\",\"\",IF(O239=\"\",YcCi(P239,N239),YcTr(N239,O239,S239)))","v":{"$error":"#VALUE!"}},{"$f":"IF(K239=\"No\",\"\",IF(O239=\"\",Teta1(U239,P239),\"-\"))","v":{"$error":"#VALUE!"}},{"$error":"#VALUE!"},{"$error":"#VALUE!"},{"$f":"IF(K239=\"No\",\"\",IF(O239=\"\",Ynci(P239,N239,R239,T239),YnTr(1,R239,O239,S239,T239,N239)))","v":{"$error":"#VALUE!"}},{"$f":"IF(K239=\"No\",\"\",IF(O239=\"\",Teta1(Y239,P239),\"-\"))","v":{"$error":"#VALUE!"}},{"$f":"IF(K239=\"No\",\"\",IF(O239=\"\",AreaCi(P239,Y239),AreaTr(O239,S239,Y239)))","v":{"$error":"#VALUE!"}},{"$f":"IF(K239=\"No\",\"\",IF(O239=\"\",FrCi(AC239,9.806,Z239,P239),FrTr(AC239,9.806,O239,S239,Y239)))","v":{"$error":"#VALUE!"}},{"$error":"#VALUE!"},null,null,null,null,null,null,null,null,null,null,null,null,null,null,null,0,0,"","","",{"$f":"IF(AD239=\"\",\"\",IF(AE239=1,YcCi(AK239,J239),YcTr(J239,AJ239,AN239)))","v":""},{"$f":"IF(AD239=\"\",\"\",IF(AE239=1,Teta1(AX239,AK239),\"-\"))","v":""},{"$f":"IF(AD239=\"\",\"\",IF(AE239=1,AreaCi(AK239,AX239),AreaTr(AJ239,AN239,AX239)))","v":""},"",{"$f":"IF(AD239=\"\",\"\",IF(AE239=1,Ynci(AK239,J239,AM239,AO239),YnTr(1,AM239,AJ239,AN239,AO239,J239)))","v":""},{"$f":"IF(AD239=\"\",\"\",IF(AE239=1,Teta1(BB239,AK239),\"-\"))","v":""},{"$f":"IF(AD239=\"\",\"\",IF(AE239=1,AreaCi(AK239,BB239),AreaTr(AJ239,AN239,BB239)))","v":""},{"$f":"IF(AD239=\"\",\"\",IF(AE239=1,FrCi(BF239,9.806,BC239,AK239),FrTr(BF239,9.806,AJ239,AN239,BB239)))","v":""},"",{"$f":"IF(AD239=\"\",\"\",IF(AE239=1,LOOKUP(AI239,'Vmáx(material) - Tab.4.3'!$L$2:$L$11,'Vmáx(material) - Tab.4.3'!$M$2:$M$11),LOOKUP(AI239,'Vmáx(material) - Tab.4.3'!$L$15,'Vmáx(material) - Tab.4.3'!$M$15)))","v":""},{"$f":"IF(AD239=\"\",\"\",VLOOKUP($AH239,'Vmáx(material) - Tab.4.3'!$R$35:$X$41,2))","v":""},{"$f":"IF(AD239=\"\",\"\",VLOOKUP($AH239,'Vmáx(material) - Tab.4.3'!$R$35:$X$41,3))","v":""},{"$f":"IF(AD239=\"\",\"\",VLOOKUP($AH239,'Vmáx(material) - Tab.4.3'!$R$35:$X$41,4))","v":""},{"$f":"IF(AD239=\"\",\"\",VLOOKUP($AH239,'Vmáx(material) - Tab.4.3'!$R$35:$X$41,5))","v":""},{"$f":"IF(AD239=\"\",\"\",VLOOKUP($AH239,'Vmáx(material) - Tab.4.3'!$R$35:$X$41,6))","v":""},{"$f":"IF(AD239=\"\",\"\",IF(AD239=\"\",\"\",VLOOKUP($AH239,'Vmáx(material) - Tab.4.3'!$R$35:$X$41,7)))","v":""},{"$f":"IF(AD239=\"\",\"\",IF(AE239=1,FCi(J239,AK239),FTr(J239,AJ239,AK239)))","v":""},"",{"$f":"IF(AD239=\"\",\"\",Hw(BH239,BI239,BJ239,BK239,BL239,BM239,Z,BN239,AO239,AK239))","v":""},"","","","",{"$f":"IF(AD239=\"\",\"\",ho(BT239,AK239,AX239))","v":""},{"$f":"IF(AD239=\"\",\"\",IF(AE239=1,PeriCi(AK239,BB239),PeriTr(AJ239,AN239,BB239)))","v":""},{"$f":"IF(AD239=\"\",\"\",IF(AE239=1,AreaCi(AK239,BB239),AreaTr(AJ239,AN239,BB239)))","v":""},{"$f":"IF(AD239=\"\",\"\",RhCi(BW239,BV239))","v":""},"",{"$f":"IF(AD239=\"\",\"\",hf(AL239,J239,AM239,BW239,BX239))","v":""},{"$f":"IF(AD239=\"\",\"\",LOOKUP(AP239,Tab.4.5!$J$6:$J$27,Tab.4.5!$L$6:$L$27))","v":""},{"$f":"IF(AD239=\"\",\"\",He(CA239,BY239))","v":""},{"$f":"IF(AD239=\"\",\"\",Hs(BY239))","v":""},{"$f":"IF(AD239=\"\",\"\",Hm(BU239,BZ239,CB239,CC239,AL239,AO239))","v":""},"","","","","","",null,null,null,null,null,null,null,null,null,null,null,null,null,null,null,0,0,0,0,0,{"$f":"IF(CK239=\"\",\"\",IF(CL239=1,YcCi(CR239,J239),YcTr(J239,CQ239,CU239)))","v":""},{"$f":"IF(CK239=\"\",\"\",IF(CL239=1,Teta1(DE239,CR239),\"-\"))","v":""},"","",{"$f":"IF(CK239=\"\",\"\",IF(CL239=1,Ynci(CR239,J239,CT239,CV239),YnTr(1,CT239,CQ239,CU239,CV239,J239)))","v":""},{"$f":"IF(CK239=\"\",\"\",IF(CL239=1,Teta1(DI239,CR239),\"-\"))","v":""},{"$f":"IF(CK239=\"\",\"\",IF(CL239=1,AreaCi(CR239,J239),AreaTr(CQ239,CU239,DI239)))","v":""},{"$f":"IF(CK239=\"\",\"\",IF(CL239=1,FrCi(DM239,9.806,DJ239,CR239),FrTr(DM239,9.806,CQ239,CU239,DI239)))","v":""},"",{"$f":"IF(CK239=\"\",\"\",IF(CL239=1,LOOKUP(CP239,'Vmáx(material) - Tab.4.3'!$L$2:$L$11,'Vmáx(material) - Tab.4.3'!$M$2:$M$11),LOOKUP(CP239,'Vmáx(material) - Tab.4.3'!$L$15,'Vmáx(material) - Tab.4.3'!$M$15)))","v":""},{"$f":"IF(CK239=\"\",\"\",VLOOKUP($CO239,'Vmáx(material) - Tab.4.3'!$R$35:$X$41,2))","v":""},{"$f":"IF(CK239=\"\",\"\",VLOOKUP($CO239,'Vmáx(material) - Tab.4.3'!$R$35:$X$41,3))","v":""},{"$f":"IF(CK239=\"\",\"\",VLOOKUP($CO239,'Vmáx(material) - Tab.4.3'!$R$35:$X$41,4))","v":""},{"$f":"IF(CK239=\"\",\"\",VLOOKUP($CO239,'Vmáx(material) - Tab.4.3'!$R$35:$X$41,5))","v":""},{"$f":"IF(CK239=\"\",\"\",VLOOKUP($CO239,'Vmáx(material) - Tab.4.3'!$R$35:$X$41,6))","v":""},{"$f":"IF(CK239=\"\",\"\",IF(CK239=\"\",\"\",VLOOKUP(CO239,'Vmáx(material) - Tab.4.3'!$R$35:$X$41,7)))","v":""},{"$f":"IF(CK239=\"\",\"\",IF(CL239=1,FCi(J239,CR239),FTr(J239,CQ239,CR239)))","v":""},"",{"$f":"IF(CK239=\"\",\"\",Hw(DO239,DP239,DQ239,DR239,DS239,DT239,Z,DU239,CV239,CR239))","v":""},"","","","","",{"$f":"IF(CK239=\"\",\"\",IF(CL239=1,PeriCi(CR239,DI239),PeriTr(CQ239,CU239,DI239)))","v":""},{"$f":"IF(CK239=\"\",\"\",IF(CL239=1,AreaCi(CR239,DI239),AreaTr(CQ239,CU239,DI239)))","v":""},{"$f":"IF(CK239=\"\",\"\",RhCi(DK239,EC239))","v":""},"",{"$f":"IF(CK239=\"\",\"\",hf(CS239,J239,CT239,DK239,EE239))","v":""},{"$f":"IF(CK239=\"\",\"\",LOOKUP(CW239,Tab.4.5!$J$6:$J$27,Tab.4.5!$L$6:$L$27))","v":""},{"$f":"IF(CK239=\"\",\"\",He(EH239,DM239))","v":""},{"$f":"IF(CK239=\"\",\"\",Hs(DM239))","v":""},{"$f":"IF(CK239=\"\",\"\",Hm(EB239,EG239,EI239,EJ239,CS239,CV239))","v":""},"","","","","","","K45+-45000 () ",{"$f":"IF(B239=\"Existe.\",IF(AE239=1,CONCATENATE(#REF!,AK239,\" m.\"),CONCATENATE(#REF!,AJ239,\" m x \",AK239,\" m.\")),IF(CL239=1,CONCATENATE(#REF!,CR239,\" m.\"),CONCATENATE(#REF!,CQ239,\" m x \",CR239,\" m.\")))","v":{"$error":"#REF!"}},"Concreto, L =  m, S = 0 %.","Cota clave eje= 0 msnm.",null,null,null,"","","","","",{"$f":"IF(EV239=\"\",\"\",VLOOKUP(EY239,'Estructura escalonada'!$D$3:$H$953,2))","v":""},"","","","","",""]
[null,null,null,null,null,null,null,null,null,null,null,0,null,0,null,null,null,null,null,null,{"$f":"IF(K240=\"No\",\"\",IF(O240=\"\",YcCi(P240,N240),YcTr(N240,O240,S240)))","v":{"$error":"#VALUE!"}},{"$f":"IF(K240=\"No\",\"\",IF(O240=\"\",Teta1(U240,P240),\"-\"))","v":{"$error":"#VALUE!"}},{"$error":"#VALUE!"},{"$error":"#VALUE!"},{"$f":"IF(K240=\"No\",\"\",IF(O240=\"\",Ynci(P240,N240,R240,T240),YnTr(1,R240,O240,S240,T240,N240)))","v":{"$error":"#VALUE!"}},{"$f":"IF(K240=\"No\",\"\",IF(O240=\"\",Teta1(Y240,P240),\"-\"))","v":{"$error":"#VALUE!"}},{"$f":"IF(K240=\"No\",\"\",IF(O240=\"\",AreaCi(P240,Y240),AreaTr(O240,S240,Y240)))","v":{"$error":"#VALUE!"}},{"$f":"IF(K240=\"No\",\"\",IF(O240=\"\",FrCi(AC240,9.806,Z240,P240),FrTr(AC240,9.806,O240,S240,Y240)))","v":{"$error":"#VALUE!"}},{"$error":"#VALUE!"},null,null,null,null,null,null,null,null,null,null,null,null,null,null,null,0,0,"","","",{"$f":"IF(AD240=\"\",\"\",IF(AE240=1,YcCi(AK240,J240),YcTr(J240,AJ240,AN240)))","v":""},{"$f":"IF(AD240=\"\",\"\",IF(AE240=1,Teta1(AX240,AK240),\"-\"))","v":""},{"$f":"IF(AD240=\"\",\"\",IF(AE240=1,AreaCi(AK240,AX240),AreaTr(AJ240,AN240,AX240)))","v":""},"",{"$f":"IF(AD240=\"\",\"\",IF(AE240=1,Ynci(AK240,J240,AM240,AO240),YnTr(1,AM240,AJ240,AN240,AO240,J240)))","v":""},{"$f":"IF(AD240=\"\",\"\",IF(AE240=1,Teta1(BB240,AK240),\"-\"))","v":""},{"$f":"IF(AD240=\"\",\"\",IF(AE240=1,AreaCi(AK240,BB240),AreaTr(AJ240,AN240,BB240)))","v":""},{"$f":"IF(AD240=\"\",\"\",IF(AE240=1,FrCi(BF240,9.806,BC240,AK240),FrTr(BF240,9.806,AJ240,AN240,BB240)))","v":""},"",{"$f":"IF(AD240=\"\",\"\",IF(AE240=1,LOOKUP(AI240,'Vmáx(material) - Tab.4.3'!$L$2:$L$11,'Vmáx(material) - Tab.4.3'!$M$2:$M$11),LOOKUP(AI240,'Vmáx(material) - Tab.4.3'!$L$15,'Vmáx(material) - Tab.4.3'!$M$15)))","v":""},{"$f":"IF(AD240=\"\",\"\",VLOOKUP($AH240,'Vmáx(material) - Tab.4.3'!$R$35:$X$41,2))","v":""},{"$f":"IF(AD240=\"\",\"\",VLOOKUP($AH240,'Vmáx(material) - Tab.4.3'!$R$35:$X$41,3))","v":""},{"$f":"IF(AD240=\"\",\"\",VLOOKUP($AH240,'Vmáx(material) - Tab.4.3'!$R$35:$X$41,4))","v":""},{"$f":"IF(AD240=\"\",\"\",VLOOKUP($AH240,'Vmáx(material) - Tab.4.3'!$R$35:$X$41,5))","v":""},{"$f":"IF(AD240=\"\",\"\",VLOOKUP($AH240,'Vmáx(material) - Tab.4.3'!$R$35:$X$41,6))","v":""},{"$f":"IF(AD240=\"\",\"\",IF(AD240=\"\",\"\",VLOOKUP($AH240,'Vmáx(material) - Tab.4.3'!$R$35:$X$41,7)))","v":""},{"$f":"IF(AD240=\"\",\"\",IF(AE240=1,FCi(J240,AK240),FTr(J240,AJ240,AK240)))","v":""},"",{"$f":"IF(AD240=\"\",\"\",Hw(BH240,BI240,BJ240,BK240,BL240,BM240,Z,BN240,AO240,AK240))","v":""},"","","","",{"$f":"IF(AD240=\"\",\"\",ho(BT240,AK240,AX240))","v":""},{"$f":"IF(AD240=\"\",\"\",IF(AE240=1,PeriCi(AK240,BB240),PeriTr(AJ240,AN240,BB240)))","v":""},{"$f":"IF(AD240=\"\",\"\",IF(AE240=1,AreaCi(AK240,BB240),AreaTr(AJ240,AN240,BB240)))","v":""},{"$f":"IF(AD240=\"\",\"\",RhCi(BW240,BV240))","v":""},"",{"$f":"IF(AD240=\"\",\"\",hf(AL240,J240,AM240,BW240,BX240))","v":""},{"$f":"IF(AD240=\"\",\"\",LOOKUP(AP240,Tab.4.5!$J$6:$J$27,Tab.4.5!$L$6:$L$27))","v":""},{"$f":"IF(AD240=\"\",\"\",He(CA240,BY240))","v":""},{"$f":"IF(AD240=\"\",\"\",Hs(BY240))","v":""},{"$f":"IF(AD240=\"\",\"\",Hm(BU240,BZ240,CB240,CC240,AL240,AO240))","v":""},"","","","","","",null,null,null,null,null,null,null,null,null,null,null,null,null,null,null,0,0,0,0,0,{"$f":"IF(CK240=\"\",\"\",IF(CL240=1,YcCi(CR240,J240),YcTr(J240,CQ240,CU240)))","v":""},{"$f":"IF(CK240=\"\",\"\",IF(CL240=1,Teta1(DE240,CR240),\"-\"))","v":""},"","",{"$f":"IF(CK240=\"\",\"\",IF(CL240=1,Ynci(CR240,J240,CT240,CV240),YnTr(1,CT240,CQ240,CU240,CV240,J240)))","v":""},{"$f":"IF(CK240=\"\",\"\",IF(CL240=1,Teta1(DI240,CR240),\"-\"))","v":""},{"$f":"IF(CK240=\"\",\"\",IF(CL240=1,AreaCi(CR240,J240),AreaTr(CQ240,CU240,DI240)))","v":""},{"$f":"IF(CK240=\"\",\"\",IF(CL240=1,FrCi(DM240,9.806,DJ240,CR240),FrTr(DM240,9.806,CQ240,CU240,DI240)))","v":""},"",{"$f":"IF(CK240=\"\",\"\",IF(CL240=1,LOOKUP(CP240,'Vmáx(material) - Tab.4.3'!$L$2:$L$11,'Vmáx(material) - Tab.4.3'!$M$2:$M$11),LOOKUP(CP240,'Vmáx(material) - Tab.4.3'!$L$15,'Vmáx(material) - Tab.4.3'!$M$15)))","v":""},{"$f":"IF(CK240=\"\",\"\",VLOOKUP($CO240,'Vmáx(material) - Tab.4.3'!$R$35:$X$41,2))","v":""},{"$f":"IF(CK240=\"\",\"\",VLOOKUP($CO240,'Vmáx(material) - Tab.4.3'!$R$35:$X$41,3))","v":""},{"$f":"IF(CK240=\"\",\"\",VLOOKUP($CO240,'Vmáx(material) - Tab.4.3'!$R$35:$X$41,4))","v":""},{"$f":"IF(CK240=\"\",\"\",VLOOKUP($CO240,'Vmáx(material) - Tab.4.3'!$R$35:$X$41,5))","v":""},{"$f":"IF(CK240=\"\",\"\",VLOOKUP($CO240,'Vmáx(material) - Tab.4.3'!$R$35:$X$41,6))","v":""},{"$f":"IF(CK240=\"\",\"\",IF(CK240=\"\",\"\",VLOOKUP(CO240,'Vmáx(material) - Tab.4.3'!$R$35:$X$41,7)))","v":""},{"$f":"IF(CK240=\"\",\"\",IF(CL240=1,FCi(J240,CR240),FTr(J240,CQ240,CR240)))","v":""},"",{"$f":"IF(CK240=\"\",\"\",Hw(DO240,DP240,DQ240,DR240,DS240,DT240,Z,DU240,CV240,CR240))","v":""},"","","","","",{"$f":"IF(CK240=\"\",\"\",IF(CL240=1,PeriCi(CR240,DI240),PeriTr(CQ240,CU240,DI240)))","v":""},{"$f":"IF(CK240=\"\",\"\",IF(CL240=1,AreaCi(CR240,DI240),AreaTr(CQ240,CU240,DI240)))","v":""},{"$f":"IF(CK240=\"\",\"\",RhCi(DK240,EC240))","v":""},"",{"$f":"IF(CK240=\"\",\"\",hf(CS240,J240,CT240,DK240,EE240))","v":""},{"$f":"IF(CK240=\"\",\"\",LOOKUP(CW240,Tab.4.5!$J$6:$J$27,Tab.4.5!$L$6:$L$27))","v":""},{"$f":"IF(CK240=\"\",\"\",He(EH240,DM240))","v":""},{"$f":"IF(CK240=\"\",\"\",Hs(DM240))","v":""},{"$f":"IF(CK240=\"\",\"\",Hm(EB240,EG240,EI240,EJ240,CS240,CV240))","v":""},"","","","","","","K45+-45000 () ",{"$f":"IF(B240=\"Existe.\",IF(AE240=1,CONCATENATE(#REF!,AK240,\" m.\"),CONCATENATE(#REF!,AJ240,\" m x \",AK240,\" m.\")),IF(CL240=1,CONCATENATE(#REF!,CR240,\" m.\"),CONCATENATE(#REF!,CQ240,\" m x \",CR240,\" m.\")))","v":{"$error":"#REF!"}},"Concreto, L =  m, S = 0 %.","Cota clave eje= 0 msnm.",null,null,null,"","","","","",{"$f":"IF(EV240=\"\",\"\",VLOOKUP(EY240,'Estructura escalonada'!$D$3:$H$953,2))","v":""},"","","","","",""]
[null,null,null,null,null,null,null,null,null,null,null,0,null,0,null,null,null,null,null,null,{"$f":"IF(K241=\"No\",\"\",IF(O241=\"\",YcCi(P241,N241),YcTr(N241,O241,S241)))","v":{"$error":"#VALUE!"}},{"$f":"IF(K241=\"No\",\"\",IF(O241=\"\",Teta1(U241,P241),\"-\"))","v":{"$error":"#VALUE!"}},{"$error":"#VALUE!"},{"$error":"#VALUE!"},{"$f":"IF(K241=\"No\",\"\",IF(O241=\"\",Ynci(P241,N241,R241,T241),YnTr(1,R241,O241,S241,T241,N241)))","v":{"$error":"#VALUE!"}},{"$f":"IF(K241=\"No\",\"\",IF(O241=\"\",Teta1(Y241,P241),\"-\"))","v":{"$error":"#VALUE!"}},{"$f":"IF(K241=\"No\",\"\",IF(O241=\"\",AreaCi(P241,Y241),AreaTr(O241,S241,Y241)))","v":{"$error":"#VALUE!"}},{"$f":"IF(K241=\"No\",\"\",IF(O241=\"\",FrCi(AC241,9.806,Z241,P241),FrTr(AC241,9.806,O241,S241,Y241)))","v":{"$error":"#VALUE!"}},{"$error":"#VALUE!"},null,null,null,null,null,null,null,null,null,null,null,null,null,null,null,0,0,"","","",{"$f":"IF(AD241=\"\",\"\",IF(AE241=1,YcCi(AK241,J241),YcTr(J241,AJ241,AN241)))","v":""},{"$f":"IF(AD241=\"\",\"\",IF(AE241=1,Teta1(AX241,AK241),\"-\"))","v":""},{"$f":"IF(AD241=\"\",\"\",IF(AE241=1,AreaCi(AK241,AX241),AreaTr(AJ241,AN241,AX241)))","v":""},"",{"$f":"IF(AD241=\"\",\"\",IF(AE241=1,Ynci(AK241,J241,AM241,AO241),YnTr(1,AM241,AJ241,AN241,AO241,J241)))","v":""},{"$f":"IF(AD241=\"\",\"\",IF(AE241=1,Teta1(BB241,AK241),\"-\"))","v":""},{"$f":"IF(AD241=\"\",\"\",IF(AE241=1,AreaCi(AK241,BB241),AreaTr(AJ241,AN241,BB241)))","v":""},{"$f":"IF(AD241=\"\",\"\",IF(AE241=1,FrCi(BF241,9.806,BC241,AK241),FrTr(BF241,9.806,AJ241,AN241,BB241)))","v":""},"",{"$f":"IF(AD241=\"\",\"\",IF(AE241=1,LOOKUP(AI241,'Vmáx(material) - Tab.4.3'!$L$2:$L$11,'Vmáx(material) - Tab.4.3'!$M$2:$M$11),LOOKUP(AI241,'Vmáx(material) - Tab.4.3'!$L$15,'Vmáx(material) - Tab.4.3'!$M$15)))","v":""},{"$f":"IF(AD241=\"\",\"\",VLOOKUP($AH241,'Vmáx(material) - Tab.4.3'!$R$35:$X$41,2))","v":""},{"$f":"IF(AD241=\"\",\"\",VLOOKUP($AH241,'Vmáx(material) - Tab.4.3'!$R$35:$X$41,3))","v":""},{"$f":"IF(AD241=\"\",\"\",VLOOKUP($AH241,'Vmáx(material) - Tab.4.3'!$R$35:$X$41,4))","v":""},{"$f":"IF(AD241=\"\",\"\",VLOOKUP($AH241,'Vmáx(material) - Tab.4.3'!$R$35:$X$41,5))","v":""},{"$f":"IF(AD241=\"\",\"\",VLOOKUP($AH241,'Vmáx(material) - Tab.4.3'!$R$35:$X$41,6))","v":""},{"$f":"IF(AD241=\"\",\"\",IF(AD241=\"\",\"\",VLOOKUP($AH241,'Vmáx(material) - Tab.4.3'!$R$35:$X$41,7)))","v":""},{"$f":"IF(AD241=\"\",\"\",IF(AE241=1,FCi(J241,AK241),FTr(J241,AJ241,AK241)))","v":""},"",{"$f":"IF(AD241=\"\",\"\",Hw(BH241,BI241,BJ241,BK241,BL241,BM241,Z,BN241,AO241,AK241))","v":""},"","","","",{"$f":"IF(AD241=\"\",\"\",ho(BT241,AK241,AX241))","v":""},{"$f":"IF(AD241=\"\",\"\",IF(AE241=1,PeriCi(AK241,BB241),PeriTr(AJ241,AN241,BB241)))","v":""},{"$f":"IF(AD241=\"\",\"\",IF(AE241=1,AreaCi(AK241,BB241),AreaTr(AJ241,AN241,BB241)))","v":""},{"$f":"IF(AD241=\"\",\"\",RhCi(BW241,BV241))","v":""},"",{"$f":"IF(AD241=\"\",\"\",hf(AL241,J241,AM241,BW241,BX241))","v":""},{"$f":"IF(AD241=\"\",\"\",LOOKUP(AP241,Tab.4.5!$J$6:$J$27,Tab.4.5!$L$6:$L$27))","v":""},{"$f":"IF(AD241=\"\",\"\",He(CA241,BY241))","v":""},{"$f":"IF(AD241=\"\",\"\",Hs(BY241))","v":""},{"$f":"IF(AD241=\"\",\"\",Hm(BU241,BZ241,CB241,CC241,AL241,AO241))","v":""},"","","","","","",null,null,null,null,null,null,null,null,null,null,null,null,null,null,null,0,0,0,0,0,{"$f":"IF(CK241=\"\",\"\",IF(CL241=1,YcCi(CR241,J241),YcTr(J241,CQ241,CU241)))","v":""},{"$f":"IF(CK241=\"\",\"\",IF(CL241=1,Teta1(DE241,CR241),\"-\"))","v":""},"","",{"$f":"IF(CK241=\"\",\"\",IF(CL241=1,Ynci(CR241,J241,CT241,CV241),YnTr(1,CT241,CQ241,CU241,CV241,J241)))","v":""},{"$f":"IF(CK241=\"\",\"\",IF(CL241=1,Teta1(DI241,CR241),\"-\"))","v":""},{"$f":"IF(CK241=\"\",\"\",IF(CL241=1,AreaCi(CR241,J241),AreaTr(CQ241,CU241,DI241)))","v":""},{"$f":"IF(CK241=\"\",\"\",IF(CL241=1,FrCi(DM241,9.806,DJ241,CR241),FrTr(DM241,9.806,CQ241,CU241,DI241)))","v":""},"",{"$f":"IF(CK241=\"\",\"\",IF(CL241=1,LOOKUP(CP241,'Vmáx(material) - Tab.4.3'!$L$2:$L$11,'Vmáx(material) - Tab.4.3'!$M$2:$M$11),LOOKUP(CP241,'Vmáx(material) - Tab.4.3'!$L$15,'Vmáx(material) - Tab.4.3'!$M$15)))","v":""},{"$f":"IF(CK241=\"\",\"\",VLOOKUP($CO241,'Vmáx(material) - Tab.4.3'!$R$35:$X$41,2))","v":""},{"$f":"IF(CK241=\"\",\"\",VLOOKUP($CO241,'Vmáx(material) - Tab.4.3'!$R$35:$X$41,3))","v":""},{"$f":"IF(CK241=\"\",\"\",VLOOKUP($CO241,'Vmáx(material) - Tab.4.3'!$R$35:$X$41,4))","v":""},{"$f":"IF(CK241=\"\",\"\",VLOOKUP($CO241,'Vmáx(material) - Tab.4.3'!$R$35:$X$41,5))","v":""},{"$f":"IF(CK241=\"\",\"\",VLOOKUP($CO241,'Vmáx(material) - Tab.4.3'!$R$35:$X$41,6))","v":""},{"$f":"IF(CK241=\"\",\"\",IF(CK241=\"\",\"\",VLOOKUP(CO241,'Vmáx(material) - Tab.4.3'!$R$35:$X$41,7)))","v":""},{"$f":"IF(CK241=\"\",\"\",IF(CL241=1,FCi(J241,CR241),FTr(J241,CQ241,CR241)))","v":""},"",{"$f":"IF(CK241=\"\",\"\",Hw(DO241,DP241,DQ241,DR241,DS241,DT241,Z,DU241,CV241,CR241))","v":""},"","","","","",{"$f":"IF(CK241=\"\",\"\",IF(CL241=1,PeriCi(CR241,DI241),PeriTr(CQ241,CU241,DI241)))","v":""},{"$f":"IF(CK241=\"\",\"\",IF(CL241=1,AreaCi(CR241,DI241),AreaTr(CQ241,CU241,DI241)))","v":""},{"$f":"IF(CK241=\"\",\"\",RhCi(DK241,EC241))","v":""},"",{"$f":"IF(CK241=\"\",\"\",hf(CS241,J241,CT241,DK241,EE241))","v":""},{"$f":"IF(CK241=\"\",\"\",LOOKUP(CW241,Tab.4.5!$J$6:$J$27,Tab.4.5!$L$6:$L$27))","v":""},{"$f":"IF(CK241=\"\",\"\",He(EH241,DM241))","v":""},{"$f":"IF(CK241=\"\",\"\",Hs(DM241))","v":""},{"$f":"IF(CK241=\"\",\"\",Hm(EB241,EG241,EI241,EJ241,CS241,CV241))","v":""},"","","","","","","K45+-45000 () ",{"$f":"IF(B241=\"Existe.\",IF(AE241=1,CONCATENATE(#REF!,AK241,\" m.\"),CONCATENATE(#REF!,AJ241,\" m x \",AK241,\" m.\")),IF(CL241=1,CONCATENATE(#REF!,CR241,\" m.\"),CONCATENATE(#REF!,CQ241,\" m x \",CR241,\" m.\")))","v":{"$error":"#REF!"}},"Concreto, L =  m, S = 0 %.","Cota clave eje= 0 msnm.",null,null,null,"","","","","",{"$f":"IF(EV241=\"\",\"\",VLOOKUP(EY241,'Estructura escalonada'!$D$3:$H$953,2))","v":""},"","","","","",""]
[null,null,null,null,null,null,null,null,null,null,null,0,null,0,null,null,null,null,null,null,{"$f":"IF(K242=\"No\",\"\",IF(O242=\"\",YcCi(P242,N242),YcTr(N242,O242,S242)))","v":{"$error":"#VALUE!"}},{"$f":"IF(K242=\"No\",\"\",IF(O242=\"\",Teta1(U242,P242),\"-\"))","v":{"$error":"#VALUE!"}},{"$error":"#VALUE!"},{"$error":"#VALUE!"},{"$f":"IF(K242=\"No\",\"\",IF(O242=\"\",Ynci(P242,N242,R242,T242),YnTr(1,R242,O242,S242,T242,N242)))","v":{"$error":"#VALUE!"}},{"$f":"IF(K242=\"No\",\"\",IF(O242=\"\",Teta1(Y242,P242),\"-\"))","v":{"$error":"#VALUE!"}},{"$f":"IF(K242=\"No\",\"\",IF(O242=\"\",AreaCi(P242,Y242),AreaTr(O242,S242,Y242)))","v":{"$error":"#VALUE!"}},{"$f":"IF(K242=\"No\",\"\",IF(O242=\"\",FrCi(AC242,9.806,Z242,P242),FrTr(AC242,9.806,O242,S242,Y242)))","v":{"$error":"#VALUE!"}},{"$error":"#VALUE!"},null,null,null,null,null,null,null,null,null,null,null,null,null,null,null,0,0,"","","",{"$f":"IF(AD242=\"\",\"\",IF(AE242=1,YcCi(AK242,J242),YcTr(J242,AJ242,AN242)))","v":""},{"$f":"IF(AD242=\"\",\"\",IF(AE242=1,Teta1(AX242,AK242),\"-\"))","v":""},{"$f":"IF(AD242=\"\",\"\",IF(AE242=1,AreaCi(AK242,AX242),AreaTr(AJ242,AN242,AX242)))","v":""},"",{"$f":"IF(AD242=\"\",\"\",IF(AE242=1,Ynci(AK242,J242,AM242,AO242),YnTr(1,AM242,AJ242,AN242,AO242,J242)))","v":""},{"$f":"IF(AD242=\"\",\"\",IF(AE242=1,Teta1(BB242,AK242),\"-\"))","v":""},{"$f":"IF(AD242=\"\",\"\",IF(AE242=1,AreaCi(AK242,BB242),AreaTr(AJ242,AN242,BB242)))","v":""},{"$f":"IF(AD242=\"\",\"\",IF(AE242=1,FrCi(BF242,9.806,BC242,AK242),FrTr(BF242,9.806,AJ242,AN242,BB242)))","v":""},"",{"$f":"IF(AD242=\"\",\"\",IF(AE242=1,LOOKUP(AI242,'Vmáx(material) - Tab.4.3'!$L$2:$L$11,'Vmáx(material) - Tab.4.3'!$M$2:$M$11),LOOKUP(AI242,'Vmáx(material) - Tab.4.3'!$L$15,'Vmáx(material) - Tab.4.3'!$M$15)))","v":""},{"$f":"IF(AD242=\"\",\"\",VLOOKUP($AH242,'Vmáx(material) - Tab.4.3'!$R$35:$X$41,2))","v":""},{"$f":"IF(AD242=\"\",\"\",VLOOKUP($AH242,'Vmáx(material) - Tab.4.3'!$R$35:$X$41,3))","v":""},{"$f":"IF(AD242=\"\",\"\",VLOOKUP($AH242,'Vmáx(material) - Tab.4.3'!$R$35:$X$41,4))","v":""},{"$f":"IF(AD242=\"\",\"\",VLOOKUP($AH242,'Vmáx(material) - Tab.4.3'!$R$35:$X$41,5))","v":""},{"$f":"IF(AD242=\"\",\"\",VLOOKUP($AH242,'Vmáx(material) - Tab.4.3'!$R$35:$X$41,6))","v":""},{"$f":"IF(AD242=\"\",\"\",IF(AD242=\"\",\"\",VLOOKUP($AH242,'Vmáx(material) - Tab.4.3'!$R$35:$X$41,7)))","v":""},{"$f":"IF(AD242=\"\",\"\",IF(AE242=1,FCi(J242,AK242),FTr(J242,AJ242,AK242)))","v":""},"",{"$f":"IF(AD242=\"\",\"\",Hw(BH242,BI242,BJ242,BK242,BL242,BM242,Z,BN242,AO242,AK242))","v":""},"","","","",{"$f":"IF(AD242=\"\",\"\",ho(BT242,AK242,AX242))","v":""},{"$f":"IF(AD242=\"\",\"\",IF(AE242=1,PeriCi(AK242,BB242),PeriTr(AJ242,AN242,BB242)))","v":""},{"$f":"IF(AD242=\"\",\"\",IF(AE242=1,AreaCi(AK242,BB242),AreaTr(AJ242,AN242,BB242)))","v":""},{"$f":"IF(AD242=\"\",\"\",RhCi(BW242,BV242))","v":""},"",{"$f":"IF(AD242=\"\",\"\",hf(AL242,J242,AM242,BW242,BX242))","v":""},{"$f":"IF(AD242=\"\",\"\",LOOKUP(AP242,Tab.4.5!$J$6:$J$27,Tab.4.5!$L$6:$L$27))","v":""},{"$f":"IF(AD242=\"\",\"\",He(CA242,BY242))","v":""},{"$f":"IF(AD242=\"\",\"\",Hs(BY242))","v":""},{"$f":"IF(AD242=\"\",\"\",Hm(BU242,BZ242,CB242,CC242,AL242,AO242))","v":""},"","","","","","",null,null,null,null,null,null,null,null,null,null,null,null,null,null,null,0,0,0,0,0,{"$f":"IF(CK242=\"\",\"\",IF(CL242=1,YcCi(CR242,J242),YcTr(J242,CQ242,CU242)))","v":""},{"$f":"IF(CK242=\"\",\"\",IF(CL242=1,Teta1(DE242,CR242),\"-\"))","v":""},"","",{"$f":"IF(CK242=\"\",\"\",IF(CL242=1,Ynci(CR242,J242,CT242,CV242),YnTr(1,CT242,CQ242,CU242,CV242,J242)))","v":""},{"$f":"IF(CK242=\"\",\"\",IF(CL242=1,Teta1(DI242,CR242),\"-\"))","v":""},{"$f":"IF(CK242=\"\",\"\",IF(CL242=1,AreaCi(CR242,J242),AreaTr(CQ242,CU242,DI242)))","v":""},{"$f":"IF(CK242=\"\",\"\",IF(CL242=1,FrCi(DM242,9.806,DJ242,CR242),FrTr(DM242,9.806,CQ242,CU242,DI242)))","v":""},"",{"$f":"IF(CK242=\"\",\"\",IF(CL242=1,LOOKUP(CP242,'Vmáx(material) - Tab.4.3'!$L$2:$L$11,'Vmáx(material) - Tab.4.3'!$M$2:$M$11),LOOKUP(CP242,'Vmáx(material) - Tab.4.3'!$L$15,'Vmáx(material) - Tab.4.3'!$M$15)))","v":""},{"$f":"IF(CK242=\"\",\"\",VLOOKUP($CO242,'Vmáx(material) - Tab.4.3'!$R$35:$X$41,2))","v":""},{"$f":"IF(CK242=\"\",\"\",VLOOKUP($CO242,'Vmáx(material) - Tab.4.3'!$R$35:$X$41,3))","v":""},{"$f":"IF(CK242=\"\",\"\",VLOOKUP($CO242,'Vmáx(material) - Tab.4.3'!$R$35:$X$41,4))","v":""},{"$f":"IF(CK242=\"\",\"\",VLOOKUP($CO242,'Vmáx(material) - Tab.4.3'!$R$35:$X$41,5))","v":""},{"$f":"IF(CK242=\"\",\"\",VLOOKUP($CO242,'Vmáx(material) - Tab.4.3'!$R$35:$X$41,6))","v":""},{"$f":"IF(CK242=\"\",\"\",IF(CK242=\"\",\"\",VLOOKUP(CO242,'Vmáx(material) - Tab.4.3'!$R$35:$X$41,7)))","v":""},{"$f":"IF(CK242=\"\",\"\",IF(CL242=1,FCi(J242,CR242),FTr(J242,CQ242,CR242)))","v":""},"",{"$f":"IF(CK242=\"\",\"\",Hw(DO242,DP242,DQ242,DR242,DS242,DT242,Z,DU242,CV242,CR242))","v":""},"","","","","",{"$f":"IF(CK242=\"\",\"\",IF(CL242=1,PeriCi(CR242,DI242),PeriTr(CQ242,CU242,DI242)))","v":""},{"$f":"IF(CK242=\"\",\"\",IF(CL242=1,AreaCi(CR242,DI242),AreaTr(CQ242,CU242,DI242)))","v":""},{"$f":"IF(CK242=\"\",\"\",RhCi(DK242,EC242))","v":""},"",{"$f":"IF(CK242=\"\",\"\",hf(CS242,J242,CT242,DK242,EE242))","v":""},{"$f":"IF(CK242=\"\",\"\",LOOKUP(CW242,Tab.4.5!$J$6:$J$27,Tab.4.5!$L$6:$L$27))","v":""},{"$f":"IF(CK242=\"\",\"\",He(EH242,DM242))","v":""},{"$f":"IF(CK242=\"\",\"\",Hs(DM242))","v":""},{"$f":"IF(CK242=\"\",\"\",Hm(EB242,EG242,EI242,EJ242,CS242,CV242))","v":""},"","","","","","","K45+-45000 () ",{"$f":"IF(B242=\"Existe.\",IF(AE242=1,CONCATENATE(#REF!,AK242,\" m.\"),CONCATENATE(#REF!,AJ242,\" m x \",AK242,\" m.\")),IF(CL242=1,CONCATENATE(#REF!,CR242,\" m.\"),CONCATENATE(#REF!,CQ242,\" m x \",CR242,\" m.\")))","v":{"$error":"#REF!"}},"Concreto, L =  m, S = 0 %.","Cota clave eje= 0 msnm.",null,null,null,"","","","","",{"$f":"IF(EV242=\"\",\"\",VLOOKUP(EY242,'Estructura escalonada'!$D$3:$H$953,2))","v":""},"","","","","",""]
[null,null,null,null,null,null,null,null,null,null,null,0,null,0,null,null,null,null,null,null,{"$f":"IF(K243=\"No\",\"\",IF(O243=\"\",YcCi(P243,N243),YcTr(N243,O243,S243)))","v":{"$error":"#VALUE!"}},{"$f":"IF(K243=\"No\",\"\",IF(O243=\"\",Teta1(U243,P243),\"-\"))","v":{"$error":"#VALUE!"}},{"$error":"#VALUE!"},{"$error":"#VALUE!"},{"$f":"IF(K243=\"No\",\"\",IF(O243=\"\",Ynci(P243,N243,R243,T243),YnTr(1,R243,O243,S243,T243,N243)))","v":{"$error":"#VALUE!"}},{"$f":"IF(K243=\"No\",\"\",IF(O243=\"\",Teta1(Y243,P243),\"-\"))","v":{"$error":"#VALUE!"}},{"$f":"IF(K243=\"No\",\"\",IF(O243=\"\",AreaCi(P243,Y243),AreaTr(O243,S243,Y243)))","v":{"$error":"#VALUE!"}},{"$f":"IF(K243=\"No\",\"\",IF(O243=\"\",FrCi(AC243,9.806,Z243,P243),FrTr(AC243,9.806,O243,S243,Y243)))","v":{"$error":"#VALUE!"}},{"$error":"#VALUE!"},null,null,null,null,null,null,null,null,null,null,null,null,null,null,null,0,0,"","","",{"$f":"IF(AD243=\"\",\"\",IF(AE243=1,YcCi(AK243,J243),YcTr(J243,AJ243,AN243)))","v":""},{"$f":"IF(AD243=\"\",\"\",IF(AE243=1,Teta1(AX243,AK243),\"-\"))","v":""},{"$f":"IF(AD243=\"\",\"\",IF(AE243=1,AreaCi(AK243,AX243),AreaTr(AJ243,AN243,AX243)))","v":""},"",{"$f":"IF(AD243=\"\",\"\",IF(AE243=1,Ynci(AK243,J243,AM243,AO243),YnTr(1,AM243,AJ243,AN243,AO243,J243)))","v":""},{"$f":"IF(AD243=\"\",\"\",IF(AE243=1,Teta1(BB243,AK243),\"-\"))","v":""},{"$f":"IF(AD243=\"\",\"\",IF(AE243=1,AreaCi(AK243,BB243),AreaTr(AJ243,AN243,BB243)))","v":""},{"$f":"IF(AD243=\"\",\"\",IF(AE243=1,FrCi(BF243,9.806,BC243,AK243),FrTr(BF243,9.806,AJ243,AN243,BB243)))","v":""},"",{"$f":"IF(AD243=\"\",\"\",IF(AE243=1,LOOKUP(AI243,'Vmáx(material) - Tab.4.3'!$L$2:$L$11,'Vmáx(material) - Tab.4.3'!$M$2:$M$11),LOOKUP(AI243,'Vmáx(material) - Tab.4.3'!$L$15,'Vmáx(material) - Tab.4.3'!$M$15)))","v":""},{"$f":"IF(AD243=\"\",\"\",VLOOKUP($AH243,'Vmáx(material) - Tab.4.3'!$R$35:$X$41,2))","v":""},{"$f":"IF(AD243=\"\",\"\",VLOOKUP($AH243,'Vmáx(material) - Tab.4.3'!$R$35:$X$41,3))","v":""},{"$f":"IF(AD243=\"\",\"\",VLOOKUP($AH243,'Vmáx(material) - Tab.4.3'!$R$35:$X$41,4))","v":""},{"$f":"IF(AD243=\"\",\"\",VLOOKUP($AH243,'Vmáx(material) - Tab.4.3'!$R$35:$X$41,5))","v":""},{"$f":"IF(AD243=\"\",\"\",VLOOKUP($AH243,'Vmáx(material) - Tab.4.3'!$R$35:$X$41,6))","v":""},{"$f":"IF(AD243=\"\",\"\",IF(AD243=\"\",\"\",VLOOKUP($AH243,'Vmáx(material) - Tab.4.3'!$R$35:$X$41,7)))","v":""},{"$f":"IF(AD243=\"\",\"\",IF(AE243=1,FCi(J243,AK243),FTr(J243,AJ243,AK243)))","v":""},"",{"$f":"IF(AD243=\"\",\"\",Hw(BH243,BI243,BJ243,BK243,BL243,BM243,Z,BN243,AO243,AK243))","v":""},"","","","",{"$f":"IF(AD243=\"\",\"\",ho(BT243,AK243,AX243))","v":""},{"$f":"IF(AD243=\"\",\"\",IF(AE243=1,PeriCi(AK243,BB243),PeriTr(AJ243,AN243,BB243)))","v":""},{"$f":"IF(AD243=\"\",\"\",IF(AE243=1,AreaCi(AK243,BB243),AreaTr(AJ243,AN243,BB243)))","v":""},{"$f":"IF(AD243=\"\",\"\",RhCi(BW243,BV243))","v":""},"",{"$f":"IF(AD243=\"\",\"\",hf(AL243,J243,AM243,BW243,BX243))","v":""},{"$f":"IF(AD243=\"\",\"\",LOOKUP(AP243,Tab.4.5!$J$6:$J$27,Tab.4.5!$L$6:$L$27))","v":""},{"$f":"IF(AD243=\"\",\"\",He(CA243,BY243))","v":""},{"$f":"IF(AD243=\"\",\"\",Hs(BY243))","v":""},{"$f":"IF(AD243=\"\",\"\",Hm(BU243,BZ243,CB243,CC243,AL243,AO243))","v":""},"","","","","","",null,null,null,null,null,null,null,null,null,null,null,null,null,null,null,0,0,0,0,0,{"$f":"IF(CK243=\"\",\"\",IF(CL243=1,YcCi(CR243,J243),YcTr(J243,CQ243,CU243)))","v":""},{"$f":"IF(CK243=\"\",\"\",IF(CL243=1,Teta1(DE243,CR243),\"-\"))","v":""},"","",{"$f":"IF(CK243=\"\",\"\",IF(CL243=1,Ynci(CR243,J243,CT243,CV243),YnTr(1,CT243,CQ243,CU243,CV243,J243)))","v":""},{"$f":"IF(CK243=\"\",\"\",IF(CL243=1,Teta1(DI243,CR243),\"-\"))","v":""},{"$f":"IF(CK243=\"\",\"\",IF(CL243=1,AreaCi(CR243,J243),AreaTr(CQ243,CU243,DI243)))","v":""},{"$f":"IF(CK243=\"\",\"\",IF(CL243=1,FrCi(DM243,9.806,DJ243,CR243),FrTr(DM243,9.806,CQ243,CU243,DI243)))","v":""},"",{"$f":"IF(CK243=\"\",\"\",IF(CL243=1,LOOKUP(CP243,'Vmáx(material) - Tab.4.3'!$L$2:$L$11,'Vmáx(material) - Tab.4.3'!$M$2:$M$11),LOOKUP(CP243,'Vmáx(material) - Tab.4.3'!$L$15,'Vmáx(material) - Tab.4.3'!$M$15)))","v":""},{"$f":"IF(CK243=\"\",\"\",VLOOKUP($CO243,'Vmáx(material) - Tab.4.3'!$R$35:$X$41,2))","v":""},{"$f":"IF(CK243=\"\",\"\",VLOOKUP($CO243,'Vmáx(material) - Tab.4.3'!$R$35:$X$41,3))","v":""},{"$f":"IF(CK243=\"\",\"\",VLOOKUP($CO243,'Vmáx(material) - Tab.4.3'!$R$35:$X$41,4))","v":""},{"$f":"IF(CK243=\"\",\"\",VLOOKUP($CO243,'Vmáx(material) - Tab.4.3'!$R$35:$X$41,5))","v":""},{"$f":"IF(CK243=\"\",\"\",VLOOKUP($CO243,'Vmáx(material) - Tab.4.3'!$R$35:$X$41,6))","v":""},{"$f":"IF(CK243=\"\",\"\",IF(CK243=\"\",\"\",VLOOKUP(CO243,'Vmáx(material) - Tab.4.3'!$R$35:$X$41,7)))","v":""},{"$f":"IF(CK243=\"\",\"\",IF(CL243=1,FCi(J243,CR243),FTr(J243,CQ243,CR243)))","v":""},"",{"$f":"IF(CK243=\"\",\"\",Hw(DO243,DP243,DQ243,DR243,DS243,DT243,Z,DU243,CV243,CR243))","v":""},"","","","","",{"$f":"IF(CK243=\"\",\"\",IF(CL243=1,PeriCi(CR243,DI243),PeriTr(CQ243,CU243,DI243)))","v":""},{"$f":"IF(CK243=\"\",\"\",IF(CL243=1,AreaCi(CR243,DI243),AreaTr(CQ243,CU243,DI243)))","v":""},{"$f":"IF(CK243=\"\",\"\",RhCi(DK243,EC243))","v":""},"",{"$f":"IF(CK243=\"\",\"\",hf(CS243,J243,CT243,DK243,EE243))","v":""},{"$f":"IF(CK243=\"\",\"\",LOOKUP(CW243,Tab.4.5!$J$6:$J$27,Tab.4.5!$L$6:$L$27))","v":""},{"$f":"IF(CK243=\"\",\"\",He(EH243,DM243))","v":""},{"$f":"IF(CK243=\"\",\"\",Hs(DM243))","v":""},{"$f":"IF(CK243=\"\",\"\",Hm(EB243,EG243,EI243,EJ243,CS243,CV243))","v":""},"","","","","","","K45+-45000 () ",{"$f":"IF(B243=\"Existe.\",IF(AE243=1,CONCATENATE(#REF!,AK243,\" m.\"),CONCATENATE(#REF!,AJ243,\" m x \",AK243,\" m.\")),IF(CL243=1,CONCATENATE(#REF!,CR243,\" m.\"),CONCATENATE(#REF!,CQ243,\" m x \",CR243,\" m.\")))","v":{"$error":"#REF!"}},"Concreto, L =  m, S = 0 %.","Cota clave eje= 0 msnm.",null,null,null,"","","","","",{"$f":"IF(EV243=\"\",\"\",VLOOKUP(EY243,'Estructura escalonada'!$D$3:$H$953,2))","v":""},"","","","","",""]
[null,null,null,null,null,null,null,null,null,null,null,0,null,0,null,null,null,null,null,null,{"$f":"IF(K244=\"No\",\"\",IF(O244=\"\",YcCi(P244,N244),YcTr(N244,O244,S244)))","v":{"$error":"#VALUE!"}},{"$f":"IF(K244=\"No\",\"\",IF(O244=\"\",Teta1(U244,P244),\"-\"))","v":{"$error":"#VALUE!"}},{"$error":"#VALUE!"},{"$error":"#VALUE!"},{"$f":"IF(K244=\"No\",\"\",IF(O244=\"\",Ynci(P244,N244,R244,T244),YnTr(1,R244,O244,S244,T244,N244)))","v":{"$error":"#VALUE!"}},{"$f":"IF(K244=\"No\",\"\",IF(O244=\"\",Teta1(Y244,P244),\"-\"))","v":{"$error":"#VALUE!"}},{"$f":"IF(K244=\"No\",\"\",IF(O244=\"\",AreaCi(P244,Y244),AreaTr(O244,S244,Y244)))","v":{"$error":"#VALUE!"}},{"$f":"IF(K244=\"No\",\"\",IF(O244=\"\",FrCi(AC244,9.806,Z244,P244),FrTr(AC244,9.806,O244,S244,Y244)))","v":{"$error":"#VALUE!"}},{"$error":"#VALUE!"},null,null,null,null,null,null,null,null,null,null,null,null,null,null,null,0,0,"","","",{"$f":"IF(AD244=\"\",\"\",IF(AE244=1,YcCi(AK244,J244),YcTr(J244,AJ244,AN244)))","v":""},{"$f":"IF(AD244=\"\",\"\",IF(AE244=1,Teta1(AX244,AK244),\"-\"))","v":""},{"$f":"IF(AD244=\"\",\"\",IF(AE244=1,AreaCi(AK244,AX244),AreaTr(AJ244,AN244,AX244)))","v":""},"",{"$f":"IF(AD244=\"\",\"\",IF(AE244=1,Ynci(AK244,J244,AM244,AO244),YnTr(1,AM244,AJ244,AN244,AO244,J244)))","v":""},{"$f":"IF(AD244=\"\",\"\",IF(AE244=1,Teta1(BB244,AK244),\"-\"))","v":""},{"$f":"IF(AD244=\"\",\"\",IF(AE244=1,AreaCi(AK244,BB244),AreaTr(AJ244,AN244,BB244)))","v":""},{"$f":"IF(AD244=\"\",\"\",IF(AE244=1,FrCi(BF244,9.806,BC244,AK244),FrTr(BF244,9.806,AJ244,AN244,BB244)))","v":""},"",{"$f":"IF(AD244=\"\",\"\",IF(AE244=1,LOOKUP(AI244,'Vmáx(material) - Tab.4.3'!$L$2:$L$11,'Vmáx(material) - Tab.4.3'!$M$2:$M$11),LOOKUP(AI244,'Vmáx(material) - Tab.4.3'!$L$15,'Vmáx(material) - Tab.4.3'!$M$15)))","v":""},{"$f":"IF(AD244=\"\",\"\",VLOOKUP($AH244,'Vmáx(material) - Tab.4.3'!$R$35:$X$41,2))","v":""},{"$f":"IF(AD244=\"\",\"\",VLOOKUP($AH244,'Vmáx(material) - Tab.4.3'!$R$35:$X$41,3))","v":""},{"$f":"IF(AD244=\"\",\"\",VLOOKUP($AH244,'Vmáx(material) - Tab.4.3'!$R$35:$X$41,4))","v":""},{"$f":"IF(AD244=\"\",\"\",VLOOKUP($AH244,'Vmáx(material) - Tab.4.3'!$R$35:$X$41,5))","v":""},{"$f":"IF(AD244=\"\",\"\",VLOOKUP($AH244,'Vmáx(material) - Tab.4.3'!$R$35:$X$41,6))","v":""},{"$f":"IF(AD244=\"\",\"\",IF(AD244=\"\",\"\",VLOOKUP($AH244,'Vmáx(material) - Tab.4.3'!$R$35:$X$41,7)))","v":""},{"$f":"IF(AD244=\"\",\"\",IF(AE244=1,FCi(J244,AK244),FTr(J244,AJ244,AK244)))","v":""},"",{"$f":"IF(AD244=\"\",\"\",Hw(BH244,BI244,BJ244,BK244,BL244,BM244,Z,BN244,AO244,AK244))","v":""},"","","","",{"$f":"IF(AD244=\"\",\"\",ho(BT244,AK244,AX244))","v":""},{"$f":"IF(AD244=\"\",\"\",IF(AE244=1,PeriCi(AK244,BB244),PeriTr(AJ244,AN244,BB244)))","v":""},{"$f":"IF(AD244=\"\",\"\",IF(AE244=1,AreaCi(AK244,BB244),AreaTr(AJ244,AN244,BB244)))","v":""},{"$f":"IF(AD244=\"\",\"\",RhCi(BW244,BV244))","v":""},"",{"$f":"IF(AD244=\"\",\"\",hf(AL244,J244,AM244,BW244,BX244))","v":""},{"$f":"IF(AD244=\"\",\"\",LOOKUP(AP244,Tab.4.5!$J$6:$J$27,Tab.4.5!$L$6:$L$27))","v":""},{"$f":"IF(AD244=\"\",\"\",He(CA244,BY244))","v":""},{"$f":"IF(AD244=\"\",\"\",Hs(BY244))","v":""},{"$f":"IF(AD244=\"\",\"\",Hm(BU244,BZ244,CB244,CC244,AL244,AO244))","v":""},"","","","","","",null,null,null,null,null,null,null,null,null,null,null,null,null,null,null,0,0,0,0,0,{"$f":"IF(CK244=\"\",\"\",IF(CL244=1,YcCi(CR244,J244),YcTr(J244,CQ244,CU244)))","v":""},{"$f":"IF(CK244=\"\",\"\",IF(CL244=1,Teta1(DE244,CR244),\"-\"))","v":""},"","",{"$f":"IF(CK244=\"\",\"\",IF(CL244=1,Ynci(CR244,J244,CT244,CV244),YnTr(1,CT244,CQ244,CU244,CV244,J244)))","v":""},{"$f":"IF(CK244=\"\",\"\",IF(CL244=1,Teta1(DI244,CR244),\"-\"))","v":""},{"$f":"IF(CK244=\"\",\"\",IF(CL244=1,AreaCi(CR244,J244),AreaTr(CQ244,CU244,DI244)))","v":""},{"$f":"IF(CK244=\"\",\"\",IF(CL244=1,FrCi(DM244,9.806,DJ244,CR244),FrTr(DM244,9.806,CQ244,CU244,DI244)))","v":""},"",{"$f":"IF(CK244=\"\",\"\",IF(CL244=1,LOOKUP(CP244,'Vmáx(material) - Tab.4.3'!$L$2:$L$11,'Vmáx(material) - Tab.4.3'!$M$2:$M$11),LOOKUP(CP244,'Vmáx(material) - Tab.4.3'!$L$15,'Vmáx(material) - Tab.4.3'!$M$15)))","v":""},{"$f":"IF(CK244=\"\",\"\",VLOOKUP($CO244,'Vmáx(material) - Tab.4.3'!$R$35:$X$41,2))","v":""},{"$f":"IF(CK244=\"\",\"\",VLOOKUP($CO244,'Vmáx(material) - Tab.4.3'!$R$35:$X$41,3))","v":""},{"$f":"IF(CK244=\"\",\"\",VLOOKUP($CO244,'Vmáx(material) - Tab.4.3'!$R$35:$X$41,4))","v":""},{"$f":"IF(CK244=\"\",\"\",VLOOKUP($CO244,'Vmáx(material) - Tab.4.3'!$R$35:$X$41,5))","v":""},{"$f":"IF(CK244=\"\",\"\",VLOOKUP($CO244,'Vmáx(material) - Tab.4.3'!$R$35:$X$41,6))","v":""},{"$f":"IF(CK244=\"\",\"\",IF(CK244=\"\",\"\",VLOOKUP(CO244,'Vmáx(material) - Tab.4.3'!$R$35:$X$41,7)))","v":""},{"$f":"IF(CK244=\"\",\"\",IF(CL244=1,FCi(J244,CR244),FTr(J244,CQ244,CR244)))","v":""},"",{"$f":"IF(CK244=\"\",\"\",Hw(DO244,DP244,DQ244,DR244,DS244,DT244,Z,DU244,CV244,CR244))","v":""},"","","","","",{"$f":"IF(CK244=\"\",\"\",IF(CL244=1,PeriCi(CR244,DI244),PeriTr(CQ244,CU244,DI244)))","v":""},{"$f":"IF(CK244=\"\",\"\",IF(CL244=1,AreaCi(CR244,DI244),AreaTr(CQ244,CU244,DI244)))","v":""},{"$f":"IF(CK244=\"\",\"\",RhCi(DK244,EC244))","v":""},"",{"$f":"IF(CK244=\"\",\"\",hf(CS244,J244,CT244,DK244,EE244))","v":""},{"$f":"IF(CK244=\"\",\"\",LOOKUP(CW244,Tab.4.5!$J$6:$J$27,Tab.4.5!$L$6:$L$27))","v":""},{"$f":"IF(CK244=\"\",\"\",He(EH244,DM244))","v":""},{"$f":"IF(CK244=\"\",\"\",Hs(DM244))","v":""},{"$f":"IF(CK244=\"\",\"\",Hm(EB244,EG244,EI244,EJ244,CS244,CV244))","v":""},"","","","","","","K45+-45000 () ",{"$f":"IF(B244=\"Existe.\",IF(AE244=1,CONCATENATE(#REF!,AK244,\" m.\"),CONCATENATE(#REF!,AJ244,\" m x \",AK244,\" m.\")),IF(CL244=1,CONCATENATE(#REF!,CR244,\" m.\"),CONCATENATE(#REF!,CQ244,\" m x \",CR244,\" m.\")))","v":{"$error":"#REF!"}},"Concreto, L =  m, S = 0 %.","Cota clave eje= 0 msnm.",null,null,null,"","","","","",{"$f":"IF(EV244=\"\",\"\",VLOOKUP(EY244,'Estructura escalonada'!$D$3:$H$953,2))","v":""},"","","","","",""]
[null,null,null,null,null,null,null,null,null,null,null,0,null,0,null,null,null,null,null,null,{"$f":"IF(K245=\"No\",\"\",IF(O245=\"\",YcCi(P245,N245),YcTr(N245,O245,S245)))","v":{"$error":"#VALUE!"}},{"$f":"IF(K245=\"No\",\"\",IF(O245=\"\",Teta1(U245,P245),\"-\"))","v":{"$error":"#VALUE!"}},{"$error":"#VALUE!"},{"$error":"#VALUE!"},{"$f":"IF(K245=\"No\",\"\",IF(O245=\"\",Ynci(P245,N245,R245,T245),YnTr(1,R245,O245,S245,T245,N245)))","v":{"$error":"#VALUE!"}},{"$f":"IF(K245=\"No\",\"\",IF(O245=\"\",Teta1(Y245,P245),\"-\"))","v":{"$error":"#VALUE!"}},{"$f":"IF(K245=\"No\",\"\",IF(O245=\"\",AreaCi(P245,Y245),AreaTr(O245,S245,Y245)))","v":{"$error":"#VALUE!"}},{"$f":"IF(K245=\"No\",\"\",IF(O245=\"\",FrCi(AC245,9.806,Z245,P245),FrTr(AC245,9.806,O245,S245,Y245)))","v":{"$error":"#VALUE!"}},{"$error":"#VALUE!"},null,null,null,null,null,null,null,null,null,null,null,null,null,null,null,0,0,"","","",{"$f":"IF(AD245=\"\",\"\",IF(AE245=1,YcCi(AK245,J245),YcTr(J245,AJ245,AN245)))","v":""},{"$f":"IF(AD245=\"\",\"\",IF(AE245=1,Teta1(AX245,AK245),\"-\"))","v":""},{"$f":"IF(AD245=\"\",\"\",IF(AE245=1,AreaCi(AK245,AX245),AreaTr(AJ245,AN245,AX245)))","v":""},"",{"$f":"IF(AD245=\"\",\"\",IF(AE245=1,Ynci(AK245,J245,AM245,AO245),YnTr(1,AM245,AJ245,AN245,AO245,J245)))","v":""},{"$f":"IF(AD245=\"\",\"\",IF(AE245=1,Teta1(BB245,AK245),\"-\"))","v":""},{"$f":"IF(AD245=\"\",\"\",IF(AE245=1,AreaCi(AK245,BB245),AreaTr(AJ245,AN245,BB245)))","v":""},{"$f":"IF(AD245=\"\",\"\",IF(AE245=1,FrCi(BF245,9.806,BC245,AK245),FrTr(BF245,9.806,AJ245,AN245,BB245)))","v":""},"",{"$f":"IF(AD245=\"\",\"\",IF(AE245=1,LOOKUP(AI245,'Vmáx(material) - Tab.4.3'!$L$2:$L$11,'Vmáx(material) - Tab.4.3'!$M$2:$M$11),LOOKUP(AI245,'Vmáx(material) - Tab.4.3'!$L$15,'Vmáx(material) - Tab.4.3'!$M$15)))","v":""},{"$f":"IF(AD245=\"\",\"\",VLOOKUP($AH245,'Vmáx(material) - Tab.4.3'!$R$35:$X$41,2))","v":""},{"$f":"IF(AD245=\"\",\"\",VLOOKUP($AH245,'Vmáx(material) - Tab.4.3'!$R$35:$X$41,3))","v":""},{"$f":"IF(AD245=\"\",\"\",VLOOKUP($AH245,'Vmáx(material) - Tab.4.3'!$R$35:$X$41,4))","v":""},{"$f":"IF(AD245=\"\",\"\",VLOOKUP($AH245,'Vmáx(material) - Tab.4.3'!$R$35:$X$41,5))","v":""},{"$f":"IF(AD245=\"\",\"\",VLOOKUP($AH245,'Vmáx(material) - Tab.4.3'!$R$35:$X$41,6))","v":""},{"$f":"IF(AD245=\"\",\"\",IF(AD245=\"\",\"\",VLOOKUP($AH245,'Vmáx(material) - Tab.4.3'!$R$35:$X$41,7)))","v":""},{"$f":"IF(AD245=\"\",\"\",IF(AE245=1,FCi(J245,AK245),FTr(J245,AJ245,AK245)))","v":""},"",{"$f":"IF(AD245=\"\",\"\",Hw(BH245,BI245,BJ245,BK245,BL245,BM245,Z,BN245,AO245,AK245))","v":""},"","","","",{"$f":"IF(AD245=\"\",\"\",ho(BT245,AK245,AX245))","v":""},{"$f":"IF(AD245=\"\",\"\",IF(AE245=1,PeriCi(AK245,BB245),PeriTr(AJ245,AN245,BB245)))","v":""},{"$f":"IF(AD245=\"\",\"\",IF(AE245=1,AreaCi(AK245,BB245),AreaTr(AJ245,AN245,BB245)))","v":""},{"$f":"IF(AD245=\"\",\"\",RhCi(BW245,BV245))","v":""},"",{"$f":"IF(AD245=\"\",\"\",hf(AL245,J245,AM245,BW245,BX245))","v":""},{"$f":"IF(AD245=\"\",\"\",LOOKUP(AP245,Tab.4.5!$J$6:$J$27,Tab.4.5!$L$6:$L$27))","v":""},{"$f":"IF(AD245=\"\",\"\",He(CA245,BY245))","v":""},{"$f":"IF(AD245=\"\",\"\",Hs(BY245))","v":""},{"$f":"IF(AD245=\"\",\"\",Hm(BU245,BZ245,CB245,CC245,AL245,AO245))","v":""},"","","","","","",null,null,null,null,null,null,null,null,null,null,null,null,null,null,null,0,0,0,0,0,{"$f":"IF(CK245=\"\",\"\",IF(CL245=1,YcCi(CR245,J245),YcTr(J245,CQ245,CU245)))","v":""},{"$f":"IF(CK245=\"\",\"\",IF(CL245=1,Teta1(DE245,CR245),\"-\"))","v":""},"","",{"$f":"IF(CK245=\"\",\"\",IF(CL245=1,Ynci(CR245,J245,CT245,CV245),YnTr(1,CT245,CQ245,CU245,CV245,J245)))","v":""},{"$f":"IF(CK245=\"\",\"\",IF(CL245=1,Teta1(DI245,CR245),\"-\"))","v":""},{"$f":"IF(CK245=\"\",\"\",IF(CL245=1,AreaCi(CR245,J245),AreaTr(CQ245,CU245,DI245)))","v":""},{"$f":"IF(CK245=\"\",\"\",IF(CL245=1,FrCi(DM245,9.806,DJ245,CR245),FrTr(DM245,9.806,CQ245,CU245,DI245)))","v":""},"",{"$f":"IF(CK245=\"\",\"\",IF(CL245=1,LOOKUP(CP245,'Vmáx(material) - Tab.4.3'!$L$2:$L$11,'Vmáx(material) - Tab.4.3'!$M$2:$M$11),LOOKUP(CP245,'Vmáx(material) - Tab.4.3'!$L$15,'Vmáx(material) - Tab.4.3'!$M$15)))","v":""},{"$f":"IF(CK245=\"\",\"\",VLOOKUP($CO245,'Vmáx(material) - Tab.4.3'!$R$35:$X$41,2))","v":""},{"$f":"IF(CK245=\"\",\"\",VLOOKUP($CO245,'Vmáx(material) - Tab.4.3'!$R$35:$X$41,3))","v":""},{"$f":"IF(CK245=\"\",\"\",VLOOKUP($CO245,'Vmáx(material) - Tab.4.3'!$R$35:$X$41,4))","v":""},{"$f":"IF(CK245=\"\",\"\",VLOOKUP($CO245,'Vmáx(material) - Tab.4.3'!$R$35:$X$41,5))","v":""},{"$f":"IF(CK245=\"\",\"\",VLOOKUP($CO245,'Vmáx(material) - Tab.4.3'!$R$35:$X$41,6))","v":""},{"$f":"IF(CK245=\"\",\"\",IF(CK245=\"\",\"\",VLOOKUP(CO245,'Vmáx(material) - Tab.4.3'!$R$35:$X$41,7)))","v":""},{"$f":"IF(CK245=\"\",\"\",IF(CL245=1,FCi(J245,CR245),FTr(J245,CQ245,CR245)))","v":""},"",{"$f":"IF(CK245=\"\",\"\",Hw(DO245,DP245,DQ245,DR245,DS245,DT245,Z,DU245,CV245,CR245))","v":""},"","","","","",{"$f":"IF(CK245=\"\",\"\",IF(CL245=1,PeriCi(CR245,DI245),PeriTr(CQ245,CU245,DI245)))","v":""},{"$f":"IF(CK245=\"\",\"\",IF(CL245=1,AreaCi(CR245,DI245),AreaTr(CQ245,CU245,DI245)))","v":""},{"$f":"IF(CK245=\"\",\"\",RhCi(DK245,EC245))","v":""},"",{"$f":"IF(CK245=\"\",\"\",hf(CS245,J245,CT245,DK245,EE245))","v":""},{"$f":"IF(CK245=\"\",\"\",LOOKUP(CW245,Tab.4.5!$J$6:$J$27,Tab.4.5!$L$6:$L$27))","v":""},{"$f":"IF(CK245=\"\",\"\",He(EH245,DM245))","v":""},{"$f":"IF(CK245=\"\",\"\",Hs(DM245))","v":""},{"$f":"IF(CK245=\"\",\"\",Hm(EB245,EG245,EI245,EJ245,CS245,CV245))","v":""},"","","","","","","K45+-45000 () ",{"$f":"IF(B245=\"Existe.\",IF(AE245=1,CONCATENATE(#REF!,AK245,\" m.\"),CONCATENATE(#REF!,AJ245,\" m x \",AK245,\" m.\")),IF(CL245=1,CONCATENATE(#REF!,CR245,\" m.\"),CONCATENATE(#REF!,CQ245,\" m x \",CR245,\" m.\")))","v":{"$error":"#REF!"}},"Concreto, L =  m, S = 0 %.","Cota clave eje= 0 msnm.",null,null,null,"","","","","",{"$f":"IF(EV245=\"\",\"\",VLOOKUP(EY245,'Estructura escalonada'!$D$3:$H$953,2))","v":""},"","","","","",""]
[null,null,null,null,null,null,null,null,null,null,null,0,null,0,null,null,null,null,null,null,{"$f":"IF(K246=\"No\",\"\",IF(O246=\"\",YcCi(P246,N246),YcTr(N246,O246,S246)))","v":{"$error":"#VALUE!"}},{"$f":"IF(K246=\"No\",\"\",IF(O246=\"\",Teta1(U246,P246),\"-\"))","v":{"$error":"#VALUE!"}},{"$error":"#VALUE!"},{"$error":"#VALUE!"},{"$f":"IF(K246=\"No\",\"\",IF(O246=\"\",Ynci(P246,N246,R246,T246),YnTr(1,R246,O246,S246,T246,N246)))","v":{"$error":"#VALUE!"}},{"$f":"IF(K246=\"No\",\"\",IF(O246=\"\",Teta1(Y246,P246),\"-\"))","v":{"$error":"#VALUE!"}},{"$f":"IF(K246=\"No\",\"\",IF(O246=\"\",AreaCi(P246,Y246),AreaTr(O246,S246,Y246)))","v":{"$error":"#VALUE!"}},{"$f":"IF(K246=\"No\",\"\",IF(O246=\"\",FrCi(AC246,9.806,Z246,P246),FrTr(AC246,9.806,O246,S246,Y246)))","v":{"$error":"#VALUE!"}},{"$error":"#VALUE!"},null,null,null,null,null,null,null,null,null,null,null,null,null,null,null,0,0,"","","",{"$f":"IF(AD246=\"\",\"\",IF(AE246=1,YcCi(AK246,J246),YcTr(J246,AJ246,AN246)))","v":""},{"$f":"IF(AD246=\"\",\"\",IF(AE246=1,Teta1(AX246,AK246),\"-\"))","v":""},{"$f":"IF(AD246=\"\",\"\",IF(AE246=1,AreaCi(AK246,AX246),AreaTr(AJ246,AN246,AX246)))","v":""},"",{"$f":"IF(AD246=\"\",\"\",IF(AE246=1,Ynci(AK246,J246,AM246,AO246),YnTr(1,AM246,AJ246,AN246,AO246,J246)))","v":""},{"$f":"IF(AD246=\"\",\"\",IF(AE246=1,Teta1(BB246,AK246),\"-\"))","v":""},{"$f":"IF(AD246=\"\",\"\",IF(AE246=1,AreaCi(AK246,BB246),AreaTr(AJ246,AN246,BB246)))","v":""},{"$f":"IF(AD246=\"\",\"\",IF(AE246=1,FrCi(BF246,9.806,BC246,AK246),FrTr(BF246,9.806,AJ246,AN246,BB246)))","v":""},"",{"$f":"IF(AD246=\"\",\"\",IF(AE246=1,LOOKUP(AI246,'Vmáx(material) - Tab.4.3'!$L$2:$L$11,'Vmáx(material) - Tab.4.3'!$M$2:$M$11),LOOKUP(AI246,'Vmáx(material) - Tab.4.3'!$L$15,'Vmáx(material) - Tab.4.3'!$M$15)))","v":""},{"$f":"IF(AD246=\"\",\"\",VLOOKUP($AH246,'Vmáx(material) - Tab.4.3'!$R$35:$X$41,2))","v":""},{"$f":"IF(AD246=\"\",\"\",VLOOKUP($AH246,'Vmáx(material) - Tab.4.3'!$R$35:$X$41,3))","v":""},{"$f":"IF(AD246=\"\",\"\",VLOOKUP($AH246,'Vmáx(material) - Tab.4.3'!$R$35:$X$41,4))","v":""},{"$f":"IF(AD246=\"\",\"\",VLOOKUP($AH246,'Vmáx(material) - Tab.4.3'!$R$35:$X$41,5))","v":""},{"$f":"IF(AD246=\"\",\"\",VLOOKUP($AH246,'Vmáx(material) - Tab.4.3'!$R$35:$X$41,6))","v":""},{"$f":"IF(AD246=\"\",\"\",IF(AD246=\"\",\"\",VLOOKUP($AH246,'Vmáx(material) - Tab.4.3'!$R$35:$X$41,7)))","v":""},{"$f":"IF(AD246=\"\",\"\",IF(AE246=1,FCi(J246,AK246),FTr(J246,AJ246,AK246)))","v":""},"",{"$f":"IF(AD246=\"\",\"\",Hw(BH246,BI246,BJ246,BK246,BL246,BM246,Z,BN246,AO246,AK246))","v":""},"","","","",{"$f":"IF(AD246=\"\",\"\",ho(BT246,AK246,AX246))","v":""},{"$f":"IF(AD246=\"\",\"\",IF(AE246=1,PeriCi(AK246,BB246),PeriTr(AJ246,AN246,BB246)))","v":""},{"$f":"IF(AD246=\"\",\"\",IF(AE246=1,AreaCi(AK246,BB246),AreaTr(AJ246,AN246,BB246)))","v":""},{"$f":"IF(AD246=\"\",\"\",RhCi(BW246,BV246))","v":""},"",{"$f":"IF(AD246=\"\",\"\",hf(AL246,J246,AM246,BW246,BX246))","v":""},{"$f":"IF(AD246=\"\",\"\",LOOKUP(AP246,Tab.4.5!$J$6:$J$27,Tab.4.5!$L$6:$L$27))","v":""},{"$f":"IF(AD246=\"\",\"\",He(CA246,BY246))","v":""},{"$f":"IF(AD246=\"\",\"\",Hs(BY246))","v":""},{"$f":"IF(AD246=\"\",\"\",Hm(BU246,BZ246,CB246,CC246,AL246,AO246))","v":""},"","","","","","",null,null,null,null,null,null,null,null,null,null,null,null,null,null,null,0,0,0,0,0,{"$f":"IF(CK246=\"\",\"\",IF(CL246=1,YcCi(CR246,J246),YcTr(J246,CQ246,CU246)))","v":""},{"$f":"IF(CK246=\"\",\"\",IF(CL246=1,Teta1(DE246,CR246),\"-\"))","v":""},"","",{"$f":"IF(CK246=\"\",\"\",IF(CL246=1,Ynci(CR246,J246,CT246,CV246),YnTr(1,CT246,CQ246,CU246,CV246,J246)))","v":""},{"$f":"IF(CK246=\"\",\"\",IF(CL246=1,Teta1(DI246,CR246),\"-\"))","v":""},{"$f":"IF(CK246=\"\",\"\",IF(CL246=1,AreaCi(CR246,J246),AreaTr(CQ246,CU246,DI246)))","v":""},{"$f":"IF(CK246=\"\",\"\",IF(CL246=1,FrCi(DM246,9.806,DJ246,CR246),FrTr(DM246,9.806,CQ246,CU246,DI246)))","v":""},"",{"$f":"IF(CK246=\"\",\"\",IF(CL246=1,LOOKUP(CP246,'Vmáx(material) - Tab.4.3'!$L$2:$L$11,'Vmáx(material) - Tab.4.3'!$M$2:$M$11),LOOKUP(CP246,'Vmáx(material) - Tab.4.3'!$L$15,'Vmáx(material) - Tab.4.3'!$M$15)))","v":""},{"$f":"IF(CK246=\"\",\"\",VLOOKUP($CO246,'Vmáx(material) - Tab.4.3'!$R$35:$X$41,2))","v":""},{"$f":"IF(CK246=\"\",\"\",VLOOKUP($CO246,'Vmáx(material) - Tab.4.3'!$R$35:$X$41,3))","v":""},{"$f":"IF(CK246=\"\",\"\",VLOOKUP($CO246,'Vmáx(material) - Tab.4.3'!$R$35:$X$41,4))","v":""},{"$f":"IF(CK246=\"\",\"\",VLOOKUP($CO246,'Vmáx(material) - Tab.4.3'!$R$35:$X$41,5))","v":""},{"$f":"IF(CK246=\"\",\"\",VLOOKUP($CO246,'Vmáx(material) - Tab.4.3'!$R$35:$X$41,6))","v":""},{"$f":"IF(CK246=\"\",\"\",IF(CK246=\"\",\"\",VLOOKUP(CO246,'Vmáx(material) - Tab.4.3'!$R$35:$X$41,7)))","v":""},{"$f":"IF(CK246=\"\",\"\",IF(CL246=1,FCi(J246,CR246),FTr(J246,CQ246,CR246)))","v":""},"",{"$f":"IF(CK246=\"\",\"\",Hw(DO246,DP246,DQ246,DR246,DS246,DT246,Z,DU246,CV246,CR246))","v":""},"","","","","",{"$f":"IF(CK246=\"\",\"\",IF(CL246=1,PeriCi(CR246,DI246),PeriTr(CQ246,CU246,DI246)))","v":""},{"$f":"IF(CK246=\"\",\"\",IF(CL246=1,AreaCi(CR246,DI246),AreaTr(CQ246,CU246,DI246)))","v":""},{"$f":"IF(CK246=\"\",\"\",RhCi(DK246,EC246))","v":""},"",{"$f":"IF(CK246=\"\",\"\",hf(CS246,J246,CT246,DK246,EE246))","v":""},{"$f":"IF(CK246=\"\",\"\",LOOKUP(CW246,Tab.4.5!$J$6:$J$27,Tab.4.5!$L$6:$L$27))","v":""},{"$f":"IF(CK246=\"\",\"\",He(EH246,DM246))","v":""},{"$f":"IF(CK246=\"\",\"\",Hs(DM246))","v":""},{"$f":"IF(CK246=\"\",\"\",Hm(EB246,EG246,EI246,EJ246,CS246,CV246))","v":""},"","","","","","","K45+-45000 () ",{"$f":"IF(B246=\"Existe.\",IF(AE246=1,CONCATENATE(#REF!,AK246,\" m.\"),CONCATENATE(#REF!,AJ246,\" m x \",AK246,\" m.\")),IF(CL246=1,CONCATENATE(#REF!,CR246,\" m.\"),CONCATENATE(#REF!,CQ246,\" m x \",CR246,\" m.\")))","v":{"$error":"#REF!"}},"Concreto, L =  m, S = 0 %.","Cota clave eje= 0 msnm.",null,null,null,"","","","","",{"$f":"IF(EV246=\"\",\"\",VLOOKUP(EY246,'Estructura escalonada'!$D$3:$H$953,2))","v":""},"","","","","",""]
[null,null,null,null,null,null,null,null,null,null,null,0,null,0,null,null,null,null,null,null,{"$f":"IF(K247=\"No\",\"\",IF(O247=\"\",YcCi(P247,N247),YcTr(N247,O247,S247)))","v":{"$error":"#VALUE!"}},{"$f":"IF(K247=\"No\",\"\",IF(O247=\"\",Teta1(U247,P247),\"-\"))","v":{"$error":"#VALUE!"}},{"$error":"#VALUE!"},{"$error":"#VALUE!"},{"$f":"IF(K247=\"No\",\"\",IF(O247=\"\",Ynci(P247,N247,R247,T247),YnTr(1,R247,O247,S247,T247,N247)))","v":{"$error":"#VALUE!"}},{"$f":"IF(K247=\"No\",\"\",IF(O247=\"\",Teta1(Y247,P247),\"-\"))","v":{"$error":"#VALUE!"}},{"$f":"IF(K247=\"No\",\"\",IF(O247=\"\",AreaCi(P247,Y247),AreaTr(O247,S247,Y247)))","v":{"$error":"#VALUE!"}},{"$f":"IF(K247=\"No\",\"\",IF(O247=\"\",FrCi(AC247,9.806,Z247,P247),FrTr(AC247,9.806,O247,S247,Y247)))","v":{"$error":"#VALUE!"}},{"$error":"#VALUE!"},null,null,null,null,null,null,null,null,null,null,null,null,null,null,null,0,0,"","","",{"$f":"IF(AD247=\"\",\"\",IF(AE247=1,YcCi(AK247,J247),YcTr(J247,AJ247,AN247)))","v":""},{"$f":"IF(AD247=\"\",\"\",IF(AE247=1,Teta1(AX247,AK247),\"-\"))","v":""},{"$f":"IF(AD247=\"\",\"\",IF(AE247=1,AreaCi(AK247,AX247),AreaTr(AJ247,AN247,AX247)))","v":""},"",{"$f":"IF(AD247=\"\",\"\",IF(AE247=1,Ynci(AK247,J247,AM247,AO247),YnTr(1,AM247,AJ247,AN247,AO247,J247)))","v":""},{"$f":"IF(AD247=\"\",\"\",IF(AE247=1,Teta1(BB247,AK247),\"-\"))","v":""},{"$f":"IF(AD247=\"\",\"\",IF(AE247=1,AreaCi(AK247,BB247),AreaTr(AJ247,AN247,BB247)))","v":""},{"$f":"IF(AD247=\"\",\"\",IF(AE247=1,FrCi(BF247,9.806,BC247,AK247),FrTr(BF247,9.806,AJ247,AN247,BB247)))","v":""},"",{"$f":"IF(AD247=\"\",\"\",IF(AE247=1,LOOKUP(AI247,'Vmáx(material) - Tab.4.3'!$L$2:$L$11,'Vmáx(material) - Tab.4.3'!$M$2:$M$11),LOOKUP(AI247,'Vmáx(material) - Tab.4.3'!$L$15,'Vmáx(material) - Tab.4.3'!$M$15)))","v":""},{"$f":"IF(AD247=\"\",\"\",VLOOKUP($AH247,'Vmáx(material) - Tab.4.3'!$R$35:$X$41,2))","v":""},{"$f":"IF(AD247=\"\",\"\",VLOOKUP($AH247,'Vmáx(material) - Tab.4.3'!$R$35:$X$41,3))","v":""},{"$f":"IF(AD247=\"\",\"\",VLOOKUP($AH247,'Vmáx(material) - Tab.4.3'!$R$35:$X$41,4))","v":""},{"$f":"IF(AD247=\"\",\"\",VLOOKUP($AH247,'Vmáx(material) - Tab.4.3'!$R$35:$X$41,5))","v":""},{"$f":"IF(AD247=\"\",\"\",VLOOKUP($AH247,'Vmáx(material) - Tab.4.3'!$R$35:$X$41,6))","v":""},{"$f":"IF(AD247=\"\",\"\",IF(AD247=\"\",\"\",VLOOKUP($AH247,'Vmáx(material) - Tab.4.3'!$R$35:$X$41,7)))","v":""},{"$f":"IF(AD247=\"\",\"\",IF(AE247=1,FCi(J247,AK247),FTr(J247,AJ247,AK247)))","v":""},"",{"$f":"IF(AD247=\"\",\"\",Hw(BH247,BI247,BJ247,BK247,BL247,BM247,Z,BN247,AO247,AK247))","v":""},"","","","",{"$f":"IF(AD247=\"\",\"\",ho(BT247,AK247,AX247))","v":""},{"$f":"IF(AD247=\"\",\"\",IF(AE247=1,PeriCi(AK247,BB247),PeriTr(AJ247,AN247,BB247)))","v":""},{"$f":"IF(AD247=\"\",\"\",IF(AE247=1,AreaCi(AK247,BB247),AreaTr(AJ247,AN247,BB247)))","v":""},{"$f":"IF(AD247=\"\",\"\",RhCi(BW247,BV247))","v":""},"",{"$f":"IF(AD247=\"\",\"\",hf(AL247,J247,AM247,BW247,BX247))","v":""},{"$f":"IF(AD247=\"\",\"\",LOOKUP(AP247,Tab.4.5!$J$6:$J$27,Tab.4.5!$L$6:$L$27))","v":""},{"$f":"IF(AD247=\"\",\"\",He(CA247,BY247))","v":""},{"$f":"IF(AD247=\"\",\"\",Hs(BY247))","v":""},{"$f":"IF(AD247=\"\",\"\",Hm(BU247,BZ247,CB247,CC247,AL247,AO247))","v":""},"","","","","","",null,null,null,null,null,null,null,null,null,null,null,null,null,null,null,0,0,0,0,0,{"$f":"IF(CK247=\"\",\"\",IF(CL247=1,YcCi(CR247,J247),YcTr(J247,CQ247,CU247)))","v":""},{"$f":"IF(CK247=\"\",\"\",IF(CL247=1,Teta1(DE247,CR247),\"-\"))","v":""},"","",{"$f":"IF(CK247=\"\",\"\",IF(CL247=1,Ynci(CR247,J247,CT247,CV247),YnTr(1,CT247,CQ247,CU247,CV247,J247)))","v":""},{"$f":"IF(CK247=\"\",\"\",IF(CL247=1,Teta1(DI247,CR247),\"-\"))","v":""},{"$f":"IF(CK247=\"\",\"\",IF(CL247=1,AreaCi(CR247,J247),AreaTr(CQ247,CU247,DI247)))","v":""},{"$f":"IF(CK247=\"\",\"\",IF(CL247=1,FrCi(DM247,9.806,DJ247,CR247),FrTr(DM247,9.806,CQ247,CU247,DI247)))","v":""},"",{"$f":"IF(CK247=\"\",\"\",IF(CL247=1,LOOKUP(CP247,'Vmáx(material) - Tab.4.3'!$L$2:$L$11,'Vmáx(material) - Tab.4.3'!$M$2:$M$11),LOOKUP(CP247,'Vmáx(material) - Tab.4.3'!$L$15,'Vmáx(material) - Tab.4.3'!$M$15)))","v":""},{"$f":"IF(CK247=\"\",\"\",VLOOKUP($CO247,'Vmáx(material) - Tab.4.3'!$R$35:$X$41,2))","v":""},{"$f":"IF(CK247=\"\",\"\",VLOOKUP($CO247,'Vmáx(material) - Tab.4.3'!$R$35:$X$41,3))","v":""},{"$f":"IF(CK247=\"\",\"\",VLOOKUP($CO247,'Vmáx(material) - Tab.4.3'!$R$35:$X$41,4))","v":""},{"$f":"IF(CK247=\"\",\"\",VLOOKUP($CO247,'Vmáx(material) - Tab.4.3'!$R$35:$X$41,5))","v":""},{"$f":"IF(CK247=\"\",\"\",VLOOKUP($CO247,'Vmáx(material) - Tab.4.3'!$R$35:$X$41,6))","v":""},{"$f":"IF(CK247=\"\",\"\",IF(CK247=\"\",\"\",VLOOKUP(CO247,'Vmáx(material) - Tab.4.3'!$R$35:$X$41,7)))","v":""},{"$f":"IF(CK247=\"\",\"\",IF(CL247=1,FCi(J247,CR247),FTr(J247,CQ247,CR247)))","v":""},"",{"$f":"IF(CK247=\"\",\"\",Hw(DO247,DP247,DQ247,DR247,DS247,DT247,Z,DU247,CV247,CR247))","v":""},"","","","","",{"$f":"IF(CK247=\"\",\"\",IF(CL247=1,PeriCi(CR247,DI247),PeriTr(CQ247,CU247,DI247)))","v":""},{"$f":"IF(CK247=\"\",\"\",IF(CL247=1,AreaCi(CR247,DI247),AreaTr(CQ247,CU247,DI247)))","v":""},{"$f":"IF(CK247=\"\",\"\",RhCi(DK247,EC247))","v":""},"",{"$f":"IF(CK247=\"\",\"\",hf(CS247,J247,CT247,DK247,EE247))","v":""},{"$f":"IF(CK247=\"\",\"\",LOOKUP(CW247,Tab.4.5!$J$6:$J$27,Tab.4.5!$L$6:$L$27))","v":""},{"$f":"IF(CK247=\"\",\"\",He(EH247,DM247))","v":""},{"$f":"IF(CK247=\"\",\"\",Hs(DM247))","v":""},{"$f":"IF(CK247=\"\",\"\",Hm(EB247,EG247,EI247,EJ247,CS247,CV247))","v":""},"","","","","","","K45+-45000 () ",{"$f":"IF(B247=\"Existe.\",IF(AE247=1,CONCATENATE(#REF!,AK247,\" m.\"),CONCATENATE(#REF!,AJ247,\" m x \",AK247,\" m.\")),IF(CL247=1,CONCATENATE(#REF!,CR247,\" m.\"),CONCATENATE(#REF!,CQ247,\" m x \",CR247,\" m.\")))","v":{"$error":"#REF!"}},"Concreto, L =  m, S = 0 %.","Cota clave eje= 0 msnm.",null,null,null,"","","","","",{"$f":"IF(EV247=\"\",\"\",VLOOKUP(EY247,'Estructura escalonada'!$D$3:$H$953,2))","v":""},"","","","","",""]
[null,null,null,null,null,null,null,null,null,null,null,0,null,0,null,null,null,null,null,null,{"$f":"IF(K248=\"No\",\"\",IF(O248=\"\",YcCi(P248,N248),YcTr(N248,O248,S248)))","v":{"$error":"#VALUE!"}},{"$f":"IF(K248=\"No\",\"\",IF(O248=\"\",Teta1(U248,P248),\"-\"))","v":{"$error":"#VALUE!"}},{"$error":"#VALUE!"},{"$error":"#VALUE!"},{"$f":"IF(K248=\"No\",\"\",IF(O248=\"\",Ynci(P248,N248,R248,T248),YnTr(1,R248,O248,S248,T248,N248)))","v":{"$error":"#VALUE!"}},{"$f":"IF(K248=\"No\",\"\",IF(O248=\"\",Teta1(Y248,P248),\"-\"))","v":{"$error":"#VALUE!"}},{"$f":"IF(K248=\"No\",\"\",IF(O248=\"\",AreaCi(P248,Y248),AreaTr(O248,S248,Y248)))","v":{"$error":"#VALUE!"}},{"$f":"IF(K248=\"No\",\"\",IF(O248=\"\",FrCi(AC248,9.806,Z248,P248),FrTr(AC248,9.806,O248,S248,Y248)))","v":{"$error":"#VALUE!"}},{"$error":"#VALUE!"},null,null,null,null,null,null,null,null,null,null,null,null,null,null,null,0,0,"","","",{"$f":"IF(AD248=\"\",\"\",IF(AE248=1,YcCi(AK248,J248),YcTr(J248,AJ248,AN248)))","v":""},{"$f":"IF(AD248=\"\",\"\",IF(AE248=1,Teta1(AX248,AK248),\"-\"))","v":""},{"$f":"IF(AD248=\"\",\"\",IF(AE248=1,AreaCi(AK248,AX248),AreaTr(AJ248,AN248,AX248)))","v":""},"",{"$f":"IF(AD248=\"\",\"\",IF(AE248=1,Ynci(AK248,J248,AM248,AO248),YnTr(1,AM248,AJ248,AN248,AO248,J248)))","v":""},{"$f":"IF(AD248=\"\",\"\",IF(AE248=1,Teta1(BB248,AK248),\"-\"))","v":""},{"$f":"IF(AD248=\"\",\"\",IF(AE248=1,AreaCi(AK248,BB248),AreaTr(AJ248,AN248,BB248)))","v":""},{"$f":"IF(AD248=\"\",\"\",IF(AE248=1,FrCi(BF248,9.806,BC248,AK248),FrTr(BF248,9.806,AJ248,AN248,BB248)))","v":""},"",{"$f":"IF(AD248=\"\",\"\",IF(AE248=1,LOOKUP(AI248,'Vmáx(material) - Tab.4.3'!$L$2:$L$11,'Vmáx(material) - Tab.4.3'!$M$2:$M$11),LOOKUP(AI248,'Vmáx(material) - Tab.4.3'!$L$15,'Vmáx(material) - Tab.4.3'!$M$15)))","v":""},{"$f":"IF(AD248=\"\",\"\",VLOOKUP($AH248,'Vmáx(material) - Tab.4.3'!$R$35:$X$41,2))","v":""},{"$f":"IF(AD248=\"\",\"\",VLOOKUP($AH248,'Vmáx(material) - Tab.4.3'!$R$35:$X$41,3))","v":""},{"$f":"IF(AD248=\"\",\"\",VLOOKUP($AH248,'Vmáx(material) - Tab.4.3'!$R$35:$X$41,4))","v":""},{"$f":"IF(AD248=\"\",\"\",VLOOKUP($AH248,'Vmáx(material) - Tab.4.3'!$R$35:$X$41,5))","v":""},{"$f":"IF(AD248=\"\",\"\",VLOOKUP($AH248,'Vmáx(material) - Tab.4.3'!$R$35:$X$41,6))","v":""},{"$f":"IF(AD248=\"\",\"\",IF(AD248=\"\",\"\",VLOOKUP($AH248,'Vmáx(material) - Tab.4.3'!$R$35:$X$41,7)))","v":""},{"$f":"IF(AD248=\"\",\"\",IF(AE248=1,FCi(J248,AK248),FTr(J248,AJ248,AK248)))","v":""},"",{"$f":"IF(AD248=\"\",\"\",Hw(BH248,BI248,BJ248,BK248,BL248,BM248,Z,BN248,AO248,AK248))","v":""},"","","","",{"$f":"IF(AD248=\"\",\"\",ho(BT248,AK248,AX248))","v":""},{"$f":"IF(AD248=\"\",\"\",IF(AE248=1,PeriCi(AK248,BB248),PeriTr(AJ248,AN248,BB248)))","v":""},{"$f":"IF(AD248=\"\",\"\",IF(AE248=1,AreaCi(AK248,BB248),AreaTr(AJ248,AN248,BB248)))","v":""},{"$f":"IF(AD248=\"\",\"\",RhCi(BW248,BV248))","v":""},"",{"$f":"IF(AD248=\"\",\"\",hf(AL248,J248,AM248,BW248,BX248))","v":""},{"$f":"IF(AD248=\"\",\"\",LOOKUP(AP248,Tab.4.5!$J$6:$J$27,Tab.4.5!$L$6:$L$27))","v":""},{"$f":"IF(AD248=\"\",\"\",He(CA248,BY248))","v":""},{"$f":"IF(AD248=\"\",\"\",Hs(BY248))","v":""},{"$f":"IF(AD248=\"\",\"\",Hm(BU248,BZ248,CB248,CC248,AL248,AO248))","v":""},"","","","","","",null,null,null,null,null,null,null,null,null,null,null,null,null,null,null,0,0,0,0,0,{"$f":"IF(CK248=\"\",\"\",IF(CL248=1,YcCi(CR248,J248),YcTr(J248,CQ248,CU248)))","v":""},{"$f":"IF(CK248=\"\",\"\",IF(CL248=1,Teta1(DE248,CR248),\"-\"))","v":""},"","",{"$f":"IF(CK248=\"\",\"\",IF(CL248=1,Ynci(CR248,J248,CT248,CV248),YnTr(1,CT248,CQ248,CU248,CV248,J248)))","v":""},{"$f":"IF(CK248=\"\",\"\",IF(CL248=1,Teta1(DI248,CR248),\"-\"))","v":""},{"$f":"IF(CK248=\"\",\"\",IF(CL248=1,AreaCi(CR248,J248),AreaTr(CQ248,CU248,DI248)))","v":""},{"$f":"IF(CK248=\"\",\"\",IF(CL248=1,FrCi(DM248,9.806,DJ248,CR248),FrTr(DM248,9.806,CQ248,CU248,DI248)))","v":""},"",{"$f":"IF(CK248=\"\",\"\",IF(CL248=1,LOOKUP(CP248,'Vmáx(material) - Tab.4.3'!$L$2:$L$11,'Vmáx(material) - Tab.4.3'!$M$2:$M$11),LOOKUP(CP248,'Vmáx(material) - Tab.4.3'!$L$15,'Vmáx(material) - Tab.4.3'!$M$15)))","v":""},{"$f":"IF(CK248=\"\",\"\",VLOOKUP($CO248,'Vmáx(material) - Tab.4.3'!$R$35:$X$41,2))","v":""},{"$f":"IF(CK248=\"\",\"\",VLOOKUP($CO248,'Vmáx(material) - Tab.4.3'!$R$35:$X$41,3))","v":""},{"$f":"IF(CK248=\"\",\"\",VLOOKUP($CO248,'Vmáx(material) - Tab.4.3'!$R$35:$X$41,4))","v":""},{"$f":"IF(CK248=\"\",\"\",VLOOKUP($CO248,'Vmáx(material) - Tab.4.3'!$R$35:$X$41,5))","v":""},{"$f":"IF(CK248=\"\",\"\",VLOOKUP($CO248,'Vmáx(material) - Tab.4.3'!$R$35:$X$41,6))","v":""},{"$f":"IF(CK248=\"\",\"\",IF(CK248=\"\",\"\",VLOOKUP(CO248,'Vmáx(material) - Tab.4.3'!$R$35:$X$41,7)))","v":""},{"$f":"IF(CK248=\"\",\"\",IF(CL248=1,FCi(J248,CR248),FTr(J248,CQ248,CR248)))","v":""},"",{"$f":"IF(CK248=\"\",\"\",Hw(DO248,DP248,DQ248,DR248,DS248,DT248,Z,DU248,CV248,CR248))","v":""},"","","","","",{"$f":"IF(CK248=\"\",\"\",IF(CL248=1,PeriCi(CR248,DI248),PeriTr(CQ248,CU248,DI248)))","v":""},{"$f":"IF(CK248=\"\",\"\",IF(CL248=1,AreaCi(CR248,DI248),AreaTr(CQ248,CU248,DI248)))","v":""},{"$f":"IF(CK248=\"\",\"\",RhCi(DK248,EC248))","v":""},"",{"$f":"IF(CK248=\"\",\"\",hf(CS248,J248,CT248,DK248,EE248))","v":""},{"$f":"IF(CK248=\"\",\"\",LOOKUP(CW248,Tab.4.5!$J$6:$J$27,Tab.4.5!$L$6:$L$27))","v":""},{"$f":"IF(CK248=\"\",\"\",He(EH248,DM248))","v":""},{"$f":"IF(CK248=\"\",\"\",Hs(DM248))","v":""},{"$f":"IF(CK248=\"\",\"\",Hm(EB248,EG248,EI248,EJ248,CS248,CV248))","v":""},"","","","","","","K45+-45000 () ",{"$f":"IF(B248=\"Existe.\",IF(AE248=1,CONCATENATE(#REF!,AK248,\" m.\"),CONCATENATE(#REF!,AJ248,\" m x \",AK248,\" m.\")),IF(CL248=1,CONCATENATE(#REF!,CR248,\" m.\"),CONCATENATE(#REF!,CQ248,\" m x \",CR248,\" m.\")))","v":{"$error":"#REF!"}},"Concreto, L =  m, S = 0 %.","Cota clave eje= 0 msnm.",null,null,null,"","","","","",{"$f":"IF(EV248=\"\",\"\",VLOOKUP(EY248,'Estructura escalonada'!$D$3:$H$953,2))","v":""},"","","","","",""]
[null,null,null,null,null,null,null,null,null,null,null,0,null,0,null,null,null,null,null,null,{"$f":"IF(K249=\"No\",\"\",IF(O249=\"\",YcCi(P249,N249),YcTr(N249,O249,S249)))","v":{"$error":"#VALUE!"}},{"$f":"IF(K249=\"No\",\"\",IF(O249=\"\",Teta1(U249,P249),\"-\"))","v":{"$error":"#VALUE!"}},{"$error":"#VALUE!"},{"$error":"#VALUE!"},{"$f":"IF(K249=\"No\",\"\",IF(O249=\"\",Ynci(P249,N249,R249,T249),YnTr(1,R249,O249,S249,T249,N249)))","v":{"$error":"#VALUE!"}},{"$f":"IF(K249=\"No\",\"\",IF(O249=\"\",Teta1(Y249,P249),\"-\"))","v":{"$error":"#VALUE!"}},{"$f":"IF(K249=\"No\",\"\",IF(O249=\"\",AreaCi(P249,Y249),AreaTr(O249,S249,Y249)))","v":{"$error":"#VALUE!"}},{"$f":"IF(K249=\"No\",\"\",IF(O249=\"\",FrCi(AC249,9.806,Z249,P249),FrTr(AC249,9.806,O249,S249,Y249)))","v":{"$error":"#VALUE!"}},{"$error":"#VALUE!"},null,null,null,null,null,null,null,null,null,null,null,null,null,null,null,0,0,"","","",{"$f":"IF(AD249=\"\",\"\",IF(AE249=1,YcCi(AK249,J249),YcTr(J249,AJ249,AN249)))","v":""},{"$f":"IF(AD249=\"\",\"\",IF(AE249=1,Teta1(AX249,AK249),\"-\"))","v":""},{"$f":"IF(AD249=\"\",\"\",IF(AE249=1,AreaCi(AK249,AX249),AreaTr(AJ249,AN249,AX249)))","v":""},"",{"$f":"IF(AD249=\"\",\"\",IF(AE249=1,Ynci(AK249,J249,AM249,AO249),YnTr(1,AM249,AJ249,AN249,AO249,J249)))","v":""},{"$f":"IF(AD249=\"\",\"\",IF(AE249=1,Teta1(BB249,AK249),\"-\"))","v":""},{"$f":"IF(AD249=\"\",\"\",IF(AE249=1,AreaCi(AK249,BB249),AreaTr(AJ249,AN249,BB249)))","v":""},{"$f":"IF(AD249=\"\",\"\",IF(AE249=1,FrCi(BF249,9.806,BC249,AK249),FrTr(BF249,9.806,AJ249,AN249,BB249)))","v":""},"",{"$f":"IF(AD249=\"\",\"\",IF(AE249=1,LOOKUP(AI249,'Vmáx(material) - Tab.4.3'!$L$2:$L$11,'Vmáx(material) - Tab.4.3'!$M$2:$M$11),LOOKUP(AI249,'Vmáx(material) - Tab.4.3'!$L$15,'Vmáx(material) - Tab.4.3'!$M$15)))","v":""},{"$f":"IF(AD249=\"\",\"\",VLOOKUP($AH249,'Vmáx(material) - Tab.4.3'!$R$35:$X$41,2))","v":""},{"$f":"IF(AD249=\"\",\"\",VLOOKUP($AH249,'Vmáx(material) - Tab.4.3'!$R$35:$X$41,3))","v":""},{"$f":"IF(AD249=\"\",\"\",VLOOKUP($AH249,'Vmáx(material) - Tab.4.3'!$R$35:$X$41,4))","v":""},{"$f":"IF(AD249=\"\",\"\",VLOOKUP($AH249,'Vmáx(material) - Tab.4.3'!$R$35:$X$41,5))","v":""},{"$f":"IF(AD249=\"\",\"\",VLOOKUP($AH249,'Vmáx(material) - Tab.4.3'!$R$35:$X$41,6))","v":""},{"$f":"IF(AD249=\"\",\"\",IF(AD249=\"\",\"\",VLOOKUP($AH249,'Vmáx(material) - Tab.4.3'!$R$35:$X$41,7)))","v":""},{"$f":"IF(AD249=\"\",\"\",IF(AE249=1,FCi(J249,AK249),FTr(J249,AJ249,AK249)))","v":""},"",{"$f":"IF(AD249=\"\",\"\",Hw(BH249,BI249,BJ249,BK249,BL249,BM249,Z,BN249,AO249,AK249))","v":""},"","","","",{"$f":"IF(AD249=\"\",\"\",ho(BT249,AK249,AX249))","v":""},{"$f":"IF(AD249=\"\",\"\",IF(AE249=1,PeriCi(AK249,BB249),PeriTr(AJ249,AN249,BB249)))","v":""},{"$f":"IF(AD249=\"\",\"\",IF(AE249=1,AreaCi(AK249,BB249),AreaTr(AJ249,AN249,BB249)))","v":""},{"$f":"IF(AD249=\"\",\"\",RhCi(BW249,BV249))","v":""},"",{"$f":"IF(AD249=\"\",\"\",hf(AL249,J249,AM249,BW249,BX249))","v":""},{"$f":"IF(AD249=\"\",\"\",LOOKUP(AP249,Tab.4.5!$J$6:$J$27,Tab.4.5!$L$6:$L$27))","v":""},{"$f":"IF(AD249=\"\",\"\",He(CA249,BY249))","v":""},{"$f":"IF(AD249=\"\",\"\",Hs(BY249))","v":""},{"$f":"IF(AD249=\"\",\"\",Hm(BU249,BZ249,CB249,CC249,AL249,AO249))","v":""},"","","","","","",null,null,null,null,null,null,null,null,null,null,null,null,null,null,null,0,0,0,0,0,{"$f":"IF(CK249=\"\",\"\",IF(CL249=1,YcCi(CR249,J249),YcTr(J249,CQ249,CU249)))","v":""},{"$f":"IF(CK249=\"\",\"\",IF(CL249=1,Teta1(DE249,CR249),\"-\"))","v":""},"","",{"$f":"IF(CK249=\"\",\"\",IF(CL249=1,Ynci(CR249,J249,CT249,CV249),YnTr(1,CT249,CQ249,CU249,CV249,J249)))","v":""},{"$f":"IF(CK249=\"\",\"\",IF(CL249=1,Teta1(DI249,CR249),\"-\"))","v":""},{"$f":"IF(CK249=\"\",\"\",IF(CL249=1,AreaCi(CR249,J249),AreaTr(CQ249,CU249,DI249)))","v":""},{"$f":"IF(CK249=\"\",\"\",IF(CL249=1,FrCi(DM249,9.806,DJ249,CR249),FrTr(DM249,9.806,CQ249,CU249,DI249)))","v":""},"",{"$f":"IF(CK249=\"\",\"\",IF(CL249=1,LOOKUP(CP249,'Vmáx(material) - Tab.4.3'!$L$2:$L$11,'Vmáx(material) - Tab.4.3'!$M$2:$M$11),LOOKUP(CP249,'Vmáx(material) - Tab.4.3'!$L$15,'Vmáx(material) - Tab.4.3'!$M$15)))","v":""},{"$f":"IF(CK249=\"\",\"\",VLOOKUP($CO249,'Vmáx(material) - Tab.4.3'!$R$35:$X$41,2))","v":""},{"$f":"IF(CK249=\"\",\"\",VLOOKUP($CO249,'Vmáx(material) - Tab.4.3'!$R$35:$X$41,3))","v":""},{"$f":"IF(CK249=\"\",\"\",VLOOKUP($CO249,'Vmáx(material) - Tab.4.3'!$R$35:$X$41,4))","v":""},{"$f":"IF(CK249=\"\",\"\",VLOOKUP($CO249,'Vmáx(material) - Tab.4.3'!$R$35:$X$41,5))","v":""},{"$f":"IF(CK249=\"\",\"\",VLOOKUP($CO249,'Vmáx(material) - Tab.4.3'!$R$35:$X$41,6))","v":""},{"$f":"IF(CK249=\"\",\"\",IF(CK249=\"\",\"\",VLOOKUP(CO249,'Vmáx(material) - Tab.4.3'!$R$35:$X$41,7)))","v":""},{"$f":"IF(CK249=\"\",\"\",IF(CL249=1,FCi(J249,CR249),FTr(J249,CQ249,CR249)))","v":""},"",{"$f":"IF(CK249=\"\",\"\",Hw(DO249,DP249,DQ249,DR249,DS249,DT249,Z,DU249,CV249,CR249))","v":""},"","","","","",{"$f":"IF(CK249=\"\",\"\",IF(CL249=1,PeriCi(CR249,DI249),PeriTr(CQ249,CU249,DI249)))","v":""},{"$f":"IF(CK249=\"\",\"\",IF(CL249=1,AreaCi(CR249,DI249),AreaTr(CQ249,CU249,DI249)))","v":""},{"$f":"IF(CK249=\"\",\"\",RhCi(DK249,EC249))","v":""},"",{"$f":"IF(CK249=\"\",\"\",hf(CS249,J249,CT249,DK249,EE249))","v":""},{"$f":"IF(CK249=\"\",\"\",LOOKUP(CW249,Tab.4.5!$J$6:$J$27,Tab.4.5!$L$6:$L$27))","v":""},{"$f":"IF(CK249=\"\",\"\",He(EH249,DM249))","v":""},{"$f":"IF(CK249=\"\",\"\",Hs(DM249))","v":""},{"$f":"IF(CK249=\"\",\"\",Hm(EB249,EG249,EI249,EJ249,CS249,CV249))","v":""},"","","","","","","K45+-45000 () ",{"$f":"IF(B249=\"Existe.\",IF(AE249=1,CONCATENATE(#REF!,AK249,\" m.\"),CONCATENATE(#REF!,AJ249,\" m x \",AK249,\" m.\")),IF(CL249=1,CONCATENATE(#REF!,CR249,\" m.\"),CONCATENATE(#REF!,CQ249,\" m x \",CR249,\" m.\")))","v":{"$error":"#REF!"}},"Concreto, L =  m, S = 0 %.","Cota clave eje= 0 msnm.",null,null,null,"","","","","",{"$f":"IF(EV249=\"\",\"\",VLOOKUP(EY249,'Estructura escalonada'!$D$3:$H$953,2))","v":""},"","","","","",""]
[null,null,null,null,null,null,null,null,null,null,null,0,null,0,null,null,null,null,null,null,{"$f":"IF(K250=\"No\",\"\",IF(O250=\"\",YcCi(P250,N250),YcTr(N250,O250,S250)))","v":{"$error":"#VALUE!"}},{"$f":"IF(K250=\"No\",\"\",IF(O250=\"\",Teta1(U250,P250),\"-\"))","v":{"$error":"#VALUE!"}},{"$error":"#VALUE!"},{"$error":"#VALUE!"},{"$f":"IF(K250=\"No\",\"\",IF(O250=\"\",Ynci(P250,N250,R250,T250),YnTr(1,R250,O250,S250,T250,N250)))","v":{"$error":"#VALUE!"}},{"$f":"IF(K250=\"No\",\"\",IF(O250=\"\",Teta1(Y250,P250),\"-\"))","v":{"$error":"#VALUE!"}},{"$f":"IF(K250=\"No\",\"\",IF(O250=\"\",AreaCi(P250,Y250),AreaTr(O250,S250,Y250)))","v":{"$error":"#VALUE!"}},{"$f":"IF(K250=\"No\",\"\",IF(O250=\"\",FrCi(AC250,9.806,Z250,P250),FrTr(AC250,9.806,O250,S250,Y250)))","v":{"$error":"#VALUE!"}},{"$error":"#VALUE!"},null,null,null,null,null,null,null,null,null,null,null,null,null,null,null,0,0,"","","",{"$f":"IF(AD250=\"\",\"\",IF(AE250=1,YcCi(AK250,J250),YcTr(J250,AJ250,AN250)))","v":""},{"$f":"IF(AD250=\"\",\"\",IF(AE250=1,Teta1(AX250,AK250),\"-\"))","v":""},{"$f":"IF(AD250=\"\",\"\",IF(AE250=1,AreaCi(AK250,AX250),AreaTr(AJ250,AN250,AX250)))","v":""},"",{"$f":"IF(AD250=\"\",\"\",IF(AE250=1,Ynci(AK250,J250,AM250,AO250),YnTr(1,AM250,AJ250,AN250,AO250,J250)))","v":""},{"$f":"IF(AD250=\"\",\"\",IF(AE250=1,Teta1(BB250,AK250),\"-\"))","v":""},{"$f":"IF(AD250=\"\",\"\",IF(AE250=1,AreaCi(AK250,BB250),AreaTr(AJ250,AN250,BB250)))","v":""},{"$f":"IF(AD250=\"\",\"\",IF(AE250=1,FrCi(BF250,9.806,BC250,AK250),FrTr(BF250,9.806,AJ250,AN250,BB250)))","v":""},"",{"$f":"IF(AD250=\"\",\"\",IF(AE250=1,LOOKUP(AI250,'Vmáx(material) - Tab.4.3'!$L$2:$L$11,'Vmáx(material) - Tab.4.3'!$M$2:$M$11),LOOKUP(AI250,'Vmáx(material) - Tab.4.3'!$L$15,'Vmáx(material) - Tab.4.3'!$M$15)))","v":""},{"$f":"IF(AD250=\"\",\"\",VLOOKUP($AH250,'Vmáx(material) - Tab.4.3'!$R$35:$X$41,2))","v":""},{"$f":"IF(AD250=\"\",\"\",VLOOKUP($AH250,'Vmáx(material) - Tab.4.3'!$R$35:$X$41,3))","v":""},{"$f":"IF(AD250=\"\",\"\",VLOOKUP($AH250,'Vmáx(material) - Tab.4.3'!$R$35:$X$41,4))","v":""},{"$f":"IF(AD250=\"\",\"\",VLOOKUP($AH250,'Vmáx(material) - Tab.4.3'!$R$35:$X$41,5))","v":""},{"$f":"IF(AD250=\"\",\"\",VLOOKUP($AH250,'Vmáx(material) - Tab.4.3'!$R$35:$X$41,6))","v":""},{"$f":"IF(AD250=\"\",\"\",IF(AD250=\"\",\"\",VLOOKUP($AH250,'Vmáx(material) - Tab.4.3'!$R$35:$X$41,7)))","v":""},{"$f":"IF(AD250=\"\",\"\",IF(AE250=1,FCi(J250,AK250),FTr(J250,AJ250,AK250)))","v":""},"",{"$f":"IF(AD250=\"\",\"\",Hw(BH250,BI250,BJ250,BK250,BL250,BM250,Z,BN250,AO250,AK250))","v":""},"","","","",{"$f":"IF(AD250=\"\",\"\",ho(BT250,AK250,AX250))","v":""},{"$f":"IF(AD250=\"\",\"\",IF(AE250=1,PeriCi(AK250,BB250),PeriTr(AJ250,AN250,BB250)))","v":""},{"$f":"IF(AD250=\"\",\"\",IF(AE250=1,AreaCi(AK250,BB250),AreaTr(AJ250,AN250,BB250)))","v":""},{"$f":"IF(AD250=\"\",\"\",RhCi(BW250,BV250))","v":""},"",{"$f":"IF(AD250=\"\",\"\",hf(AL250,J250,AM250,BW250,BX250))","v":""},{"$f":"IF(AD250=\"\",\"\",LOOKUP(AP250,Tab.4.5!$J$6:$J$27,Tab.4.5!$L$6:$L$27))","v":""},{"$f":"IF(AD250=\"\",\"\",He(CA250,BY250))","v":""},{"$f":"IF(AD250=\"\",\"\",Hs(BY250))","v":""},{"$f":"IF(AD250=\"\",\"\",Hm(BU250,BZ250,CB250,CC250,AL250,AO250))","v":""},"","","","","","",null,null,null,null,null,null,null,null,null,null,null,null,null,null,null,0,0,0,0,0,{"$f":"IF(CK250=\"\",\"\",IF(CL250=1,YcCi(CR250,J250),YcTr(J250,CQ250,CU250)))","v":""},{"$f":"IF(CK250=\"\",\"\",IF(CL250=1,Teta1(DE250,CR250),\"-\"))","v":""},"","",{"$f":"IF(CK250=\"\",\"\",IF(CL250=1,Ynci(CR250,J250,CT250,CV250),YnTr(1,CT250,CQ250,CU250,CV250,J250)))","v":""},{"$f":"IF(CK250=\"\",\"\",IF(CL250=1,Teta1(DI250,CR250),\"-\"))","v":""},{"$f":"IF(CK250=\"\",\"\",IF(CL250=1,AreaCi(CR250,J250),AreaTr(CQ250,CU250,DI250)))","v":""},{"$f":"IF(CK250=\"\",\"\",IF(CL250=1,FrCi(DM250,9.806,DJ250,CR250),FrTr(DM250,9.806,CQ250,CU250,DI250)))","v":""},"",{"$f":"IF(CK250=\"\",\"\",IF(CL250=1,LOOKUP(CP250,'Vmáx(material) - Tab.4.3'!$L$2:$L$11,'Vmáx(material) - Tab.4.3'!$M$2:$M$11),LOOKUP(CP250,'Vmáx(material) - Tab.4.3'!$L$15,'Vmáx(material) - Tab.4.3'!$M$15)))","v":""},{"$f":"IF(CK250=\"\",\"\",VLOOKUP($CO250,'Vmáx(material) - Tab.4.3'!$R$35:$X$41,2))","v":""},{"$f":"IF(CK250=\"\",\"\",VLOOKUP($CO250,'Vmáx(material) - Tab.4.3'!$R$35:$X$41,3))","v":""},{"$f":"IF(CK250=\"\",\"\",VLOOKUP($CO250,'Vmáx(material) - Tab.4.3'!$R$35:$X$41,4))","v":""},{"$f":"IF(CK250=\"\",\"\",VLOOKUP($CO250,'Vmáx(material) - Tab.4.3'!$R$35:$X$41,5))","v":""},{"$f":"IF(CK250=\"\",\"\",VLOOKUP($CO250,'Vmáx(material) - Tab.4.3'!$R$35:$X$41,6))","v":""},{"$f":"IF(CK250=\"\",\"\",IF(CK250=\"\",\"\",VLOOKUP(CO250,'Vmáx(material) - Tab.4.3'!$R$35:$X$41,7)))","v":""},{"$f":"IF(CK250=\"\",\"\",IF(CL250=1,FCi(J250,CR250),FTr(J250,CQ250,CR250)))","v":""},"",{"$f":"IF(CK250=\"\",\"\",Hw(DO250,DP250,DQ250,DR250,DS250,DT250,Z,DU250,CV250,CR250))","v":""},"","","","","",{"$f":"IF(CK250=\"\",\"\",IF(CL250=1,PeriCi(CR250,DI250),PeriTr(CQ250,CU250,DI250)))","v":""},{"$f":"IF(CK250=\"\",\"\",IF(CL250=1,AreaCi(CR250,DI250),AreaTr(CQ250,CU250,DI250)))","v":""},{"$f":"IF(CK250=\"\",\"\",RhCi(DK250,EC250))","v":""},"",{"$f":"IF(CK250=\"\",\"\",hf(CS250,J250,CT250,DK250,EE250))","v":""},{"$f":"IF(CK250=\"\",\"\",LOOKUP(CW250,Tab.4.5!$J$6:$J$27,Tab.4.5!$L$6:$L$27))","v":""},{"$f":"IF(CK250=\"\",\"\",He(EH250,DM250))","v":""},{"$f":"IF(CK250=\"\",\"\",Hs(DM250))","v":""},{"$f":"IF(CK250=\"\",\"\",Hm(EB250,EG250,EI250,EJ250,CS250,CV250))","v":""},"","","","","","","K45+-45000 () ",{"$f":"IF(B250=\"Existe.\",IF(AE250=1,CONCATENATE(#REF!,AK250,\" m.\"),CONCATENATE(#REF!,AJ250,\" m x \",AK250,\" m.\")),IF(CL250=1,CONCATENATE(#REF!,CR250,\" m.\"),CONCATENATE(#REF!,CQ250,\" m x \",CR250,\" m.\")))","v":{"$error":"#REF!"}},"Concreto, L =  m, S = 0 %.","Cota clave eje= 0 msnm.",null,null,null,"","","","","",{"$f":"IF(EV250=\"\",\"\",VLOOKUP(EY250,'Estructura escalonada'!$D$3:$H$953,2))","v":""},"","","","","",""]
[null,null,null,null,null,null,null,null,null,null,null,0,null,0,null,null,null,null,null,null,{"$f":"IF(K252=\"No\",\"\",IF(O252=\"\",YcCi(P252,N252),YcTr(N252,O252,S252)))","v":{"$error":"#VALUE!"}},{"$f":"IF(K252=\"No\",\"\",IF(O252=\"\",Teta1(U252,P252),\"-\"))","v":{"$error":"#VALUE!"}},{"$error":"#VALUE!"},{"$error":"#VALUE!"},{"$f":"IF(K252=\"No\",\"\",IF(O252=\"\",Ynci(P252,N252,R252,T252),YnTr(1,R252,O252,S252,T252,N252)))","v":{"$error":"#VALUE!"}},{"$f":"IF(K252=\"No\",\"\",IF(O252=\"\",Teta1(Y252,P252),\"-\"))","v":{"$error":"#VALUE!"}},{"$f":"IF(K252=\"No\",\"\",IF(O252=\"\",AreaCi(P252,Y252),AreaTr(O252,S252,Y252)))","v":{"$error":"#VALUE!"}},{"$f":"IF(K252=\"No\",\"\",IF(O252=\"\",FrCi(AC252,9.806,Z252,P252),FrTr(AC252,9.806,O252,S252,Y252)))","v":{"$error":"#VALUE!"}},{"$error":"#VALUE!"},null,null,null,null,null,null,null,null,null,null,null,null,null,null,null,0,0,"","","",{"$f":"IF(AD252=\"\",\"\",IF(AE252=1,YcCi(AK252,J252),YcTr(J252,AJ252,AN252)))","v":""},{"$f":"IF(AD252=\"\",\"\",IF(AE252=1,Teta1(AX252,AK252),\"-\"))","v":""},{"$f":"IF(AD252=\"\",\"\",IF(AE252=1,AreaCi(AK252,AX252),AreaTr(AJ252,AN252,AX252)))","v":""},"",{"$f":"IF(AD252=\"\",\"\",IF(AE252=1,Ynci(AK252,J252,AM252,AO252),YnTr(1,AM252,AJ252,AN252,AO252,J252)))","v":""},{"$f":"IF(AD252=\"\",\"\",IF(AE252=1,Teta1(BB252,AK252),\"-\"))","v":""},{"$f":"IF(AD252=\"\",\"\",IF(AE252=1,AreaCi(AK252,BB252),AreaTr(AJ252,AN252,BB252)))","v":""},{"$f":"IF(AD252=\"\",\"\",IF(AE252=1,FrCi(BF252,9.806,BC252,AK252),FrTr(BF252,9.806,AJ252,AN252,BB252)))","v":""},"",{"$f":"IF(AD252=\"\",\"\",IF(AE252=1,LOOKUP(AI252,'Vmáx(material) - Tab.4.3'!$L$2:$L$11,'Vmáx(material) - Tab.4.3'!$M$2:$M$11),LOOKUP(AI252,'Vmáx(material) - Tab.4.3'!$L$15,'Vmáx(material) - Tab.4.3'!$M$15)))","v":""},{"$f":"IF(AD252=\"\",\"\",VLOOKUP($AH252,'Vmáx(material) - Tab.4.3'!$R$35:$X$41,2))","v":""},{"$f":"IF(AD252=\"\",\"\",VLOOKUP($AH252,'Vmáx(material) - Tab.4.3'!$R$35:$X$41,3))","v":""},{"$f":"IF(AD252=\"\",\"\",VLOOKUP($AH252,'Vmáx(material) - Tab.4.3'!$R$35:$X$41,4))","v":""},{"$f":"IF(AD252=\"\",\"\",VLOOKUP($AH252,'Vmáx(material) - Tab.4.3'!$R$35:$X$41,5))","v":""},{"$f":"IF(AD252=\"\",\"\",VLOOKUP($AH252,'Vmáx(material) - Tab.4.3'!$R$35:$X$41,6))","v":""},{"$f":"IF(AD252=\"\",\"\",IF(AD252=\"\",\"\",VLOOKUP($AH252,'Vmáx(material) - Tab.4.3'!$R$35:$X$41,7)))","v":""},{"$f":"IF(AD252=\"\",\"\",IF(AE252=1,FCi(J252,AK252),FTr(J252,AJ252,AK252)))","v":""},"",{"$f":"IF(AD252=\"\",\"\",Hw(BH252,BI252,BJ252,BK252,BL252,BM252,Z,BN252,AO252,AK252))","v":""},"","","","",{"$f":"IF(AD252=\"\",\"\",ho(BT252,AK252,AX252))","v":""},{"$f":"IF(AD252=\"\",\"\",IF(AE252=1,PeriCi(AK252,BB252),PeriTr(AJ252,AN252,BB252)))","v":""},{"$f":"IF(AD252=\"\",\"\",IF(AE252=1,AreaCi(AK252,BB252),AreaTr(AJ252,AN252,BB252)))","v":""},{"$f":"IF(AD252=\"\",\"\",RhCi(BW252,BV252))","v":""},"",{"$f":"IF(AD252=\"\",\"\",hf(AL252,J252,AM252,BW252,BX252))","v":""},{"$f":"IF(AD252=\"\",\"\",LOOKUP(AP252,Tab.4.5!$J$6:$J$27,Tab.4.5!$L$6:$L$27))","v":""},{"$f":"IF(AD252=\"\",\"\",He(CA252,BY252))","v":""},{"$f":"IF(AD252=\"\",\"\",Hs(BY252))","v":""},{"$f":"IF(AD252=\"\",\"\",Hm(BU252,BZ252,CB252,CC252,AL252,AO252))","v":""},"","","","","","",null,null,null,null,null,null,null,null,null,null,null,null,null,null,null,0,0,0,0,0,{"$f":"IF(CK252=\"\",\"\",IF(CL252=1,YcCi(CR252,J252),YcTr(J252,CQ252,CU252)))","v":""},{"$f":"IF(CK252=\"\",\"\",IF(CL252=1,Teta1(DE252,CR252),\"-\"))","v":""},"","",{"$f":"IF(CK252=\"\",\"\",IF(CL252=1,Ynci(CR252,J252,CT252,CV252),YnTr(1,CT252,CQ252,CU252,CV252,J252)))","v":""},{"$f":"IF(CK252=\"\",\"\",IF(CL252=1,Teta1(DI252,CR252),\"-\"))","v":""},{"$f":"IF(CK252=\"\",\"\",IF(CL252=1,AreaCi(CR252,J252),AreaTr(CQ252,CU252,DI252)))","v":""},{"$f":"IF(CK252=\"\",\"\",IF(CL252=1,FrCi(DM252,9.806,DJ252,CR252),FrTr(DM252,9.806,CQ252,CU252,DI252)))","v":""},"",{"$f":"IF(CK252=\"\",\"\",IF(CL252=1,LOOKUP(CP252,'Vmáx(material) - Tab.4.3'!$L$2:$L$11,'Vmáx(material) - Tab.4.3'!$M$2:$M$11),LOOKUP(CP252,'Vmáx(material) - Tab.4.3'!$L$15,'Vmáx(material) - Tab.4.3'!$M$15)))","v":""},{"$f":"IF(CK252=\"\",\"\",VLOOKUP($CO252,'Vmáx(material) - Tab.4.3'!$R$35:$X$41,2))","v":""},{"$f":"IF(CK252=\"\",\"\",VLOOKUP($CO252,'Vmáx(material) - Tab.4.3'!$R$35:$X$41,3))","v":""},{"$f":"IF(CK252=\"\",\"\",VLOOKUP($CO252,'Vmáx(material) - Tab.4.3'!$R$35:$X$41,4))","v":""},{"$f":"IF(CK252=\"\",\"\",VLOOKUP($CO252,'Vmáx(material) - Tab.4.3'!$R$35:$X$41,5))","v":""},{"$f":"IF(CK252=\"\",\"\",VLOOKUP($CO252,'Vmáx(material) - Tab.4.3'!$R$35:$X$41,6))","v":""},{"$f":"IF(CK252=\"\",\"\",IF(CK252=\"\",\"\",VLOOKUP(CO252,'Vmáx(material) - Tab.4.3'!$R$35:$X$41,7)))","v":""},{"$f":"IF(CK252=\"\",\"\",IF(CL252=1,FCi(J252,CR252),FTr(J252,CQ252,CR252)))","v":""},"",{"$f":"IF(CK252=\"\",\"\",Hw(DO252,DP252,DQ252,DR252,DS252,DT252,Z,DU252,CV252,CR252))","v":""},"","","","","",{"$f":"IF(CK252=\"\",\"\",IF(CL252=1,PeriCi(CR252,DI252),PeriTr(CQ252,CU252,DI252)))","v":""},{"$f":"IF(CK252=\"\",\"\",IF(CL252=1,AreaCi(CR252,DI252),AreaTr(CQ252,CU252,DI252)))","v":""},{"$f":"IF(CK252=\"\",\"\",RhCi(DK252,EC252))","v":""},"",{"$f":"IF(CK252=\"\",\"\",hf(CS252,J252,CT252,DK252,EE252))","v":""},{"$f":"IF(CK252=\"\",\"\",LOOKUP(CW252,Tab.4.5!$J$6:$J$27,Tab.4.5!$L$6:$L$27))","v":""},{"$f":"IF(CK252=\"\",\"\",He(EH252,DM252))","v":""},{"$f":"IF(CK252=\"\",\"\",Hs(DM252))","v":""},{"$f":"IF(CK252=\"\",\"\",Hm(EB252,EG252,EI252,EJ252,CS252,CV252))","v":""},"","","","","","","K45+-45000 () ",{"$f":"IF(B252=\"Existe.\",IF(AE252=1,CONCATENATE(#REF!,AK252,\" m.\"),CONCATENATE(#REF!,AJ252,\" m x \",AK252,\" m.\")),IF(CL252=1,CONCATENATE(#REF!,CR252,\" m.\"),CONCATENATE(#REF!,CQ252,\" m x \",CR252,\" m.\")))","v":{"$error":"#REF!"}},"Concreto, L =  m, S = 0 %.","Cota clave eje= 0 msnm.",null,null,null,"","","","","",{"$f":"IF(EV252=\"\",\"\",VLOOKUP(EY252,'Estructura escalonada'!$D$3:$H$953,2))","v":""},"","","","","",""]
[null,null,null,null,null,null,null,null,null,null,null,0,null,0,null,null,null,null,null,null,{"$f":"IF(K254=\"No\",\"\",IF(O254=\"\",YcCi(P254,N254),YcTr(N254,O254,S254)))","v":{"$error":"#VALUE!"}},{"$f":"IF(K254=\"No\",\"\",IF(O254=\"\",Teta1(U254,P254),\"-\"))","v":{"$error":"#VALUE!"}},{"$error":"#VALUE!"},{"$error":"#VALUE!"},{"$f":"IF(K254=\"No\",\"\",IF(O254=\"\",Ynci(P254,N254,R254,T254),YnTr(1,R254,O254,S254,T254,N254)))","v":{"$error":"#VALUE!"}},{"$f":"IF(K254=\"No\",\"\",IF(O254=\"\",Teta1(Y254,P254),\"-\"))","v":{"$error":"#VALUE!"}},{"$f":"IF(K254=\"No\",\"\",IF(O254=\"\",AreaCi(P254,Y254),AreaTr(O254,S254,Y254)))","v":{"$error":"#VALUE!"}},{"$f":"IF(K254=\"No\",\"\",IF(O254=\"\",FrCi(AC254,9.806,Z254,P254),FrTr(AC254,9.806,O254,S254,Y254)))","v":{"$error":"#VALUE!"}},{"$error":"#VALUE!"},null,null,null,null,null,null,null,null,null,null,null,null,null,null,null,0,0,"","","",{"$f":"IF(AD254=\"\",\"\",IF(AE254=1,YcCi(AK254,J254),YcTr(J254,AJ254,AN254)))","v":""},{"$f":"IF(AD254=\"\",\"\",IF(AE254=1,Teta1(AX254,AK254),\"-\"))","v":""},{"$f":"IF(AD254=\"\",\"\",IF(AE254=1,AreaCi(AK254,AX254),AreaTr(AJ254,AN254,AX254)))","v":""},"",{"$f":"IF(AD254=\"\",\"\",IF(AE254=1,Ynci(AK254,J254,AM254,AO254),YnTr(1,AM254,AJ254,AN254,AO254,J254)))","v":""},{"$f":"IF(AD254=\"\",\"\",IF(AE254=1,Teta1(BB254,AK254),\"-\"))","v":""},{"$f":"IF(AD254=\"\",\"\",IF(AE254=1,AreaCi(AK254,BB254),AreaTr(AJ254,AN254,BB254)))","v":""},{"$f":"IF(AD254=\"\",\"\",IF(AE254=1,FrCi(BF254,9.806,BC254,AK254),FrTr(BF254,9.806,AJ254,AN254,BB254)))","v":""},"",{"$f":"IF(AD254=\"\",\"\",IF(AE254=1,LOOKUP(AI254,'Vmáx(material) - Tab.4.3'!$L$2:$L$11,'Vmáx(material) - Tab.4.3'!$M$2:$M$11),LOOKUP(AI254,'Vmáx(material) - Tab.4.3'!$L$15,'Vmáx(material) - Tab.4.3'!$M$15)))","v":""},{"$f":"IF(AD254=\"\",\"\",VLOOKUP($AH254,'Vmáx(material) - Tab.4.3'!$R$35:$X$41,2))","v":""},{"$f":"IF(AD254=\"\",\"\",VLOOKUP($AH254,'Vmáx(material) - Tab.4.3'!$R$35:$X$41,3))","v":""},{"$f":"IF(AD254=\"\",\"\",VLOOKUP($AH254,'Vmáx(material) - Tab.4.3'!$R$35:$X$41,4))","v":""},{"$f":"IF(AD254=\"\",\"\",VLOOKUP($AH254,'Vmáx(material) - Tab.4.3'!$R$35:$X$41,5))","v":""},{"$f":"IF(AD254=\"\",\"\",VLOOKUP($AH254,'Vmáx(material) - Tab.4.3'!$R$35:$X$41,6))","v":""},{"$f":"IF(AD254=\"\",\"\",IF(AD254=\"\",\"\",VLOOKUP($AH254,'Vmáx(material) - Tab.4.3'!$R$35:$X$41,7)))","v":""},{"$f":"IF(AD254=\"\",\"\",IF(AE254=1,FCi(J254,AK254),FTr(J254,AJ254,AK254)))","v":""},"",{"$f":"IF(AD254=\"\",\"\",Hw(BH254,BI254,BJ254,BK254,BL254,BM254,Z,BN254,AO254,AK254))","v":""},"","","","",{"$f":"IF(AD254=\"\",\"\",ho(BT254,AK254,AX254))","v":""},{"$f":"IF(AD254=\"\",\"\",IF(AE254=1,PeriCi(AK254,BB254),PeriTr(AJ254,AN254,BB254)))","v":""},{"$f":"IF(AD254=\"\",\"\",IF(AE254=1,AreaCi(AK254,BB254),AreaTr(AJ254,AN254,BB254)))","v":""},{"$f":"IF(AD254=\"\",\"\",RhCi(BW254,BV254))","v":""},"",{"$f":"IF(AD254=\"\",\"\",hf(AL254,J254,AM254,BW254,BX254))","v":""},{"$f":"IF(AD254=\"\",\"\",LOOKUP(AP254,Tab.4.5!$J$6:$J$27,Tab.4.5!$L$6:$L$27))","v":""},{"$f":"IF(AD254=\"\",\"\",He(CA254,BY254))","v":""},{"$f":"IF(AD254=\"\",\"\",Hs(BY254))","v":""},{"$f":"IF(AD254=\"\",\"\",Hm(BU254,BZ254,CB254,CC254,AL254,AO254))","v":""},"","","","","","",null,null,null,null,null,null,null,null,null,null,null,null,null,null,null,0,0,0,0,0,{"$f":"IF(CK254=\"\",\"\",IF(CL254=1,YcCi(CR254,J254),YcTr(J254,CQ254,CU254)))","v":""},{"$f":"IF(CK254=\"\",\"\",IF(CL254=1,Teta1(DE254,CR254),\"-\"))","v":""},"","",{"$f":"IF(CK254=\"\",\"\",IF(CL254=1,Ynci(CR254,J254,CT254,CV254),YnTr(1,CT254,CQ254,CU254,CV254,J254)))","v":""},{"$f":"IF(CK254=\"\",\"\",IF(CL254=1,Teta1(DI254,CR254),\"-\"))","v":""},{"$f":"IF(CK254=\"\",\"\",IF(CL254=1,AreaCi(CR254,J254),AreaTr(CQ254,CU254,DI254)))","v":""},{"$f":"IF(CK254=\"\",\"\",IF(CL254=1,FrCi(DM254,9.806,DJ254,CR254),FrTr(DM254,9.806,CQ254,CU254,DI254)))","v":""},"",{"$f":"IF(CK254=\"\",\"\",IF(CL254=1,LOOKUP(CP254,'Vmáx(material) - Tab.4.3'!$L$2:$L$11,'Vmáx(material) - Tab.4.3'!$M$2:$M$11),LOOKUP(CP254,'Vmáx(material) - Tab.4.3'!$L$15,'Vmáx(material) - Tab.4.3'!$M$15)))","v":""},{"$f":"IF(CK254=\"\",\"\",VLOOKUP($CO254,'Vmáx(material) - Tab.4.3'!$R$35:$X$41,2))","v":""},{"$f":"IF(CK254=\"\",\"\",VLOOKUP($CO254,'Vmáx(material) - Tab.4.3'!$R$35:$X$41,3))","v":""},{"$f":"IF(CK254=\"\",\"\",VLOOKUP($CO254,'Vmáx(material) - Tab.4.3'!$R$35:$X$41,4))","v":""},{"$f":"IF(CK254=\"\",\"\",VLOOKUP($CO254,'Vmáx(material) - Tab.4.3'!$R$35:$X$41,5))","v":""},{"$f":"IF(CK254=\"\",\"\",VLOOKUP($CO254,'Vmáx(material) - Tab.4.3'!$R$35:$X$41,6))","v":""},{"$f":"IF(CK254=\"\",\"\",IF(CK254=\"\",\"\",VLOOKUP(CO254,'Vmáx(material) - Tab.4.3'!$R$35:$X$41,7)))","v":""},{"$f":"IF(CK254=\"\",\"\",IF(CL254=1,FCi(J254,CR254),FTr(J254,CQ254,CR254)))","v":""},"",{"$f":"IF(CK254=\"\",\"\",Hw(DO254,DP254,DQ254,DR254,DS254,DT254,Z,DU254,CV254,CR254))","v":""},"","","","","",{"$f":"IF(CK254=\"\",\"\",IF(CL254=1,PeriCi(CR254,DI254),PeriTr(CQ254,CU254,DI254)))","v":""},{"$f":"IF(CK254=\"\",\"\",IF(CL254=1,AreaCi(CR254,DI254),AreaTr(CQ254,CU254,DI254)))","v":""},{"$f":"IF(CK254=\"\",\"\",RhCi(DK254,EC254))","v":""},"",{"$f":"IF(CK254=\"\",\"\",hf(CS254,J254,CT254,DK254,EE254))","v":""},{"$f":"IF(CK254=\"\",\"\",LOOKUP(CW254,Tab.4.5!$J$6:$J$27,Tab.4.5!$L$6:$L$27))","v":""},{"$f":"IF(CK254=\"\",\"\",He(EH254,DM254))","v":""},{"$f":"IF(CK254=\"\",\"\",Hs(DM254))","v":""},{"$f":"IF(CK254=\"\",\"\",Hm(EB254,EG254,EI254,EJ254,CS254,CV254))","v":""},"","","","","","","K45+-45000 () ",{"$f":"IF(B254=\"Existe.\",IF(AE254=1,CONCATENATE(#REF!,AK254,\" m.\"),CONCATENATE(#REF!,AJ254,\" m x \",AK254,\" m.\")),IF(CL254=1,CONCATENATE(#REF!,CR254,\" m.\"),CONCATENATE(#REF!,CQ254,\" m x \",CR254,\" m.\")))","v":{"$error":"#REF!"}},"Concreto, L =  m, S = 0 %.","Cota clave eje= 0 msnm.",null,null,null,"","","","","",{"$f":"IF(EV254=\"\",\"\",VLOOKUP(EY254,'Estructura escalonada'!$D$3:$H$953,2))","v":""},"","","","","",""]
[null,null,null,null,null,null,null,null,null,null,null,0,null,0,null,null,null,null,null,null,{"$f":"IF(K257=\"No\",\"\",IF(O257=\"\",YcCi(P257,N257),YcTr(N257,O257,S257)))","v":{"$error":"#VALUE!"}},{"$f":"IF(K257=\"No\",\"\",IF(O257=\"\",Teta1(U257,P257),\"-\"))","v":{"$error":"#VALUE!"}},{"$error":"#VALUE!"},{"$error":"#VALUE!"},{"$f":"IF(K257=\"No\",\"\",IF(O257=\"\",Ynci(P257,N257,R257,T257),YnTr(1,R257,O257,S257,T257,N257)))","v":{"$error":"#VALUE!"}},{"$f":"IF(K257=\"No\",\"\",IF(O257=\"\",Teta1(Y257,P257),\"-\"))","v":{"$error":"#VALUE!"}},{"$f":"IF(K257=\"No\",\"\",IF(O257=\"\",AreaCi(P257,Y257),AreaTr(O257,S257,Y257)))","v":{"$error":"#VALUE!"}},{"$f":"IF(K257=\"No\",\"\",IF(O257=\"\",FrCi(AC257,9.806,Z257,P257),FrTr(AC257,9.806,O257,S257,Y257)))","v":{"$error":"#VALUE!"}},{"$error":"#VALUE!"},null,null,null,null,null,null,null,null,null,null,null,null,null,null,null,0,0,"","","",{"$f":"IF(AD257=\"\",\"\",IF(AE257=1,YcCi(AK257,J257),YcTr(J257,AJ257,AN257)))","v":""},{"$f":"IF(AD257=\"\",\"\",IF(AE257=1,Teta1(AX257,AK257),\"-\"))","v":""},{"$f":"IF(AD257=\"\",\"\",IF(AE257=1,AreaCi(AK257,AX257),AreaTr(AJ257,AN257,AX257)))","v":""},"",{"$f":"IF(AD257=\"\",\"\",IF(AE257=1,Ynci(AK257,J257,AM257,AO257),YnTr(1,AM257,AJ257,AN257,AO257,J257)))","v":""},{"$f":"IF(AD257=\"\",\"\",IF(AE257=1,Teta1(BB257,AK257),\"-\"))","v":""},{"$f":"IF(AD257=\"\",\"\",IF(AE257=1,AreaCi(AK257,BB257),AreaTr(AJ257,AN257,BB257)))","v":""},{"$f":"IF(AD257=\"\",\"\",IF(AE257=1,FrCi(BF257,9.806,BC257,AK257),FrTr(BF257,9.806,AJ257,AN257,BB257)))","v":""},"",{"$f":"IF(AD257=\"\",\"\",IF(AE257=1,LOOKUP(AI257,'Vmáx(material) - Tab.4.3'!$L$2:$L$11,'Vmáx(material) - Tab.4.3'!$M$2:$M$11),LOOKUP(AI257,'Vmáx(material) - Tab.4.3'!$L$15,'Vmáx(material) - Tab.4.3'!$M$15)))","v":""},{"$f":"IF(AD257=\"\",\"\",VLOOKUP($AH257,'Vmáx(material) - Tab.4.3'!$R$35:$X$41,2))","v":""},{"$f":"IF(AD257=\"\",\"\",VLOOKUP($AH257,'Vmáx(material) - Tab.4.3'!$R$35:$X$41,3))","v":""},{"$f":"IF(AD257=\"\",\"\",VLOOKUP($AH257,'Vmáx(material) - Tab.4.3'!$R$35:$X$41,4))","v":""},{"$f":"IF(AD257=\"\",\"\",VLOOKUP($AH257,'Vmáx(material) - Tab.4.3'!$R$35:$X$41,5))","v":""},{"$f":"IF(AD257=\"\",\"\",VLOOKUP($AH257,'Vmáx(material) - Tab.4.3'!$R$35:$X$41,6))","v":""},{"$f":"IF(AD257=\"\",\"\",IF(AD257=\"\",\"\",VLOOKUP($AH257,'Vmáx(material) - Tab.4.3'!$R$35:$X$41,7)))","v":""},{"$f":"IF(AD257=\"\",\"\",IF(AE257=1,FCi(J257,AK257),FTr(J257,AJ257,AK257)))","v":""},"",{"$f":"IF(AD257=\"\",\"\",Hw(BH257,BI257,BJ257,BK257,BL257,BM257,Z,BN257,AO257,AK257))","v":""},"","","","",{"$f":"IF(AD257=\"\",\"\",ho(BT257,AK257,AX257))","v":""},{"$f":"IF(AD257=\"\",\"\",IF(AE257=1,PeriCi(AK257,BB257),PeriTr(AJ257,AN257,BB257)))","v":""},{"$f":"IF(AD257=\"\",\"\",IF(AE257=1,AreaCi(AK257,BB257),AreaTr(AJ257,AN257,BB257)))","v":""},{"$f":"IF(AD257=\"\",\"\",RhCi(BW257,BV257))","v":""},"",{"$f":"IF(AD257=\"\",\"\",hf(AL257,J257,AM257,BW257,BX257))","v":""},{"$f":"IF(AD257=\"\",\"\",LOOKUP(AP257,Tab.4.5!$J$6:$J$27,Tab.4.5!$L$6:$L$27))","v":""},{"$f":"IF(AD257=\"\",\"\",He(CA257,BY257))","v":""},{"$f":"IF(AD257=\"\",\"\",Hs(BY257))","v":""},{"$f":"IF(AD257=\"\",\"\",Hm(BU257,BZ257,CB257,CC257,AL257,AO257))","v":""},"","","","","","",null,null,null,null,null,null,null,null,null,null,null,null,null,null,null,0,0,0,0,0,{"$f":"IF(CK257=\"\",\"\",IF(CL257=1,YcCi(CR257,J257),YcTr(J257,CQ257,CU257)))","v":""},{"$f":"IF(CK257=\"\",\"\",IF(CL257=1,Teta1(DE257,CR257),\"-\"))","v":""},"","",{"$f":"IF(CK257=\"\",\"\",IF(CL257=1,Ynci(CR257,J257,CT257,CV257),YnTr(1,CT257,CQ257,CU257,CV257,J257)))","v":""},{"$f":"IF(CK257=\"\",\"\",IF(CL257=1,Teta1(DI257,CR257),\"-\"))","v":""},{"$f":"IF(CK257=\"\",\"\",IF(CL257=1,AreaCi(CR257,J257),AreaTr(CQ257,CU257,DI257)))","v":""},{"$f":"IF(CK257=\"\",\"\",IF(CL257=1,FrCi(DM257,9.806,DJ257,CR257),FrTr(DM257,9.806,CQ257,CU257,DI257)))","v":""},"",{"$f":"IF(CK257=\"\",\"\",IF(CL257=1,LOOKUP(CP257,'Vmáx(material) - Tab.4.3'!$L$2:$L$11,'Vmáx(material) - Tab.4.3'!$M$2:$M$11),LOOKUP(CP257,'Vmáx(material) - Tab.4.3'!$L$15,'Vmáx(material) - Tab.4.3'!$M$15)))","v":""},{"$f":"IF(CK257=\"\",\"\",VLOOKUP($CO257,'Vmáx(material) - Tab.4.3'!$R$35:$X$41,2))","v":""},{"$f":"IF(CK257=\"\",\"\",VLOOKUP($CO257,'Vmáx(material) - Tab.4.3'!$R$35:$X$41,3))","v":""},{"$f":"IF(CK257=\"\",\"\",VLOOKUP($CO257,'Vmáx(material) - Tab.4.3'!$R$35:$X$41,4))","v":""},{"$f":"IF(CK257=\"\",\"\",VLOOKUP($CO257,'Vmáx(material) - Tab.4.3'!$R$35:$X$41,5))","v":""},{"$f":"IF(CK257=\"\",\"\",VLOOKUP($CO257,'Vmáx(material) - Tab.4.3'!$R$35:$X$41,6))","v":""},{"$f":"IF(CK257=\"\",\"\",IF(CK257=\"\",\"\",VLOOKUP(CO257,'Vmáx(material) - Tab.4.3'!$R$35:$X$41,7)))","v":""},{"$f":"IF(CK257=\"\",\"\",IF(CL257=1,FCi(J257,CR257),FTr(J257,CQ257,CR257)))","v":""},"",{"$f":"IF(CK257=\"\",\"\",Hw(DO257,DP257,DQ257,DR257,DS257,DT257,Z,DU257,CV257,CR257))","v":""},"","","","","",{"$f":"IF(CK257=\"\",\"\",IF(CL257=1,PeriCi(CR257,DI257),PeriTr(CQ257,CU257,DI257)))","v":""},{"$f":"IF(CK257=\"\",\"\",IF(CL257=1,AreaCi(CR257,DI257),AreaTr(CQ257,CU257,DI257)))","v":""},{"$f":"IF(CK257=\"\",\"\",RhCi(DK257,EC257))","v":""},"",{"$f":"IF(CK257=\"\",\"\",hf(CS257,J257,CT257,DK257,EE257))","v":""},{"$f":"IF(CK257=\"\",\"\",LOOKUP(CW257,Tab.4.5!$J$6:$J$27,Tab.4.5!$L$6:$L$27))","v":""},{"$f":"IF(CK257=\"\",\"\",He(EH257,DM257))","v":""},{"$f":"IF(CK257=\"\",\"\",Hs(DM257))","v":""},{"$f":"IF(CK257=\"\",\"\",Hm(EB257,EG257,EI257,EJ257,CS257,CV257))","v":""},"","","","","","","K45+-45000 () ",{"$f":"IF(B257=\"Existe.\",IF(AE257=1,CONCATENATE(#REF!,AK257,\" m.\"),CONCATENATE(#REF!,AJ257,\" m x \",AK257,\" m.\")),IF(CL257=1,CONCATENATE(#REF!,CR257,\" m.\"),CONCATENATE(#REF!,CQ257,\" m x \",CR257,\" m.\")))","v":{"$error":"#REF!"}},"Concreto, L =  m, S = 0 %.","Cota clave eje= 0 msnm.",null,null,null,"","","","","",{"$f":"IF(EV257=\"\",\"\",VLOOKUP(EY257,'Estructura escalonada'!$D$3:$H$953,2))","v":""},"","","","","",""]
[null,null,null,null,null,null,null,null,null,null,null,0,null,0,null,null,null,null,null,null,{"$f":"IF(K261=\"No\",\"\",IF(O261=\"\",YcCi(P261,N261),YcTr(N261,O261,S261)))","v":{"$error":"#VALUE!"}},{"$f":"IF(K261=\"No\",\"\",IF(O261=\"\",Teta1(U261,P261),\"-\"))","v":{"$error":"#VALUE!"}},{"$error":"#VALUE!"},{"$error":"#VALUE!"},{"$f":"IF(K261=\"No\",\"\",IF(O261=\"\",Ynci(P261,N261,R261,T261),YnTr(1,R261,O261,S261,T261,N261)))","v":{"$error":"#VALUE!"}},{"$f":"IF(K261=\"No\",\"\",IF(O261=\"\",Teta1(Y261,P261),\"-\"))","v":{"$error":"#VALUE!"}},{"$f":"IF(K261=\"No\",\"\",IF(O261=\"\",AreaCi(P261,Y261),AreaTr(O261,S261,Y261)))","v":{"$error":"#VALUE!"}},{"$f":"IF(K261=\"No\",\"\",IF(O261=\"\",FrCi(AC261,9.806,Z261,P261),FrTr(AC261,9.806,O261,S261,Y261)))","v":{"$error":"#VALUE!"}},{"$error":"#VALUE!"},null,null,null,null,null,null,null,null,null,null,null,null,null,null,null,0,0,"","","",{"$f":"IF(AD261=\"\",\"\",IF(AE261=1,YcCi(AK261,J261),YcTr(J261,AJ261,AN261)))","v":""},{"$f":"IF(AD261=\"\",\"\",IF(AE261=1,Teta1(AX261,AK261),\"-\"))","v":""},{"$f":"IF(AD261=\"\",\"\",IF(AE261=1,AreaCi(AK261,AX261),AreaTr(AJ261,AN261,AX261)))","v":""},"",{"$f":"IF(AD261=\"\",\"\",IF(AE261=1,Ynci(AK261,J261,AM261,AO261),YnTr(1,AM261,AJ261,AN261,AO261,J261)))","v":""},{"$f":"IF(AD261=\"\",\"\",IF(AE261=1,Teta1(BB261,AK261),\"-\"))","v":""},{"$f":"IF(AD261=\"\",\"\",IF(AE261=1,AreaCi(AK261,BB261),AreaTr(AJ261,AN261,BB261)))","v":""},{"$f":"IF(AD261=\"\",\"\",IF(AE261=1,FrCi(BF261,9.806,BC261,AK261),FrTr(BF261,9.806,AJ261,AN261,BB261)))","v":""},"",{"$f":"IF(AD261=\"\",\"\",IF(AE261=1,LOOKUP(AI261,'Vmáx(material) - Tab.4.3'!$L$2:$L$11,'Vmáx(material) - Tab.4.3'!$M$2:$M$11),LOOKUP(AI261,'Vmáx(material) - Tab.4.3'!$L$15,'Vmáx(material) - Tab.4.3'!$M$15)))","v":""},{"$f":"IF(AD261=\"\",\"\",VLOOKUP($AH261,'Vmáx(material) - Tab.4.3'!$R$35:$X$41,2))","v":""},{"$f":"IF(AD261=\"\",\"\",VLOOKUP($AH261,'Vmáx(material) - Tab.4.3'!$R$35:$X$41,3))","v":""},{"$f":"IF(AD261=\"\",\"\",VLOOKUP($AH261,'Vmáx(material) - Tab.4.3'!$R$35:$X$41,4))","v":""},{"$f":"IF(AD261=\"\",\"\",VLOOKUP($AH261,'Vmáx(material) - Tab.4.3'!$R$35:$X$41,5))","v":""},{"$f":"IF(AD261=\"\",\"\",VLOOKUP($AH261,'Vmáx(material) - Tab.4.3'!$R$35:$X$41,6))","v":""},{"$f":"IF(AD261=\"\",\"\",IF(AD261=\"\",\"\",VLOOKUP($AH261,'Vmáx(material) - Tab.4.3'!$R$35:$X$41,7)))","v":""},{"$f":"IF(AD261=\"\",\"\",IF(AE261=1,FCi(J261,AK261),FTr(J261,AJ261,AK261)))","v":""},"",{"$f":"IF(AD261=\"\",\"\",Hw(BH261,BI261,BJ261,BK261,BL261,BM261,Z,BN261,AO261,AK261))","v":""},"","","","",{"$f":"IF(AD261=\"\",\"\",ho(BT261,AK261,AX261))","v":""},{"$f":"IF(AD261=\"\",\"\",IF(AE261=1,PeriCi(AK261,BB261),PeriTr(AJ261,AN261,BB261)))","v":""},{"$f":"IF(AD261=\"\",\"\",IF(AE261=1,AreaCi(AK261,BB261),AreaTr(AJ261,AN261,BB261)))","v":""},{"$f":"IF(AD261=\"\",\"\",RhCi(BW261,BV261))","v":""},"",{"$f":"IF(AD261=\"\",\"\",hf(AL261,J261,AM261,BW261,BX261))","v":""},{"$f":"IF(AD261=\"\",\"\",LOOKUP(AP261,Tab.4.5!$J$6:$J$27,Tab.4.5!$L$6:$L$27))","v":""},{"$f":"IF(AD261=\"\",\"\",He(CA261,BY261))","v":""},{"$f":"IF(AD261=\"\",\"\",Hs(BY261))","v":""},{"$f":"IF(AD261=\"\",\"\",Hm(BU261,BZ261,CB261,CC261,AL261,AO261))","v":""},"","","","","","",null,null,null,null,null,null,null,null,null,null,null,null,null,null,null,0,0,0,0,0,{"$f":"IF(CK261=\"\",\"\",IF(CL261=1,YcCi(CR261,J261),YcTr(J261,CQ261,CU261)))","v":""},{"$f":"IF(CK261=\"\",\"\",IF(CL261=1,Teta1(DE261,CR261),\"-\"))","v":""},"","",{"$f":"IF(CK261=\"\",\"\",IF(CL261=1,Ynci(CR261,J261,CT261,CV261),YnTr(1,CT261,CQ261,CU261,CV261,J261)))","v":""},{"$f":"IF(CK261=\"\",\"\",IF(CL261=1,Teta1(DI261,CR261),\"-\"))","v":""},{"$f":"IF(CK261=\"\",\"\",IF(CL261=1,AreaCi(CR261,J261),AreaTr(CQ261,CU261,DI261)))","v":""},{"$f":"IF(CK261=\"\",\"\",IF(CL261=1,FrCi(DM261,9.806,DJ261,CR261),FrTr(DM261,9.806,CQ261,CU261,DI261)))","v":""},"",{"$f":"IF(CK261=\"\",\"\",IF(CL261=1,LOOKUP(CP261,'Vmáx(material) - Tab.4.3'!$L$2:$L$11,'Vmáx(material) - Tab.4.3'!$M$2:$M$11),LOOKUP(CP261,'Vmáx(material) - Tab.4.3'!$L$15,'Vmáx(material) - Tab.4.3'!$M$15)))","v":""},{"$f":"IF(CK261=\"\",\"\",VLOOKUP($CO261,'Vmáx(material) - Tab.4.3'!$R$35:$X$41,2))","v":""},{"$f":"IF(CK261=\"\",\"\",VLOOKUP($CO261,'Vmáx(material) - Tab.4.3'!$R$35:$X$41,3))","v":""},{"$f":"IF(CK261=\"\",\"\",VLOOKUP($CO261,'Vmáx(material) - Tab.4.3'!$R$35:$X$41,4))","v":""},{"$f":"IF(CK261=\"\",\"\",VLOOKUP($CO261,'Vmáx(material) - Tab.4.3'!$R$35:$X$41,5))","v":""},{"$f":"IF(CK261=\"\",\"\",VLOOKUP($CO261,'Vmáx(material) - Tab.4.3'!$R$35:$X$41,6))","v":""},{"$f":"IF(CK261=\"\",\"\",IF(CK261=\"\",\"\",VLOOKUP(CO261,'Vmáx(material) - Tab.4.3'!$R$35:$X$41,7)))","v":""},{"$f":"IF(CK261=\"\",\"\",IF(CL261=1,FCi(J261,CR261),FTr(J261,CQ261,CR261)))","v":""},"",{"$f":"IF(CK261=\"\",\"\",Hw(DO261,DP261,DQ261,DR261,DS261,DT261,Z,DU261,CV261,CR261))","v":""},"","","","","",{"$f":"IF(CK261=\"\",\"\",IF(CL261=1,PeriCi(CR261,DI261),PeriTr(CQ261,CU261,DI261)))","v":""},{"$f":"IF(CK261=\"\",\"\",IF(CL261=1,AreaCi(CR261,DI261),AreaTr(CQ261,CU261,DI261)))","v":""},{"$f":"IF(CK261=\"\",\"\",RhCi(DK261,EC261))","v":""},"",{"$f":"IF(CK261=\"\",\"\",hf(CS261,J261,CT261,DK261,EE261))","v":""},{"$f":"IF(CK261=\"\",\"\",LOOKUP(CW261,Tab.4.5!$J$6:$J$27,Tab.4.5!$L$6:$L$27))","v":""},{"$f":"IF(CK261=\"\",\"\",He(EH261,DM261))","v":""},{"$f":"IF(CK261=\"\",\"\",Hs(DM261))","v":""},{"$f":"IF(CK261=\"\",\"\",Hm(EB261,EG261,EI261,EJ261,CS261,CV261))","v":""},"","","","","","","K45+-45000 () ",{"$f":"IF(B261=\"Existe.\",IF(AE261=1,CONCATENATE(#REF!,AK261,\" m.\"),CONCATENATE(#REF!,AJ261,\" m x \",AK261,\" m.\")),IF(CL261=1,CONCATENATE(#REF!,CR261,\" m.\"),CONCATENATE(#REF!,CQ261,\" m x \",CR261,\" m.\")))","v":{"$error":"#REF!"}},"Concreto, L =  m, S = 0 %.","Cota clave eje= 0 msnm.",null,null,null,"","","","","",{"$f":"IF(EV261=\"\",\"\",VLOOKUP(EY261,'Estructura escalonada'!$D$3:$H$953,2))","v":""},"","","","","",""]
[null,null,null,null,null,null,null,null,null,null,null,0,null,0,null,null,null,null,null,null,{"$f":"IF(K263=\"No\",\"\",IF(O263=\"\",YcCi(P263,N263),YcTr(N263,O263,S263)))","v":{"$error":"#VALUE!"}},{"$f":"IF(K263=\"No\",\"\",IF(O263=\"\",Teta1(U263,P263),\"-\"))","v":{"$error":"#VALUE!"}},{"$error":"#VALUE!"},{"$error":"#VALUE!"},{"$f":"IF(K263=\"No\",\"\",IF(O263=\"\",Ynci(P263,N263,R263,T263),YnTr(1,R263,O263,S263,T263,N263)))","v":{"$error":"#VALUE!"}},{"$f":"IF(K263=\"No\",\"\",IF(O263=\"\",Teta1(Y263,P263),\"-\"))","v":{"$error":"#VALUE!"}},{"$f":"IF(K263=\"No\",\"\",IF(O263=\"\",AreaCi(P263,Y263),AreaTr(O263,S263,Y263)))","v":{"$error":"#VALUE!"}},{"$f":"IF(K263=\"No\",\"\",IF(O263=\"\",FrCi(AC263,9.806,Z263,P263),FrTr(AC263,9.806,O263,S263,Y263)))","v":{"$error":"#VALUE!"}},{"$error":"#VALUE!"},null,null,null,null,null,null,null,null,null,null,null,null,null,null,null,0,0,"","","",{"$f":"IF(AD263=\"\",\"\",IF(AE263=1,YcCi(AK263,J263),YcTr(J263,AJ263,AN263)))","v":""},{"$f":"IF(AD263=\"\",\"\",IF(AE263=1,Teta1(AX263,AK263),\"-\"))","v":""},{"$f":"IF(AD263=\"\",\"\",IF(AE263=1,AreaCi(AK263,AX263),AreaTr(AJ263,AN263,AX263)))","v":""},"",{"$f":"IF(AD263=\"\",\"\",IF(AE263=1,Ynci(AK263,J263,AM263,AO263),YnTr(1,AM263,AJ263,AN263,AO263,J263)))","v":""},{"$f":"IF(AD263=\"\",\"\",IF(AE263=1,Teta1(BB263,AK263),\"-\"))","v":""},{"$f":"IF(AD263=\"\",\"\",IF(AE263=1,AreaCi(AK263,BB263),AreaTr(AJ263,AN263,BB263)))","v":""},{"$f":"IF(AD263=\"\",\"\",IF(AE263=1,FrCi(BF263,9.806,BC263,AK263),FrTr(BF263,9.806,AJ263,AN263,BB263)))","v":""},"",{"$f":"IF(AD263=\"\",\"\",IF(AE263=1,LOOKUP(AI263,'Vmáx(material) - Tab.4.3'!$L$2:$L$11,'Vmáx(material) - Tab.4.3'!$M$2:$M$11),LOOKUP(AI263,'Vmáx(material) - Tab.4.3'!$L$15,'Vmáx(material) - Tab.4.3'!$M$15)))","v":""},{"$f":"IF(AD263=\"\",\"\",VLOOKUP($AH263,'Vmáx(material) - Tab.4.3'!$R$35:$X$41,2))","v":""},{"$f":"IF(AD263=\"\",\"\",VLOOKUP($AH263,'Vmáx(material) - Tab.4.3'!$R$35:$X$41,3))","v":""},{"$f":"IF(AD263=\"\",\"\",VLOOKUP($AH263,'Vmáx(material) - Tab.4.3'!$R$35:$X$41,4))","v":""},{"$f":"IF(AD263=\"\",\"\",VLOOKUP($AH263,'Vmáx(material) - Tab.4.3'!$R$35:$X$41,5))","v":""},{"$f":"IF(AD263=\"\",\"\",VLOOKUP($AH263,'Vmáx(material) - Tab.4.3'!$R$35:$X$41,6))","v":""},{"$f":"IF(AD263=\"\",\"\",IF(AD263=\"\",\"\",VLOOKUP($AH263,'Vmáx(material) - Tab.4.3'!$R$35:$X$41,7)))","v":""},{"$f":"IF(AD263=\"\",\"\",IF(AE263=1,FCi(J263,AK263),FTr(J263,AJ263,AK263)))","v":""},"",{"$f":"IF(AD263=\"\",\"\",Hw(BH263,BI263,BJ263,BK263,BL263,BM263,Z,BN263,AO263,AK263))","v":""},"","","","",{"$f":"IF(AD263=\"\",\"\",ho(BT263,AK263,AX263))","v":""},{"$f":"IF(AD263=\"\",\"\",IF(AE263=1,PeriCi(AK263,BB263),PeriTr(AJ263,AN263,BB263)))","v":""},{"$f":"IF(AD263=\"\",\"\",IF(AE263=1,AreaCi(AK263,BB263),AreaTr(AJ263,AN263,BB263)))","v":""},{"$f":"IF(AD263=\"\",\"\",RhCi(BW263,BV263))","v":""},"",{"$f":"IF(AD263=\"\",\"\",hf(AL263,J263,AM263,BW263,BX263))","v":""},{"$f":"IF(AD263=\"\",\"\",LOOKUP(AP263,Tab.4.5!$J$6:$J$27,Tab.4.5!$L$6:$L$27))","v":""},{"$f":"IF(AD263=\"\",\"\",He(CA263,BY263))","v":""},{"$f":"IF(AD263=\"\",\"\",Hs(BY263))","v":""},{"$f":"IF(AD263=\"\",\"\",Hm(BU263,BZ263,CB263,CC263,AL263,AO263))","v":""},"","","","","","",null,null,null,null,null,null,null,null,null,null,null,null,null,null,null,0,0,0,0,0,{"$f":"IF(CK263=\"\",\"\",IF(CL263=1,YcCi(CR263,J263),YcTr(J263,CQ263,CU263)))","v":""},{"$f":"IF(CK263=\"\",\"\",IF(CL263=1,Teta1(DE263,CR263),\"-\"))","v":""},"","",{"$f":"IF(CK263=\"\",\"\",IF(CL263=1,Ynci(CR263,J263,CT263,CV263),YnTr(1,CT263,CQ263,CU263,CV263,J263)))","v":""},{"$f":"IF(CK263=\"\",\"\",IF(CL263=1,Teta1(DI263,CR263),\"-\"))","v":""},{"$f":"IF(CK263=\"\",\"\",IF(CL263=1,AreaCi(CR263,J263),AreaTr(CQ263,CU263,DI263)))","v":""},{"$f":"IF(CK263=\"\",\"\",IF(CL263=1,FrCi(DM263,9.806,DJ263,CR263),FrTr(DM263,9.806,CQ263,CU263,DI263)))","v":""},"",{"$f":"IF(CK263=\"\",\"\",IF(CL263=1,LOOKUP(CP263,'Vmáx(material) - Tab.4.3'!$L$2:$L$11,'Vmáx(material) - Tab.4.3'!$M$2:$M$11),LOOKUP(CP263,'Vmáx(material) - Tab.4.3'!$L$15,'Vmáx(material) - Tab.4.3'!$M$15)))","v":""},{"$f":"IF(CK263=\"\",\"\",VLOOKUP($CO263,'Vmáx(material) - Tab.4.3'!$R$35:$X$41,2))","v":""},{"$f":"IF(CK263=\"\",\"\",VLOOKUP($CO263,'Vmáx(material) - Tab.4.3'!$R$35:$X$41,3))","v":""},{"$f":"IF(CK263=\"\",\"\",VLOOKUP($CO263,'Vmáx(material) - Tab.4.3'!$R$35:$X$41,4))","v":""},{"$f":"IF(CK263=\"\",\"\",VLOOKUP($CO263,'Vmáx(material) - Tab.4.3'!$R$35:$X$41,5))","v":""},{"$f":"IF(CK263=\"\",\"\",VLOOKUP($CO263,'Vmáx(material) - Tab.4.3'!$R$35:$X$41,6))","v":""},{"$f":"IF(CK263=\"\",\"\",IF(CK263=\"\",\"\",VLOOKUP(CO263,'Vmáx(material) - Tab.4.3'!$R$35:$X$41,7)))","v":""},{"$f":"IF(CK263=\"\",\"\",IF(CL263=1,FCi(J263,CR263),FTr(J263,CQ263,CR263)))","v":""},"",{"$f":"IF(CK263=\"\",\"\",Hw(DO263,DP263,DQ263,DR263,DS263,DT263,Z,DU263,CV263,CR263))","v":""},"","","","","",{"$f":"IF(CK263=\"\",\"\",IF(CL263=1,PeriCi(CR263,DI263),PeriTr(CQ263,CU263,DI263)))","v":""},{"$f":"IF(CK263=\"\",\"\",IF(CL263=1,AreaCi(CR263,DI263),AreaTr(CQ263,CU263,DI263)))","v":""},{"$f":"IF(CK263=\"\",\"\",RhCi(DK263,EC263))","v":""},"",{"$f":"IF(CK263=\"\",\"\",hf(CS263,J263,CT263,DK263,EE263))","v":""},{"$f":"IF(CK263=\"\",\"\",LOOKUP(CW263,Tab.4.5!$J$6:$J$27,Tab.4.5!$L$6:$L$27))","v":""},{"$f":"IF(CK263=\"\",\"\",He(EH263,DM263))","v":""},{"$f":"IF(CK263=\"\",\"\",Hs(DM263))","v":""},{"$f":"IF(CK263=\"\",\"\",Hm(EB263,EG263,EI263,EJ263,CS263,CV263))","v":""},"","","","","","","K45+-45000 () ",{"$f":"IF(B263=\"Existe.\",IF(AE263=1,CONCATENATE(#REF!,AK263,\" m.\"),CONCATENATE(#REF!,AJ263,\" m x \",AK263,\" m.\")),IF(CL263=1,CONCATENATE(#REF!,CR263,\" m.\"),CONCATENATE(#REF!,CQ263,\" m x \",CR263,\" m.\")))","v":{"$error":"#REF!"}},"Concreto, L =  m, S = 0 %.","Cota clave eje= 0 msnm.",null,null,null,"","","","","",{"$f":"IF(EV263=\"\",\"\",VLOOKUP(EY263,'Estructura escalonada'!$D$3:$H$953,2))","v":""},"","","","","",""]
[null,null,null,null,null,null,null,null,null,null,null,0,null,0,null,null,null,null,null,null,{"$f":"IF(K266=\"No\",\"\",IF(O266=\"\",YcCi(P266,N266),YcTr(N266,O266,S266)))","v":{"$error":"#VALUE!"}},{"$f":"IF(K266=\"No\",\"\",IF(O266=\"\",Teta1(U266,P266),\"-\"))","v":{"$error":"#VALUE!"}},{"$error":"#VALUE!"},{"$error":"#VALUE!"},{"$f":"IF(K266=\"No\",\"\",IF(O266=\"\",Ynci(P266,N266,R266,T266),YnTr(1,R266,O266,S266,T266,N266)))","v":{"$error":"#VALUE!"}},{"$f":"IF(K266=\"No\",\"\",IF(O266=\"\",Teta1(Y266,P266),\"-\"))","v":{"$error":"#VALUE!"}},{"$f":"IF(K266=\"No\",\"\",IF(O266=\"\",AreaCi(P266,Y266),AreaTr(O266,S266,Y266)))","v":{"$error":"#VALUE!"}},{"$f":"IF(K266=\"No\",\"\",IF(O266=\"\",FrCi(AC266,9.806,Z266,P266),FrTr(AC266,9.806,O266,S266,Y266)))","v":{"$error":"#VALUE!"}},{"$error":"#VALUE!"},null,null,null,null,null,null,null,null,null,null,null,null,null,null,null,0,0,"","","",{"$f":"IF(AD266=\"\",\"\",IF(AE266=1,YcCi(AK266,J266),YcTr(J266,AJ266,AN266)))","v":""},{"$f":"IF(AD266=\"\",\"\",IF(AE266=1,Teta1(AX266,AK266),\"-\"))","v":""},{"$f":"IF(AD266=\"\",\"\",IF(AE266=1,AreaCi(AK266,AX266),AreaTr(AJ266,AN266,AX266)))","v":""},"",{"$f":"IF(AD266=\"\",\"\",IF(AE266=1,Ynci(AK266,J266,AM266,AO266),YnTr(1,AM266,AJ266,AN266,AO266,J266)))","v":""},{"$f":"IF(AD266=\"\",\"\",IF(AE266=1,Teta1(BB266,AK266),\"-\"))","v":""},{"$f":"IF(AD266=\"\",\"\",IF(AE266=1,AreaCi(AK266,BB266),AreaTr(AJ266,AN266,BB266)))","v":""},{"$f":"IF(AD266=\"\",\"\",IF(AE266=1,FrCi(BF266,9.806,BC266,AK266),FrTr(BF266,9.806,AJ266,AN266,BB266)))","v":""},"",{"$f":"IF(AD266=\"\",\"\",IF(AE266=1,LOOKUP(AI266,'Vmáx(material) - Tab.4.3'!$L$2:$L$11,'Vmáx(material) - Tab.4.3'!$M$2:$M$11),LOOKUP(AI266,'Vmáx(material) - Tab.4.3'!$L$15,'Vmáx(material) - Tab.4.3'!$M$15)))","v":""},{"$f":"IF(AD266=\"\",\"\",VLOOKUP($AH266,'Vmáx(material) - Tab.4.3'!$R$35:$X$41,2))","v":""},{"$f":"IF(AD266=\"\",\"\",VLOOKUP($AH266,'Vmáx(material) - Tab.4.3'!$R$35:$X$41,3))","v":""},{"$f":"IF(AD266=\"\",\"\",VLOOKUP($AH266,'Vmáx(material) - Tab.4.3'!$R$35:$X$41,4))","v":""},{"$f":"IF(AD266=\"\",\"\",VLOOKUP($AH266,'Vmáx(material) - Tab.4.3'!$R$35:$X$41,5))","v":""},{"$f":"IF(AD266=\"\",\"\",VLOOKUP($AH266,'Vmáx(material) - Tab.4.3'!$R$35:$X$41,6))","v":""},{"$f":"IF(AD266=\"\",\"\",IF(AD266=\"\",\"\",VLOOKUP($AH266,'Vmáx(material) - Tab.4.3'!$R$35:$X$41,7)))","v":""},{"$f":"IF(AD266=\"\",\"\",IF(AE266=1,FCi(J266,AK266),FTr(J266,AJ266,AK266)))","v":""},"",{"$f":"IF(AD266=\"\",\"\",Hw(BH266,BI266,BJ266,BK266,BL266,BM266,Z,BN266,AO266,AK266))","v":""},"","","","",{"$f":"IF(AD266=\"\",\"\",ho(BT266,AK266,AX266))","v":""},{"$f":"IF(AD266=\"\",\"\",IF(AE266=1,PeriCi(AK266,BB266),PeriTr(AJ266,AN266,BB266)))","v":""},{"$f":"IF(AD266=\"\",\"\",IF(AE266=1,AreaCi(AK266,BB266),AreaTr(AJ266,AN266,BB266)))","v":""},{"$f":"IF(AD266=\"\",\"\",RhCi(BW266,BV266))","v":""},"",{"$f":"IF(AD266=\"\",\"\",hf(AL266,J266,AM266,BW266,BX266))","v":""},{"$f":"IF(AD266=\"\",\"\",LOOKUP(AP266,Tab.4.5!$J$6:$J$27,Tab.4.5!$L$6:$L$27))","v":""},{"$f":"IF(AD266=\"\",\"\",He(CA266,BY266))","v":""},{"$f":"IF(AD266=\"\",\"\",Hs(BY266))","v":""},{"$f":"IF(AD266=\"\",\"\",Hm(BU266,BZ266,CB266,CC266,AL266,AO266))","v":""},"","","","","","",null,null,null,null,null,null,null,null,null,null,null,null,null,null,null,0,0,0,0,0,{"$f":"IF(CK266=\"\",\"\",IF(CL266=1,YcCi(CR266,J266),YcTr(J266,CQ266,CU266)))","v":""},{"$f":"IF(CK266=\"\",\"\",IF(CL266=1,Teta1(DE266,CR266),\"-\"))","v":""},"","",{"$f":"IF(CK266=\"\",\"\",IF(CL266=1,Ynci(CR266,J266,CT266,CV266),YnTr(1,CT266,CQ266,CU266,CV266,J266)))","v":""},{"$f":"IF(CK266=\"\",\"\",IF(CL266=1,Teta1(DI266,CR266),\"-\"))","v":""},{"$f":"IF(CK266=\"\",\"\",IF(CL266=1,AreaCi(CR266,J266),AreaTr(CQ266,CU266,DI266)))","v":""},{"$f":"IF(CK266=\"\",\"\",IF(CL266=1,FrCi(DM266,9.806,DJ266,CR266),FrTr(DM266,9.806,CQ266,CU266,DI266)))","v":""},"",{"$f":"IF(CK266=\"\",\"\",IF(CL266=1,LOOKUP(CP266,'Vmáx(material) - Tab.4.3'!$L$2:$L$11,'Vmáx(material) - Tab.4.3'!$M$2:$M$11),LOOKUP(CP266,'Vmáx(material) - Tab.4.3'!$L$15,'Vmáx(material) - Tab.4.3'!$M$15)))","v":""},{"$f":"IF(CK266=\"\",\"\",VLOOKUP($CO266,'Vmáx(material) - Tab.4.3'!$R$35:$X$41,2))","v":""},{"$f":"IF(CK266=\"\",\"\",VLOOKUP($CO266,'Vmáx(material) - Tab.4.3'!$R$35:$X$41,3))","v":""},{"$f":"IF(CK266=\"\",\"\",VLOOKUP($CO266,'Vmáx(material) - Tab.4.3'!$R$35:$X$41,4))","v":""},{"$f":"IF(CK266=\"\",\"\",VLOOKUP($CO266,'Vmáx(material) - Tab.4.3'!$R$35:$X$41,5))","v":""},{"$f":"IF(CK266=\"\",\"\",VLOOKUP($CO266,'Vmáx(material) - Tab.4.3'!$R$35:$X$41,6))","v":""},{"$f":"IF(CK266=\"\",\"\",IF(CK266=\"\",\"\",VLOOKUP(CO266,'Vmáx(material) - Tab.4.3'!$R$35:$X$41,7)))","v":""},{"$f":"IF(CK266=\"\",\"\",IF(CL266=1,FCi(J266,CR266),FTr(J266,CQ266,CR266)))","v":""},"",{"$f":"IF(CK266=\"\",\"\",Hw(DO266,DP266,DQ266,DR266,DS266,DT266,Z,DU266,CV266,CR266))","v":""},"","","","","",{"$f":"IF(CK266=\"\",\"\",IF(CL266=1,PeriCi(CR266,DI266),PeriTr(CQ266,CU266,DI266)))","v":""},{"$f":"IF(CK266=\"\",\"\",IF(CL266=1,AreaCi(CR266,DI266),AreaTr(CQ266,CU266,DI266)))","v":""},{"$f":"IF(CK266=\"\",\"\",RhCi(DK266,EC266))","v":""},"",{"$f":"IF(CK266=\"\",\"\",hf(CS266,J266,CT266,DK266,EE266))","v":""},{"$f":"IF(CK266=\"\",\"\",LOOKUP(CW266,Tab.4.5!$J$6:$J$27,Tab.4.5!$L$6:$L$27))","v":""},{"$f":"IF(CK266=\"\",\"\",He(EH266,DM266))","v":""},{"$f":"IF(CK266=\"\",\"\",Hs(DM266))","v":""},{"$f":"IF(CK266=\"\",\"\",Hm(EB266,EG266,EI266,EJ266,CS266,CV266))","v":""},"","","","","","","K45+-45000 () ",{"$f":"IF(B266=\"Existe.\",IF(AE266=1,CONCATENATE(#REF!,AK266,\" m.\"),CONCATENATE(#REF!,AJ266,\" m x \",AK266,\" m.\")),IF(CL266=1,CONCATENATE(#REF!,CR266,\" m.\"),CONCATENATE(#REF!,CQ266,\" m x \",CR266,\" m.\")))","v":{"$error":"#REF!"}},"Concreto, L =  m, S = 0 %.","Cota clave eje= 0 msnm.",null,null,null,"","","","","",{"$f":"IF(EV266=\"\",\"\",VLOOKUP(EY266,'Estructura escalonada'!$D$3:$H$953,2))","v":""},"","","","","",""]
[null,null,null,null,null,null,null,null,null,null,null,0,null,0,null,null,null,null,null,null,{"$f":"IF(K267=\"No\",\"\",IF(O267=\"\",YcCi(P267,N267),YcTr(N267,O267,S267)))","v":{"$error":"#VALUE!"}},{"$f":"IF(K267=\"No\",\"\",IF(O267=\"\",Teta1(U267,P267),\"-\"))","v":{"$error":"#VALUE!"}},{"$error":"#VALUE!"},{"$error":"#VALUE!"},{"$f":"IF(K267=\"No\",\"\",IF(O267=\"\",Ynci(P267,N267,R267,T267),YnTr(1,R267,O267,S267,T267,N267)))","v":{"$error":"#VALUE!"}},{"$f":"IF(K267=\"No\",\"\",IF(O267=\"\",Teta1(Y267,P267),\"-\"))","v":{"$error":"#VALUE!"}},{"$f":"IF(K267=\"No\",\"\",IF(O267=\"\",AreaCi(P267,Y267),AreaTr(O267,S267,Y267)))","v":{"$error":"#VALUE!"}},{"$f":"IF(K267=\"No\",\"\",IF(O267=\"\",FrCi(AC267,9.806,Z267,P267),FrTr(AC267,9.806,O267,S267,Y267)))","v":{"$error":"#VALUE!"}},{"$error":"#VALUE!"},null,null,null,null,null,null,null,null,null,null,null,null,null,null,null,0,0,"","","",{"$f":"IF(AD267=\"\",\"\",IF(AE267=1,YcCi(AK267,J267),YcTr(J267,AJ267,AN267)))","v":""},{"$f":"IF(AD267=\"\",\"\",IF(AE267=1,Teta1(AX267,AK267),\"-\"))","v":""},{"$f":"IF(AD267=\"\",\"\",IF(AE267=1,AreaCi(AK267,AX267),AreaTr(AJ267,AN267,AX267)))","v":""},"",{"$f":"IF(AD267=\"\",\"\",IF(AE267=1,Ynci(AK267,J267,AM267,AO267),YnTr(1,AM267,AJ267,AN267,AO267,J267)))","v":""},{"$f":"IF(AD267=\"\",\"\",IF(AE267=1,Teta1(BB267,AK267),\"-\"))","v":""},{"$f":"IF(AD267=\"\",\"\",IF(AE267=1,AreaCi(AK267,BB267),AreaTr(AJ267,AN267,BB267)))","v":""},{"$f":"IF(AD267=\"\",\"\",IF(AE267=1,FrCi(BF267,9.806,BC267,AK267),FrTr(BF267,9.806,AJ267,AN267,BB267)))","v":""},"",{"$f":"IF(AD267=\"\",\"\",IF(AE267=1,LOOKUP(AI267,'Vmáx(material) - Tab.4.3'!$L$2:$L$11,'Vmáx(material) - Tab.4.3'!$M$2:$M$11),LOOKUP(AI267,'Vmáx(material) - Tab.4.3'!$L$15,'Vmáx(material) - Tab.4.3'!$M$15)))","v":""},{"$f":"IF(AD267=\"\",\"\",VLOOKUP($AH267,'Vmáx(material) - Tab.4.3'!$R$35:$X$41,2))","v":""},{"$f":"IF(AD267=\"\",\"\",VLOOKUP($AH267,'Vmáx(material) - Tab.4.3'!$R$35:$X$41,3))","v":""},{"$f":"IF(AD267=\"\",\"\",VLOOKUP($AH267,'Vmáx(material) - Tab.4.3'!$R$35:$X$41,4))","v":""},{"$f":"IF(AD267=\"\",\"\",VLOOKUP($AH267,'Vmáx(material) - Tab.4.3'!$R$35:$X$41,5))","v":""},{"$f":"IF(AD267=\"\",\"\",VLOOKUP($AH267,'Vmáx(material) - Tab.4.3'!$R$35:$X$41,6))","v":""},{"$f":"IF(AD267=\"\",\"\",IF(AD267=\"\",\"\",VLOOKUP($AH267,'Vmáx(material) - Tab.4.3'!$R$35:$X$41,7)))","v":""},{"$f":"IF(AD267=\"\",\"\",IF(AE267=1,FCi(J267,AK267),FTr(J267,AJ267,AK267)))","v":""},"",{"$f":"IF(AD267=\"\",\"\",Hw(BH267,BI267,BJ267,BK267,BL267,BM267,Z,BN267,AO267,AK267))","v":""},"","","","",{"$f":"IF(AD267=\"\",\"\",ho(BT267,AK267,AX267))","v":""},{"$f":"IF(AD267=\"\",\"\",IF(AE267=1,PeriCi(AK267,BB267),PeriTr(AJ267,AN267,BB267)))","v":""},{"$f":"IF(AD267=\"\",\"\",IF(AE267=1,AreaCi(AK267,BB267),AreaTr(AJ267,AN267,BB267)))","v":""},{"$f":"IF(AD267=\"\",\"\",RhCi(BW267,BV267))","v":""},"",{"$f":"IF(AD267=\"\",\"\",hf(AL267,J267,AM267,BW267,BX267))","v":""},{"$f":"IF(AD267=\"\",\"\",LOOKUP(AP267,Tab.4.5!$J$6:$J$27,Tab.4.5!$L$6:$L$27))","v":""},{"$f":"IF(AD267=\"\",\"\",He(CA267,BY267))","v":""},{"$f":"IF(AD267=\"\",\"\",Hs(BY267))","v":""},{"$f":"IF(AD267=\"\",\"\",Hm(BU267,BZ267,CB267,CC267,AL267,AO267))","v":""},"","","","","","",null,null,null,null,null,null,null,null,null,null,null,null,null,null,null,0,0,0,0,0,{"$f":"IF(CK267=\"\",\"\",IF(CL267=1,YcCi(CR267,J267),YcTr(J267,CQ267,CU267)))","v":""},{"$f":"IF(CK267=\"\",\"\",IF(CL267=1,Teta1(DE267,CR267),\"-\"))","v":""},"","",{"$f":"IF(CK267=\"\",\"\",IF(CL267=1,Ynci(CR267,J267,CT267,CV267),YnTr(1,CT267,CQ267,CU267,CV267,J267)))","v":""},{"$f":"IF(CK267=\"\",\"\",IF(CL267=1,Teta1(DI267,CR267),\"-\"))","v":""},{"$f":"IF(CK267=\"\",\"\",IF(CL267=1,AreaCi(CR267,J267),AreaTr(CQ267,CU267,DI267)))","v":""},{"$f":"IF(CK267=\"\",\"\",IF(CL267=1,FrCi(DM267,9.806,DJ267,CR267),FrTr(DM267,9.806,CQ267,CU267,DI267)))","v":""},"",{"$f":"IF(CK267=\"\",\"\",IF(CL267=1,LOOKUP(CP267,'Vmáx(material) - Tab.4.3'!$L$2:$L$11,'Vmáx(material) - Tab.4.3'!$M$2:$M$11),LOOKUP(CP267,'Vmáx(material) - Tab.4.3'!$L$15,'Vmáx(material) - Tab.4.3'!$M$15)))","v":""},{"$f":"IF(CK267=\"\",\"\",VLOOKUP($CO267,'Vmáx(material) - Tab.4.3'!$R$35:$X$41,2))","v":""},{"$f":"IF(CK267=\"\",\"\",VLOOKUP($CO267,'Vmáx(material) - Tab.4.3'!$R$35:$X$41,3))","v":""},{"$f":"IF(CK267=\"\",\"\",VLOOKUP($CO267,'Vmáx(material) - Tab.4.3'!$R$35:$X$41,4))","v":""},{"$f":"IF(CK267=\"\",\"\",VLOOKUP($CO267,'Vmáx(material) - Tab.4.3'!$R$35:$X$41,5))","v":""},{"$f":"IF(CK267=\"\",\"\",VLOOKUP($CO267,'Vmáx(material) - Tab.4.3'!$R$35:$X$41,6))","v":""},{"$f":"IF(CK267=\"\",\"\",IF(CK267=\"\",\"\",VLOOKUP(CO267,'Vmáx(material) - Tab.4.3'!$R$35:$X$41,7)))","v":""},{"$f":"IF(CK267=\"\",\"\",IF(CL267=1,FCi(J267,CR267),FTr(J267,CQ267,CR267)))","v":""},"",{"$f":"IF(CK267=\"\",\"\",Hw(DO267,DP267,DQ267,DR267,DS267,DT267,Z,DU267,CV267,CR267))","v":""},"","","","","",{"$f":"IF(CK267=\"\",\"\",IF(CL267=1,PeriCi(CR267,DI267),PeriTr(CQ267,CU267,DI267)))","v":""},{"$f":"IF(CK267=\"\",\"\",IF(CL267=1,AreaCi(CR267,DI267),AreaTr(CQ267,CU267,DI267)))","v":""},{"$f":"IF(CK267=\"\",\"\",RhCi(DK267,EC267))","v":""},"",{"$f":"IF(CK267=\"\",\"\",hf(CS267,J267,CT267,DK267,EE267))","v":""},{"$f":"IF(CK267=\"\",\"\",LOOKUP(CW267,Tab.4.5!$J$6:$J$27,Tab.4.5!$L$6:$L$27))","v":""},{"$f":"IF(CK267=\"\",\"\",He(EH267,DM267))","v":""},{"$f":"IF(CK267=\"\",\"\",Hs(DM267))","v":""},{"$f":"IF(CK267=\"\",\"\",Hm(EB267,EG267,EI267,EJ267,CS267,CV267))","v":""},"","","","","","","K45+-45000 () ",{"$f":"IF(B267=\"Existe.\",IF(AE267=1,CONCATENATE(#REF!,AK267,\" m.\"),CONCATENATE(#REF!,AJ267,\" m x \",AK267,\" m.\")),IF(CL267=1,CONCATENATE(#REF!,CR267,\" m.\"),CONCATENATE(#REF!,CQ267,\" m x \",CR267,\" m.\")))","v":{"$error":"#REF!"}},"Concreto, L =  m, S = 0 %.","Cota clave eje= 0 msnm.",null,null,null,"","","","","",{"$f":"IF(EV267=\"\",\"\",VLOOKUP(EY267,'Estructura escalonada'!$D$3:$H$953,2))","v":""},"","","","","",""]
[null,null,null,null,null,null,null,null,null,null,null,0,null,0,null,null,null,null,null,null,{"$f":"IF(K270=\"No\",\"\",IF(O270=\"\",YcCi(P270,N270),YcTr(N270,O270,S270)))","v":{"$error":"#VALUE!"}},{"$f":"IF(K270=\"No\",\"\",IF(O270=\"\",Teta1(U270,P270),\"-\"))","v":{"$error":"#VALUE!"}},{"$error":"#VALUE!"},{"$error":"#VALUE!"},{"$f":"IF(K270=\"No\",\"\",IF(O270=\"\",Ynci(P270,N270,R270,T270),YnTr(1,R270,O270,S270,T270,N270)))","v":{"$error":"#VALUE!"}},{"$f":"IF(K270=\"No\",\"\",IF(O270=\"\",Teta1(Y270,P270),\"-\"))","v":{"$error":"#VALUE!"}},{"$f":"IF(K270=\"No\",\"\",IF(O270=\"\",AreaCi(P270,Y270),AreaTr(O270,S270,Y270)))","v":{"$error":"#VALUE!"}},{"$f":"IF(K270=\"No\",\"\",IF(O270=\"\",FrCi(AC270,9.806,Z270,P270),FrTr(AC270,9.806,O270,S270,Y270)))","v":{"$error":"#VALUE!"}},{"$error":"#VALUE!"},null,null,null,null,null,null,null,null,null,null,null,null,null,null,null,0,0,"","","",{"$f":"IF(AD270=\"\",\"\",IF(AE270=1,YcCi(AK270,J270),YcTr(J270,AJ270,AN270)))","v":""},{"$f":"IF(AD270=\"\",\"\",IF(AE270=1,Teta1(AX270,AK270),\"-\"))","v":""},{"$f":"IF(AD270=\"\",\"\",IF(AE270=1,AreaCi(AK270,AX270),AreaTr(AJ270,AN270,AX270)))","v":""},"",{"$f":"IF(AD270=\"\",\"\",IF(AE270=1,Ynci(AK270,J270,AM270,AO270),YnTr(1,AM270,AJ270,AN270,AO270,J270)))","v":""},{"$f":"IF(AD270=\"\",\"\",IF(AE270=1,Teta1(BB270,AK270),\"-\"))","v":""},{"$f":"IF(AD270=\"\",\"\",IF(AE270=1,AreaCi(AK270,BB270),AreaTr(AJ270,AN270,BB270)))","v":""},{"$f":"IF(AD270=\"\",\"\",IF(AE270=1,FrCi(BF270,9.806,BC270,AK270),FrTr(BF270,9.806,AJ270,AN270,BB270)))","v":""},"",{"$f":"IF(AD270=\"\",\"\",IF(AE270=1,LOOKUP(AI270,'Vmáx(material) - Tab.4.3'!$L$2:$L$11,'Vmáx(material) - Tab.4.3'!$M$2:$M$11),LOOKUP(AI270,'Vmáx(material) - Tab.4.3'!$L$15,'Vmáx(material) - Tab.4.3'!$M$15)))","v":""},{"$f":"IF(AD270=\"\",\"\",VLOOKUP($AH270,'Vmáx(material) - Tab.4.3'!$R$35:$X$41,2))","v":""},{"$f":"IF(AD270=\"\",\"\",VLOOKUP($AH270,'Vmáx(material) - Tab.4.3'!$R$35:$X$41,3))","v":""},{"$f":"IF(AD270=\"\",\"\",VLOOKUP($AH270,'Vmáx(material) - Tab.4.3'!$R$35:$X$41,4))","v":""},{"$f":"IF(AD270=\"\",\"\",VLOOKUP($AH270,'Vmáx(material) - Tab.4.3'!$R$35:$X$41,5))","v":""},{"$f":"IF(AD270=\"\",\"\",VLOOKUP($AH270,'Vmáx(material) - Tab.4.3'!$R$35:$X$41,6))","v":""},{"$f":"IF(AD270=\"\",\"\",IF(AD270=\"\",\"\",VLOOKUP($AH270,'Vmáx(material) - Tab.4.3'!$R$35:$X$41,7)))","v":""},{"$f":"IF(AD270=\"\",\"\",IF(AE270=1,FCi(J270,AK270),FTr(J270,AJ270,AK270)))","v":""},"",{"$f":"IF(AD270=\"\",\"\",Hw(BH270,BI270,BJ270,BK270,BL270,BM270,Z,BN270,AO270,AK270))","v":""},"","","","",{"$f":"IF(AD270=\"\",\"\",ho(BT270,AK270,AX270))","v":""},{"$f":"IF(AD270=\"\",\"\",IF(AE270=1,PeriCi(AK270,BB270),PeriTr(AJ270,AN270,BB270)))","v":""},{"$f":"IF(AD270=\"\",\"\",IF(AE270=1,AreaCi(AK270,BB270),AreaTr(AJ270,AN270,BB270)))","v":""},{"$f":"IF(AD270=\"\",\"\",RhCi(BW270,BV270))","v":""},"",{"$f":"IF(AD270=\"\",\"\",hf(AL270,J270,AM270,BW270,BX270))","v":""},{"$f":"IF(AD270=\"\",\"\",LOOKUP(AP270,Tab.4.5!$J$6:$J$27,Tab.4.5!$L$6:$L$27))","v":""},{"$f":"IF(AD270=\"\",\"\",He(CA270,BY270))","v":""},{"$f":"IF(AD270=\"\",\"\",Hs(BY270))","v":""},{"$f":"IF(AD270=\"\",\"\",Hm(BU270,BZ270,CB270,CC270,AL270,AO270))","v":""},"","","","","","",null,null,null,null,null,null,null,null,null,null,null,null,null,null,null,0,0,0,0,0,{"$f":"IF(CK270=\"\",\"\",IF(CL270=1,YcCi(CR270,J270),YcTr(J270,CQ270,CU270)))","v":""},{"$f":"IF(CK270=\"\",\"\",IF(CL270=1,Teta1(DE270,CR270),\"-\"))","v":""},"","",{"$f":"IF(CK270=\"\",\"\",IF(CL270=1,Ynci(CR270,J270,CT270,CV270),YnTr(1,CT270,CQ270,CU270,CV270,J270)))","v":""},{"$f":"IF(CK270=\"\",\"\",IF(CL270=1,Teta1(DI270,CR270),\"-\"))","v":""},{"$f":"IF(CK270=\"\",\"\",IF(CL270=1,AreaCi(CR270,J270),AreaTr(CQ270,CU270,DI270)))","v":""},{"$f":"IF(CK270=\"\",\"\",IF(CL270=1,FrCi(DM270,9.806,DJ270,CR270),FrTr(DM270,9.806,CQ270,CU270,DI270)))","v":""},"",{"$f":"IF(CK270=\"\",\"\",IF(CL270=1,LOOKUP(CP270,'Vmáx(material) - Tab.4.3'!$L$2:$L$11,'Vmáx(material) - Tab.4.3'!$M$2:$M$11),LOOKUP(CP270,'Vmáx(material) - Tab.4.3'!$L$15,'Vmáx(material) - Tab.4.3'!$M$15)))","v":""},{"$f":"IF(CK270=\"\",\"\",VLOOKUP($CO270,'Vmáx(material) - Tab.4.3'!$R$35:$X$41,2))","v":""},{"$f":"IF(CK270=\"\",\"\",VLOOKUP($CO270,'Vmáx(material) - Tab.4.3'!$R$35:$X$41,3))","v":""},{"$f":"IF(CK270=\"\",\"\",VLOOKUP($CO270,'Vmáx(material) - Tab.4.3'!$R$35:$X$41,4))","v":""},{"$f":"IF(CK270=\"\",\"\",VLOOKUP($CO270,'Vmáx(material) - Tab.4.3'!$R$35:$X$41,5))","v":""},{"$f":"IF(CK270=\"\",\"\",VLOOKUP($CO270,'Vmáx(material) - Tab.4.3'!$R$35:$X$41,6))","v":""},{"$f":"IF(CK270=\"\",\"\",IF(CK270=\"\",\"\",VLOOKUP(CO270,'Vmáx(material) - Tab.4.3'!$R$35:$X$41,7)))","v":""},{"$f":"IF(CK270=\"\",\"\",IF(CL270=1,FCi(J270,CR270),FTr(J270,CQ270,CR270)))","v":""},"",{"$f":"IF(CK270=\"\",\"\",Hw(DO270,DP270,DQ270,DR270,DS270,DT270,Z,DU270,CV270,CR270))","v":""},"","","","","",{"$f":"IF(CK270=\"\",\"\",IF(CL270=1,PeriCi(CR270,DI270),PeriTr(CQ270,CU270,DI270)))","v":""},{"$f":"IF(CK270=\"\",\"\",IF(CL270=1,AreaCi(CR270,DI270),AreaTr(CQ270,CU270,DI270)))","v":""},{"$f":"IF(CK270=\"\",\"\",RhCi(DK270,EC270))","v":""},"",{"$f":"IF(CK270=\"\",\"\",hf(CS270,J270,CT270,DK270,EE270))","v":""},{"$f":"IF(CK270=\"\",\"\",LOOKUP(CW270,Tab.4.5!$J$6:$J$27,Tab.4.5!$L$6:$L$27))","v":""},{"$f":"IF(CK270=\"\",\"\",He(EH270,DM270))","v":""},{"$f":"IF(CK270=\"\",\"\",Hs(DM270))","v":""},{"$f":"IF(CK270=\"\",\"\",Hm(EB270,EG270,EI270,EJ270,CS270,CV270))","v":""},"","","","","","","K45+-45000 () ",{"$f":"IF(B270=\"Existe.\",IF(AE270=1,CONCATENATE(#REF!,AK270,\" m.\"),CONCATENATE(#REF!,AJ270,\" m x \",AK270,\" m.\")),IF(CL270=1,CONCATENATE(#REF!,CR270,\" m.\"),CONCATENATE(#REF!,CQ270,\" m x \",CR270,\" m.\")))","v":{"$error":"#REF!"}},"Concreto, L =  m, S = 0 %.","Cota clave eje= 0 msnm.",null,null,null,"","","","","",{"$f":"IF(EV270=\"\",\"\",VLOOKUP(EY270,'Estructura escalonada'!$D$3:$H$953,2))","v":""},"","","","","",""]
[null,null,null,null,null,null,null,null,null,null,null,0,null,0,null,null,null,null,null,null,{"$f":"IF(K274=\"No\",\"\",IF(O274=\"\",YcCi(P274,N274),YcTr(N274,O274,S274)))","v":{"$error":"#VALUE!"}},{"$f":"IF(K274=\"No\",\"\",IF(O274=\"\",Teta1(U274,P274),\"-\"))","v":{"$error":"#VALUE!"}},{"$error":"#VALUE!"},{"$error":"#VALUE!"},{"$f":"IF(K274=\"No\",\"\",IF(O274=\"\",Ynci(P274,N274,R274,T274),YnTr(1,R274,O274,S274,T274,N274)))","v":{"$error":"#VALUE!"}},{"$f":"IF(K274=\"No\",\"\",IF(O274=\"\",Teta1(Y274,P274),\"-\"))","v":{"$error":"#VALUE!"}},{"$f":"IF(K274=\"No\",\"\",IF(O274=\"\",AreaCi(P274,Y274),AreaTr(O274,S274,Y274)))","v":{"$error":"#VALUE!"}},{"$f":"IF(K274=\"No\",\"\",IF(O274=\"\",FrCi(AC274,9.806,Z274,P274),FrTr(AC274,9.806,O274,S274,Y274)))","v":{"$error":"#VALUE!"}},{"$error":"#VALUE!"},null,null,null,null,null,null,null,null,null,null,null,null,null,null,null,0,0,"","","",{"$f":"IF(AD274=\"\",\"\",IF(AE274=1,YcCi(AK274,J274),YcTr(J274,AJ274,AN274)))","v":""},{"$f":"IF(AD274=\"\",\"\",IF(AE274=1,Teta1(AX274,AK274),\"-\"))","v":""},{"$f":"IF(AD274=\"\",\"\",IF(AE274=1,AreaCi(AK274,AX274),AreaTr(AJ274,AN274,AX274)))","v":""},"",{"$f":"IF(AD274=\"\",\"\",IF(AE274=1,Ynci(AK274,J274,AM274,AO274),YnTr(1,AM274,AJ274,AN274,AO274,J274)))","v":""},{"$f":"IF(AD274=\"\",\"\",IF(AE274=1,Teta1(BB274,AK274),\"-\"))","v":""},{"$f":"IF(AD274=\"\",\"\",IF(AE274=1,AreaCi(AK274,BB274),AreaTr(AJ274,AN274,BB274)))","v":""},{"$f":"IF(AD274=\"\",\"\",IF(AE274=1,FrCi(BF274,9.806,BC274,AK274),FrTr(BF274,9.806,AJ274,AN274,BB274)))","v":""},"",{"$f":"IF(AD274=\"\",\"\",IF(AE274=1,LOOKUP(AI274,'Vmáx(material) - Tab.4.3'!$L$2:$L$11,'Vmáx(material) - Tab.4.3'!$M$2:$M$11),LOOKUP(AI274,'Vmáx(material) - Tab.4.3'!$L$15,'Vmáx(material) - Tab.4.3'!$M$15)))","v":""},{"$f":"IF(AD274=\"\",\"\",VLOOKUP($AH274,'Vmáx(material) - Tab.4.3'!$R$35:$X$41,2))","v":""},{"$f":"IF(AD274=\"\",\"\",VLOOKUP($AH274,'Vmáx(material) - Tab.4.3'!$R$35:$X$41,3))","v":""},{"$f":"IF(AD274=\"\",\"\",VLOOKUP($AH274,'Vmáx(material) - Tab.4.3'!$R$35:$X$41,4))","v":""},{"$f":"IF(AD274=\"\",\"\",VLOOKUP($AH274,'Vmáx(material) - Tab.4.3'!$R$35:$X$41,5))","v":""},{"$f":"IF(AD274=\"\",\"\",VLOOKUP($AH274,'Vmáx(material) - Tab.4.3'!$R$35:$X$41,6))","v":""},{"$f":"IF(AD274=\"\",\"\",IF(AD274=\"\",\"\",VLOOKUP($AH274,'Vmáx(material) - Tab.4.3'!$R$35:$X$41,7)))","v":""},{"$f":"IF(AD274=\"\",\"\",IF(AE274=1,FCi(J274,AK274),FTr(J274,AJ274,AK274)))","v":""},"",{"$f":"IF(AD274=\"\",\"\",Hw(BH274,BI274,BJ274,BK274,BL274,BM274,Z,BN274,AO274,AK274))","v":""},"","","","",{"$f":"IF(AD274=\"\",\"\",ho(BT274,AK274,AX274))","v":""},{"$f":"IF(AD274=\"\",\"\",IF(AE274=1,PeriCi(AK274,BB274),PeriTr(AJ274,AN274,BB274)))","v":""},{"$f":"IF(AD274=\"\",\"\",IF(AE274=1,AreaCi(AK274,BB274),AreaTr(AJ274,AN274,BB274)))","v":""},{"$f":"IF(AD274=\"\",\"\",RhCi(BW274,BV274))","v":""},"",{"$f":"IF(AD274=\"\",\"\",hf(AL274,J274,AM274,BW274,BX274))","v":""},{"$f":"IF(AD274=\"\",\"\",LOOKUP(AP274,Tab.4.5!$J$6:$J$27,Tab.4.5!$L$6:$L$27))","v":""},{"$f":"IF(AD274=\"\",\"\",He(CA274,BY274))","v":""},{"$f":"IF(AD274=\"\",\"\",Hs(BY274))","v":""},{"$f":"IF(AD274=\"\",\"\",Hm(BU274,BZ274,CB274,CC274,AL274,AO274))","v":""},"","","","","","",null,null,null,null,null,null,null,null,null,null,null,null,null,null,null,0,0,0,0,0,{"$f":"IF(CK274=\"\",\"\",IF(CL274=1,YcCi(CR274,J274),YcTr(J274,CQ274,CU274)))","v":""},{"$f":"IF(CK274=\"\",\"\",IF(CL274=1,Teta1(DE274,CR274),\"-\"))","v":""},"","",{"$f":"IF(CK274=\"\",\"\",IF(CL274=1,Ynci(CR274,J274,CT274,CV274),YnTr(1,CT274,CQ274,CU274,CV274,J274)))","v":""},{"$f":"IF(CK274=\"\",\"\",IF(CL274=1,Teta1(DI274,CR274),\"-\"))","v":""},{"$f":"IF(CK274=\"\",\"\",IF(CL274=1,AreaCi(CR274,J274),AreaTr(CQ274,CU274,DI274)))","v":""},{"$f":"IF(CK274=\"\",\"\",IF(CL274=1,FrCi(DM274,9.806,DJ274,CR274),FrTr(DM274,9.806,CQ274,CU274,DI274)))","v":""},"",{"$f":"IF(CK274=\"\",\"\",IF(CL274=1,LOOKUP(CP274,'Vmáx(material) - Tab.4.3'!$L$2:$L$11,'Vmáx(material) - Tab.4.3'!$M$2:$M$11),LOOKUP(CP274,'Vmáx(material) - Tab.4.3'!$L$15,'Vmáx(material) - Tab.4.3'!$M$15)))","v":""},{"$f":"IF(CK274=\"\",\"\",VLOOKUP($CO274,'Vmáx(material) - Tab.4.3'!$R$35:$X$41,2))","v":""},{"$f":"IF(CK274=\"\",\"\",VLOOKUP($CO274,'Vmáx(material) - Tab.4.3'!$R$35:$X$41,3))","v":""},{"$f":"IF(CK274=\"\",\"\",VLOOKUP($CO274,'Vmáx(material) - Tab.4.3'!$R$35:$X$41,4))","v":""},{"$f":"IF(CK274=\"\",\"\",VLOOKUP($CO274,'Vmáx(material) - Tab.4.3'!$R$35:$X$41,5))","v":""},{"$f":"IF(CK274=\"\",\"\",VLOOKUP($CO274,'Vmáx(material) - Tab.4.3'!$R$35:$X$41,6))","v":""},{"$f":"IF(CK274=\"\",\"\",IF(CK274=\"\",\"\",VLOOKUP(CO274,'Vmáx(material) - Tab.4.3'!$R$35:$X$41,7)))","v":""},{"$f":"IF(CK274=\"\",\"\",IF(CL274=1,FCi(J274,CR274),FTr(J274,CQ274,CR274)))","v":""},"",{"$f":"IF(CK274=\"\",\"\",Hw(DO274,DP274,DQ274,DR274,DS274,DT274,Z,DU274,CV274,CR274))","v":""},"","","","","",{"$f":"IF(CK274=\"\",\"\",IF(CL274=1,PeriCi(CR274,DI274),PeriTr(CQ274,CU274,DI274)))","v":""},{"$f":"IF(CK274=\"\",\"\",IF(CL274=1,AreaCi(CR274,DI274),AreaTr(CQ274,CU274,DI274)))","v":""},{"$f":"IF(CK274=\"\",\"\",RhCi(DK274,EC274))","v":""},"",{"$f":"IF(CK274=\"\",\"\",hf(CS274,J274,CT274,DK274,EE274))","v":""},{"$f":"IF(CK274=\"\",\"\",LOOKUP(CW274,Tab.4.5!$J$6:$J$27,Tab.4.5!$L$6:$L$27))","v":""},{"$f":"IF(CK274=\"\",\"\",He(EH274,DM274))","v":""},{"$f":"IF(CK274=\"\",\"\",Hs(DM274))","v":""},{"$f":"IF(CK274=\"\",\"\",Hm(EB274,EG274,EI274,EJ274,CS274,CV274))","v":""},"","","","","","","K45+-45000 () ",{"$f":"IF(B274=\"Existe.\",IF(AE274=1,CONCATENATE(#REF!,AK274,\" m.\"),CONCATENATE(#REF!,AJ274,\" m x \",AK274,\" m.\")),IF(CL274=1,CONCATENATE(#REF!,CR274,\" m.\"),CONCATENATE(#REF!,CQ274,\" m x \",CR274,\" m.\")))","v":{"$error":"#REF!"}},"Concreto, L =  m, S = 0 %.","Cota clave eje= 0 msnm.",null,null,null,"","","","","",{"$f":"IF(EV274=\"\",\"\",VLOOKUP(EY274,'Estructura escalonada'!$D$3:$H$953,2))","v":""},"","","","","",""]
[null,null,null,null,null,null,null,null,null,null,null,0,null,0,null,null,null,null,null,null,{"$f":"IF(K276=\"No\",\"\",IF(O276=\"\",YcCi(P276,N276),YcTr(N276,O276,S276)))","v":{"$error":"#VALUE!"}},{"$f":"IF(K276=\"No\",\"\",IF(O276=\"\",Teta1(U276,P276),\"-\"))","v":{"$error":"#VALUE!"}},{"$error":"#VALUE!"},{"$error":"#VALUE!"},{"$f":"IF(K276=\"No\",\"\",IF(O276=\"\",Ynci(P276,N276,R276,T276),YnTr(1,R276,O276,S276,T276,N276)))","v":{"$error":"#VALUE!"}},{"$f":"IF(K276=\"No\",\"\",IF(O276=\"\",Teta1(Y276,P276),\"-\"))","v":{"$error":"#VALUE!"}},{"$f":"IF(K276=\"No\",\"\",IF(O276=\"\",AreaCi(P276,Y276),AreaTr(O276,S276,Y276)))","v":{"$error":"#VALUE!"}},{"$f":"IF(K276=\"No\",\"\",IF(O276=\"\",FrCi(AC276,9.806,Z276,P276),FrTr(AC276,9.806,O276,S276,Y276)))","v":{"$error":"#VALUE!"}},{"$error":"#VALUE!"},null,null,null,null,null,null,null,null,null,null,null,null,null,null,null,0,0,"","","",{"$f":"IF(AD276=\"\",\"\",IF(AE276=1,YcCi(AK276,J276),YcTr(J276,AJ276,AN276)))","v":""},{"$f":"IF(AD276=\"\",\"\",IF(AE276=1,Teta1(AX276,AK276),\"-\"))","v":""},{"$f":"IF(AD276=\"\",\"\",IF(AE276=1,AreaCi(AK276,AX276),AreaTr(AJ276,AN276,AX276)))","v":""},"",{"$f":"IF(AD276=\"\",\"\",IF(AE276=1,Ynci(AK276,J276,AM276,AO276),YnTr(1,AM276,AJ276,AN276,AO276,J276)))","v":""},{"$f":"IF(AD276=\"\",\"\",IF(AE276=1,Teta1(BB276,AK276),\"-\"))","v":""},{"$f":"IF(AD276=\"\",\"\",IF(AE276=1,AreaCi(AK276,BB276),AreaTr(AJ276,AN276,BB276)))","v":""},{"$f":"IF(AD276=\"\",\"\",IF(AE276=1,FrCi(BF276,9.806,BC276,AK276),FrTr(BF276,9.806,AJ276,AN276,BB276)))","v":""},"",{"$f":"IF(AD276=\"\",\"\",IF(AE276=1,LOOKUP(AI276,'Vmáx(material) - Tab.4.3'!$L$2:$L$11,'Vmáx(material) - Tab.4.3'!$M$2:$M$11),LOOKUP(AI276,'Vmáx(material) - Tab.4.3'!$L$15,'Vmáx(material) - Tab.4.3'!$M$15)))","v":""},{"$f":"IF(AD276=\"\",\"\",VLOOKUP($AH276,'Vmáx(material) - Tab.4.3'!$R$35:$X$41,2))","v":""},{"$f":"IF(AD276=\"\",\"\",VLOOKUP($AH276,'Vmáx(material) - Tab.4.3'!$R$35:$X$41,3))","v":""},{"$f":"IF(AD276=\"\",\"\",VLOOKUP($AH276,'Vmáx(material) - Tab.4.3'!$R$35:$X$41,4))","v":""},{"$f":"IF(AD276=\"\",\"\",VLOOKUP($AH276,'Vmáx(material) - Tab.4.3'!$R$35:$X$41,5))","v":""},{"$f":"IF(AD276=\"\",\"\",VLOOKUP($AH276,'Vmáx(material) - Tab.4.3'!$R$35:$X$41,6))","v":""},{"$f":"IF(AD276=\"\",\"\",IF(AD276=\"\",\"\",VLOOKUP($AH276,'Vmáx(material) - Tab.4.3'!$R$35:$X$41,7)))","v":""},{"$f":"IF(AD276=\"\",\"\",IF(AE276=1,FCi(J276,AK276),FTr(J276,AJ276,AK276)))","v":""},"",{"$f":"IF(AD276=\"\",\"\",Hw(BH276,BI276,BJ276,BK276,BL276,BM276,Z,BN276,AO276,AK276))","v":""},"","","","",{"$f":"IF(AD276=\"\",\"\",ho(BT276,AK276,AX276))","v":""},{"$f":"IF(AD276=\"\",\"\",IF(AE276=1,PeriCi(AK276,BB276),PeriTr(AJ276,AN276,BB276)))","v":""},{"$f":"IF(AD276=\"\",\"\",IF(AE276=1,AreaCi(AK276,BB276),AreaTr(AJ276,AN276,BB276)))","v":""},{"$f":"IF(AD276=\"\",\"\",RhCi(BW276,BV276))","v":""},"",{"$f":"IF(AD276=\"\",\"\",hf(AL276,J276,AM276,BW276,BX276))","v":""},{"$f":"IF(AD276=\"\",\"\",LOOKUP(AP276,Tab.4.5!$J$6:$J$27,Tab.4.5!$L$6:$L$27))","v":""},{"$f":"IF(AD276=\"\",\"\",He(CA276,BY276))","v":""},{"$f":"IF(AD276=\"\",\"\",Hs(BY276))","v":""},{"$f":"IF(AD276=\"\",\"\",Hm(BU276,BZ276,CB276,CC276,AL276,AO276))","v":""},"","","","","","",null,null,null,null,null,null,null,null,null,null,null,null,null,null,null,0,0,0,0,0,{"$f":"IF(CK276=\"\",\"\",IF(CL276=1,YcCi(CR276,J276),YcTr(J276,CQ276,CU276)))","v":""},{"$f":"IF(CK276=\"\",\"\",IF(CL276=1,Teta1(DE276,CR276),\"-\"))","v":""},"","",{"$f":"IF(CK276=\"\",\"\",IF(CL276=1,Ynci(CR276,J276,CT276,CV276),YnTr(1,CT276,CQ276,CU276,CV276,J276)))","v":""},{"$f":"IF(CK276=\"\",\"\",IF(CL276=1,Teta1(DI276,CR276),\"-\"))","v":""},{"$f":"IF(CK276=\"\",\"\",IF(CL276=1,AreaCi(CR276,J276),AreaTr(CQ276,CU276,DI276)))","v":""},{"$f":"IF(CK276=\"\",\"\",IF(CL276=1,FrCi(DM276,9.806,DJ276,CR276),FrTr(DM276,9.806,CQ276,CU276,DI276)))","v":""},"",{"$f":"IF(CK276=\"\",\"\",IF(CL276=1,LOOKUP(CP276,'Vmáx(material) - Tab.4.3'!$L$2:$L$11,'Vmáx(material) - Tab.4.3'!$M$2:$M$11),LOOKUP(CP276,'Vmáx(material) - Tab.4.3'!$L$15,'Vmáx(material) - Tab.4.3'!$M$15)))","v":""},{"$f":"IF(CK276=\"\",\"\",VLOOKUP($CO276,'Vmáx(material) - Tab.4.3'!$R$35:$X$41,2))","v":""},{"$f":"IF(CK276=\"\",\"\",VLOOKUP($CO276,'Vmáx(material) - Tab.4.3'!$R$35:$X$41,3))","v":""},{"$f":"IF(CK276=\"\",\"\",VLOOKUP($CO276,'Vmáx(material) - Tab.4.3'!$R$35:$X$41,4))","v":""},{"$f":"IF(CK276=\"\",\"\",VLOOKUP($CO276,'Vmáx(material) - Tab.4.3'!$R$35:$X$41,5))","v":""},{"$f":"IF(CK276=\"\",\"\",VLOOKUP($CO276,'Vmáx(material) - Tab.4.3'!$R$35:$X$41,6))","v":""},{"$f":"IF(CK276=\"\",\"\",IF(CK276=\"\",\"\",VLOOKUP(CO276,'Vmáx(material) - Tab.4.3'!$R$35:$X$41,7)))","v":""},{"$f":"IF(CK276=\"\",\"\",IF(CL276=1,FCi(J276,CR276),FTr(J276,CQ276,CR276)))","v":""},"",{"$f":"IF(CK276=\"\",\"\",Hw(DO276,DP276,DQ276,DR276,DS276,DT276,Z,DU276,CV276,CR276))","v":""},"","","","","",{"$f":"IF(CK276=\"\",\"\",IF(CL276=1,PeriCi(CR276,DI276),PeriTr(CQ276,CU276,DI276)))","v":""},{"$f":"IF(CK276=\"\",\"\",IF(CL276=1,AreaCi(CR276,DI276),AreaTr(CQ276,CU276,DI276)))","v":""},{"$f":"IF(CK276=\"\",\"\",RhCi(DK276,EC276))","v":""},"",{"$f":"IF(CK276=\"\",\"\",hf(CS276,J276,CT276,DK276,EE276))","v":""},{"$f":"IF(CK276=\"\",\"\",LOOKUP(CW276,Tab.4.5!$J$6:$J$27,Tab.4.5!$L$6:$L$27))","v":""},{"$f":"IF(CK276=\"\",\"\",He(EH276,DM276))","v":""},{"$f":"IF(CK276=\"\",\"\",Hs(DM276))","v":""},{"$f":"IF(CK276=\"\",\"\",Hm(EB276,EG276,EI276,EJ276,CS276,CV276))","v":""},"","","","","","","K45+-45000 () ",{"$f":"IF(B276=\"Existe.\",IF(AE276=1,CONCATENATE(#REF!,AK276,\" m.\"),CONCATENATE(#REF!,AJ276,\" m x \",AK276,\" m.\")),IF(CL276=1,CONCATENATE(#REF!,CR276,\" m.\"),CONCATENATE(#REF!,CQ276,\" m x \",CR276,\" m.\")))","v":{"$error":"#REF!"}},"Concreto, L =  m, S = 0 %.","Cota clave eje= 0 msnm.",null,null,null,"","","","","",{"$f":"IF(EV276=\"\",\"\",VLOOKUP(EY276,'Estructura escalonada'!$D$3:$H$953,2))","v":""},"","","","","",""]
[null,null,null,null,null,null,null,null,null,null,null,0,null,0,null,null,null,null,null,null,{"$f":"IF(K279=\"No\",\"\",IF(O279=\"\",YcCi(P279,N279),YcTr(N279,O279,S279)))","v":{"$error":"#VALUE!"}},{"$f":"IF(K279=\"No\",\"\",IF(O279=\"\",Teta1(U279,P279),\"-\"))","v":{"$error":"#VALUE!"}},{"$error":"#VALUE!"},{"$error":"#VALUE!"},{"$f":"IF(K279=\"No\",\"\",IF(O279=\"\",Ynci(P279,N279,R279,T279),YnTr(1,R279,O279,S279,T279,N279)))","v":{"$error":"#VALUE!"}},{"$f":"IF(K279=\"No\",\"\",IF(O279=\"\",Teta1(Y279,P279),\"-\"))","v":{"$error":"#VALUE!"}},{"$f":"IF(K279=\"No\",\"\",IF(O279=\"\",AreaCi(P279,Y279),AreaTr(O279,S279,Y279)))","v":{"$error":"#VALUE!"}},{"$f":"IF(K279=\"No\",\"\",IF(O279=\"\",FrCi(AC279,9.806,Z279,P279),FrTr(AC279,9.806,O279,S279,Y279)))","v":{"$error":"#VALUE!"}},{"$error":"#VALUE!"},null,null,null,null,null,null,null,null,null,null,null,null,null,null,null,0,0,"","","",{"$f":"IF(AD279=\"\",\"\",IF(AE279=1,YcCi(AK279,J279),YcTr(J279,AJ279,AN279)))","v":""},{"$f":"IF(AD279=\"\",\"\",IF(AE279=1,Teta1(AX279,AK279),\"-\"))","v":""},{"$f":"IF(AD279=\"\",\"\",IF(AE279=1,AreaCi(AK279,AX279),AreaTr(AJ279,AN279,AX279)))","v":""},"",{"$f":"IF(AD279=\"\",\"\",IF(AE279=1,Ynci(AK279,J279,AM279,AO279),YnTr(1,AM279,AJ279,AN279,AO279,J279)))","v":""},{"$f":"IF(AD279=\"\",\"\",IF(AE279=1,Teta1(BB279,AK279),\"-\"))","v":""},{"$f":"IF(AD279=\"\",\"\",IF(AE279=1,AreaCi(AK279,BB279),AreaTr(AJ279,AN279,BB279)))","v":""},{"$f":"IF(AD279=\"\",\"\",IF(AE279=1,FrCi(BF279,9.806,BC279,AK279),FrTr(BF279,9.806,AJ279,AN279,BB279)))","v":""},"",{"$f":"IF(AD279=\"\",\"\",IF(AE279=1,LOOKUP(AI279,'Vmáx(material) - Tab.4.3'!$L$2:$L$11,'Vmáx(material) - Tab.4.3'!$M$2:$M$11),LOOKUP(AI279,'Vmáx(material) - Tab.4.3'!$L$15,'Vmáx(material) - Tab.4.3'!$M$15)))","v":""},{"$f":"IF(AD279=\"\",\"\",VLOOKUP($AH279,'Vmáx(material) - Tab.4.3'!$R$35:$X$41,2))","v":""},{"$f":"IF(AD279=\"\",\"\",VLOOKUP($AH279,'Vmáx(material) - Tab.4.3'!$R$35:$X$41,3))","v":""},{"$f":"IF(AD279=\"\",\"\",VLOOKUP($AH279,'Vmáx(material) - Tab.4.3'!$R$35:$X$41,4))","v":""},{"$f":"IF(AD279=\"\",\"\",VLOOKUP($AH279,'Vmáx(material) - Tab.4.3'!$R$35:$X$41,5))","v":""},{"$f":"IF(AD279=\"\",\"\",VLOOKUP($AH279,'Vmáx(material) - Tab.4.3'!$R$35:$X$41,6))","v":""},{"$f":"IF(AD279=\"\",\"\",IF(AD279=\"\",\"\",VLOOKUP($AH279,'Vmáx(material) - Tab.4.3'!$R$35:$X$41,7)))","v":""},{"$f":"IF(AD279=\"\",\"\",IF(AE279=1,FCi(J279,AK279),FTr(J279,AJ279,AK279)))","v":""},"",{"$f":"IF(AD279=\"\",\"\",Hw(BH279,BI279,BJ279,BK279,BL279,BM279,Z,BN279,AO279,AK279))","v":""},"","","","",{"$f":"IF(AD279=\"\",\"\",ho(BT279,AK279,AX279))","v":""},{"$f":"IF(AD279=\"\",\"\",IF(AE279=1,PeriCi(AK279,BB279),PeriTr(AJ279,AN279,BB279)))","v":""},{"$f":"IF(AD279=\"\",\"\",IF(AE279=1,AreaCi(AK279,BB279),AreaTr(AJ279,AN279,BB279)))","v":""},{"$f":"IF(AD279=\"\",\"\",RhCi(BW279,BV279))","v":""},"",{"$f":"IF(AD279=\"\",\"\",hf(AL279,J279,AM279,BW279,BX279))","v":""},{"$f":"IF(AD279=\"\",\"\",LOOKUP(AP279,Tab.4.5!$J$6:$J$27,Tab.4.5!$L$6:$L$27))","v":""},{"$f":"IF(AD279=\"\",\"\",He(CA279,BY279))","v":""},{"$f":"IF(AD279=\"\",\"\",Hs(BY279))","v":""},{"$f":"IF(AD279=\"\",\"\",Hm(BU279,BZ279,CB279,CC279,AL279,AO279))","v":""},"","","","","","",null,null,null,null,null,null,null,null,null,null,null,null,null,null,null,0,0,0,0,0,{"$f":"IF(CK279=\"\",\"\",IF(CL279=1,YcCi(CR279,J279),YcTr(J279,CQ279,CU279)))","v":""},{"$f":"IF(CK279=\"\",\"\",IF(CL279=1,Teta1(DE279,CR279),\"-\"))","v":""},"","",{"$f":"IF(CK279=\"\",\"\",IF(CL279=1,Ynci(CR279,J279,CT279,CV279),YnTr(1,CT279,CQ279,CU279,CV279,J279)))","v":""},{"$f":"IF(CK279=\"\",\"\",IF(CL279=1,Teta1(DI279,CR279),\"-\"))","v":""},{"$f":"IF(CK279=\"\",\"\",IF(CL279=1,AreaCi(CR279,J279),AreaTr(CQ279,CU279,DI279)))","v":""},{"$f":"IF(CK279=\"\",\"\",IF(CL279=1,FrCi(DM279,9.806,DJ279,CR279),FrTr(DM279,9.806,CQ279,CU279,DI279)))","v":""},"",{"$f":"IF(CK279=\"\",\"\",IF(CL279=1,LOOKUP(CP279,'Vmáx(material) - Tab.4.3'!$L$2:$L$11,'Vmáx(material) - Tab.4.3'!$M$2:$M$11),LOOKUP(CP279,'Vmáx(material) - Tab.4.3'!$L$15,'Vmáx(material) - Tab.4.3'!$M$15)))","v":""},{"$f":"IF(CK279=\"\",\"\",VLOOKUP($CO279,'Vmáx(material) - Tab.4.3'!$R$35:$X$41,2))","v":""},{"$f":"IF(CK279=\"\",\"\",VLOOKUP($CO279,'Vmáx(material) - Tab.4.3'!$R$35:$X$41,3))","v":""},{"$f":"IF(CK279=\"\",\"\",VLOOKUP($CO279,'Vmáx(material) - Tab.4.3'!$R$35:$X$41,4))","v":""},{"$f":"IF(CK279=\"\",\"\",VLOOKUP($CO279,'Vmáx(material) - Tab.4.3'!$R$35:$X$41,5))","v":""},{"$f":"IF(CK279=\"\",\"\",VLOOKUP($CO279,'Vmáx(material) - Tab.4.3'!$R$35:$X$41,6))","v":""},{"$f":"IF(CK279=\"\",\"\",IF(CK279=\"\",\"\",VLOOKUP(CO279,'Vmáx(material) - Tab.4.3'!$R$35:$X$41,7)))","v":""},{"$f":"IF(CK279=\"\",\"\",IF(CL279=1,FCi(J279,CR279),FTr(J279,CQ279,CR279)))","v":""},"",{"$f":"IF(CK279=\"\",\"\",Hw(DO279,DP279,DQ279,DR279,DS279,DT279,Z,DU279,CV279,CR279))","v":""},"","","","","",{"$f":"IF(CK279=\"\",\"\",IF(CL279=1,PeriCi(CR279,DI279),PeriTr(CQ279,CU279,DI279)))","v":""},{"$f":"IF(CK279=\"\",\"\",IF(CL279=1,AreaCi(CR279,DI279),AreaTr(CQ279,CU279,DI279)))","v":""},{"$f":"IF(CK279=\"\",\"\",RhCi(DK279,EC279))","v":""},"",{"$f":"IF(CK279=\"\",\"\",hf(CS279,J279,CT279,DK279,EE279))","v":""},{"$f":"IF(CK279=\"\",\"\",LOOKUP(CW279,Tab.4.5!$J$6:$J$27,Tab.4.5!$L$6:$L$27))","v":""},{"$f":"IF(CK279=\"\",\"\",He(EH279,DM279))","v":""},{"$f":"IF(CK279=\"\",\"\",Hs(DM279))","v":""},{"$f":"IF(CK279=\"\",\"\",Hm(EB279,EG279,EI279,EJ279,CS279,CV279))","v":""},"","","","","","","K45+-45000 () ",{"$f":"IF(B279=\"Existe.\",IF(AE279=1,CONCATENATE(#REF!,AK279,\" m.\"),CONCATENATE(#REF!,AJ279,\" m x \",AK279,\" m.\")),IF(CL279=1,CONCATENATE(#REF!,CR279,\" m.\"),CONCATENATE(#REF!,CQ279,\" m x \",CR279,\" m.\")))","v":{"$error":"#REF!"}},"Concreto, L =  m, S = 0 %.","Cota clave eje= 0 msnm.",null,null,null,"","","","","",{"$f":"IF(EV279=\"\",\"\",VLOOKUP(EY279,'Estructura escalonada'!$D$3:$H$953,2))","v":""},"","","","","",""]
[null,null,null,null,null,null,null,null,null,null,null,0,null,0,null,null,null,null,null,null,{"$f":"IF(K283=\"No\",\"\",IF(O283=\"\",YcCi(P283,N283),YcTr(N283,O283,S283)))","v":{"$error":"#VALUE!"}},{"$f":"IF(K283=\"No\",\"\",IF(O283=\"\",Teta1(U283,P283),\"-\"))","v":{"$error":"#VALUE!"}},{"$error":"#VALUE!"},{"$error":"#VALUE!"},{"$f":"IF(K283=\"No\",\"\",IF(O283=\"\",Ynci(P283,N283,R283,T283),YnTr(1,R283,O283,S283,T283,N283)))","v":{"$error":"#VALUE!"}},{"$f":"IF(K283=\"No\",\"\",IF(O283=\"\",Teta1(Y283,P283),\"-\"))","v":{"$error":"#VALUE!"}},{"$f":"IF(K283=\"No\",\"\",IF(O283=\"\",AreaCi(P283,Y283),AreaTr(O283,S283,Y283)))","v":{"$error":"#VALUE!"}},{"$f":"IF(K283=\"No\",\"\",IF(O283=\"\",FrCi(AC283,9.806,Z283,P283),FrTr(AC283,9.806,O283,S283,Y283)))","v":{"$error":"#VALUE!"}},{"$error":"#VALUE!"},null,null,null,null,null,null,null,null,null,null,null,null,null,null,null,0,0,"","","",{"$f":"IF(AD283=\"\",\"\",IF(AE283=1,YcCi(AK283,J283),YcTr(J283,AJ283,AN283)))","v":""},{"$f":"IF(AD283=\"\",\"\",IF(AE283=1,Teta1(AX283,AK283),\"-\"))","v":""},{"$f":"IF(AD283=\"\",\"\",IF(AE283=1,AreaCi(AK283,AX283),AreaTr(AJ283,AN283,AX283)))","v":""},"",{"$f":"IF(AD283=\"\",\"\",IF(AE283=1,Ynci(AK283,J283,AM283,AO283),YnTr(1,AM283,AJ283,AN283,AO283,J283)))","v":""},{"$f":"IF(AD283=\"\",\"\",IF(AE283=1,Teta1(BB283,AK283),\"-\"))","v":""},{"$f":"IF(AD283=\"\",\"\",IF(AE283=1,AreaCi(AK283,BB283),AreaTr(AJ283,AN283,BB283)))","v":""},{"$f":"IF(AD283=\"\",\"\",IF(AE283=1,FrCi(BF283,9.806,BC283,AK283),FrTr(BF283,9.806,AJ283,AN283,BB283)))","v":""},"",{"$f":"IF(AD283=\"\",\"\",IF(AE283=1,LOOKUP(AI283,'Vmáx(material) - Tab.4.3'!$L$2:$L$11,'Vmáx(material) - Tab.4.3'!$M$2:$M$11),LOOKUP(AI283,'Vmáx(material) - Tab.4.3'!$L$15,'Vmáx(material) - Tab.4.3'!$M$15)))","v":""},{"$f":"IF(AD283=\"\",\"\",VLOOKUP($AH283,'Vmáx(material) - Tab.4.3'!$R$35:$X$41,2))","v":""},{"$f":"IF(AD283=\"\",\"\",VLOOKUP($AH283,'Vmáx(material) - Tab.4.3'!$R$35:$X$41,3))","v":""},{"$f":"IF(AD283=\"\",\"\",VLOOKUP($AH283,'Vmáx(material) - Tab.4.3'!$R$35:$X$41,4))","v":""},{"$f":"IF(AD283=\"\",\"\",VLOOKUP($AH283,'Vmáx(material) - Tab.4.3'!$R$35:$X$41,5))","v":""},{"$f":"IF(AD283=\"\",\"\",VLOOKUP($AH283,'Vmáx(material) - Tab.4.3'!$R$35:$X$41,6))","v":""},{"$f":"IF(AD283=\"\",\"\",IF(AD283=\"\",\"\",VLOOKUP($AH283,'Vmáx(material) - Tab.4.3'!$R$35:$X$41,7)))","v":""},{"$f":"IF(AD283=\"\",\"\",IF(AE283=1,FCi(J283,AK283),FTr(J283,AJ283,AK283)))","v":""},"",{"$f":"IF(AD283=\"\",\"\",Hw(BH283,BI283,BJ283,BK283,BL283,BM283,Z,BN283,AO283,AK283))","v":""},"","","","",{"$f":"IF(AD283=\"\",\"\",ho(BT283,AK283,AX283))","v":""},{"$f":"IF(AD283=\"\",\"\",IF(AE283=1,PeriCi(AK283,BB283),PeriTr(AJ283,AN283,BB283)))","v":""},{"$f":"IF(AD283=\"\",\"\",IF(AE283=1,AreaCi(AK283,BB283),AreaTr(AJ283,AN283,BB283)))","v":""},{"$f":"IF(AD283=\"\",\"\",RhCi(BW283,BV283))","v":""},"",{"$f":"IF(AD283=\"\",\"\",hf(AL283,J283,AM283,BW283,BX283))","v":""},{"$f":"IF(AD283=\"\",\"\",LOOKUP(AP283,Tab.4.5!$J$6:$J$27,Tab.4.5!$L$6:$L$27))","v":""},{"$f":"IF(AD283=\"\",\"\",He(CA283,BY283))","v":""},{"$f":"IF(AD283=\"\",\"\",Hs(BY283))","v":""},{"$f":"IF(AD283=\"\",\"\",Hm(BU283,BZ283,CB283,CC283,AL283,AO283))","v":""},"","","","","","",null,null,null,null,null,null,null,null,null,null,null,null,null,null,null,0,0,0,0,0,{"$f":"IF(CK283=\"\",\"\",IF(CL283=1,YcCi(CR283,J283),YcTr(J283,CQ283,CU283)))","v":""},{"$f":"IF(CK283=\"\",\"\",IF(CL283=1,Teta1(DE283,CR283),\"-\"))","v":""},"","",{"$f":"IF(CK283=\"\",\"\",IF(CL283=1,Ynci(CR283,J283,CT283,CV283),YnTr(1,CT283,CQ283,CU283,CV283,J283)))","v":""},{"$f":"IF(CK283=\"\",\"\",IF(CL283=1,Teta1(DI283,CR283),\"-\"))","v":""},{"$f":"IF(CK283=\"\",\"\",IF(CL283=1,AreaCi(CR283,J283),AreaTr(CQ283,CU283,DI283)))","v":""},{"$f":"IF(CK283=\"\",\"\",IF(CL283=1,FrCi(DM283,9.806,DJ283,CR283),FrTr(DM283,9.806,CQ283,CU283,DI283)))","v":""},"",{"$f":"IF(CK283=\"\",\"\",IF(CL283=1,LOOKUP(CP283,'Vmáx(material) - Tab.4.3'!$L$2:$L$11,'Vmáx(material) - Tab.4.3'!$M$2:$M$11),LOOKUP(CP283,'Vmáx(material) - Tab.4.3'!$L$15,'Vmáx(material) - Tab.4.3'!$M$15)))","v":""},{"$f":"IF(CK283=\"\",\"\",VLOOKUP($CO283,'Vmáx(material) - Tab.4.3'!$R$35:$X$41,2))","v":""},{"$f":"IF(CK283=\"\",\"\",VLOOKUP($CO283,'Vmáx(material) - Tab.4.3'!$R$35:$X$41,3))","v":""},{"$f":"IF(CK283=\"\",\"\",VLOOKUP($CO283,'Vmáx(material) - Tab.4.3'!$R$35:$X$41,4))","v":""},{"$f":"IF(CK283=\"\",\"\",VLOOKUP($CO283,'Vmáx(material) - Tab.4.3'!$R$35:$X$41,5))","v":""},{"$f":"IF(CK283=\"\",\"\",VLOOKUP($CO283,'Vmáx(material) - Tab.4.3'!$R$35:$X$41,6))","v":""},{"$f":"IF(CK283=\"\",\"\",IF(CK283=\"\",\"\",VLOOKUP(CO283,'Vmáx(material) - Tab.4.3'!$R$35:$X$41,7)))","v":""},{"$f":"IF(CK283=\"\",\"\",IF(CL283=1,FCi(J283,CR283),FTr(J283,CQ283,CR283)))","v":""},"",{"$f":"IF(CK283=\"\",\"\",Hw(DO283,DP283,DQ283,DR283,DS283,DT283,Z,DU283,CV283,CR283))","v":""},"","","","","",{"$f":"IF(CK283=\"\",\"\",IF(CL283=1,PeriCi(CR283,DI283),PeriTr(CQ283,CU283,DI283)))","v":""},{"$f":"IF(CK283=\"\",\"\",IF(CL283=1,AreaCi(CR283,DI283),AreaTr(CQ283,CU283,DI283)))","v":""},{"$f":"IF(CK283=\"\",\"\",RhCi(DK283,EC283))","v":""},"",{"$f":"IF(CK283=\"\",\"\",hf(CS283,J283,CT283,DK283,EE283))","v":""},{"$f":"IF(CK283=\"\",\"\",LOOKUP(CW283,Tab.4.5!$J$6:$J$27,Tab.4.5!$L$6:$L$27))","v":""},{"$f":"IF(CK283=\"\",\"\",He(EH283,DM283))","v":""},{"$f":"IF(CK283=\"\",\"\",Hs(DM283))","v":""},{"$f":"IF(CK283=\"\",\"\",Hm(EB283,EG283,EI283,EJ283,CS283,CV283))","v":""},"","","","","","","K45+-45000 () ",{"$f":"IF(B283=\"Existe.\",IF(AE283=1,CONCATENATE(#REF!,AK283,\" m.\"),CONCATENATE(#REF!,AJ283,\" m x \",AK283,\" m.\")),IF(CL283=1,CONCATENATE(#REF!,CR283,\" m.\"),CONCATENATE(#REF!,CQ283,\" m x \",CR283,\" m.\")))","v":{"$error":"#REF!"}},"Concreto, L =  m, S = 0 %.","Cota clave eje= 0 msnm.",null,null,null,"","","","","",{"$f":"IF(EV283=\"\",\"\",VLOOKUP(EY283,'Estructura escalonada'!$D$3:$H$953,2))","v":""},"","","","","",""]
[null,null,null,null,null,null,null,null,null,null,null,0,null,0,null,null,null,null,null,null,{"$f":"IF(K286=\"No\",\"\",IF(O286=\"\",YcCi(P286,N286),YcTr(N286,O286,S286)))","v":{"$error":"#VALUE!"}},{"$f":"IF(K286=\"No\",\"\",IF(O286=\"\",Teta1(U286,P286),\"-\"))","v":{"$error":"#VALUE!"}},{"$error":"#VALUE!"},{"$error":"#VALUE!"},{"$f":"IF(K286=\"No\",\"\",IF(O286=\"\",Ynci(P286,N286,R286,T286),YnTr(1,R286,O286,S286,T286,N286)))","v":{"$error":"#VALUE!"}},{"$f":"IF(K286=\"No\",\"\",IF(O286=\"\",Teta1(Y286,P286),\"-\"))","v":{"$error":"#VALUE!"}},{"$f":"IF(K286=\"No\",\"\",IF(O286=\"\",AreaCi(P286,Y286),AreaTr(O286,S286,Y286)))","v":{"$error":"#VALUE!"}},{"$f":"IF(K286=\"No\",\"\",IF(O286=\"\",FrCi(AC286,9.806,Z286,P286),FrTr(AC286,9.806,O286,S286,Y286)))","v":{"$error":"#VALUE!"}},{"$error":"#VALUE!"},null,null,null,null,null,null,null,null,null,null,null,null,null,null,null,0,0,"","","",{"$f":"IF(AD286=\"\",\"\",IF(AE286=1,YcCi(AK286,J286),YcTr(J286,AJ286,AN286)))","v":""},{"$f":"IF(AD286=\"\",\"\",IF(AE286=1,Teta1(AX286,AK286),\"-\"))","v":""},{"$f":"IF(AD286=\"\",\"\",IF(AE286=1,AreaCi(AK286,AX286),AreaTr(AJ286,AN286,AX286)))","v":""},"",{"$f":"IF(AD286=\"\",\"\",IF(AE286=1,Ynci(AK286,J286,AM286,AO286),YnTr(1,AM286,AJ286,AN286,AO286,J286)))","v":""},{"$f":"IF(AD286=\"\",\"\",IF(AE286=1,Teta1(BB286,AK286),\"-\"))","v":""},{"$f":"IF(AD286=\"\",\"\",IF(AE286=1,AreaCi(AK286,BB286),AreaTr(AJ286,AN286,BB286)))","v":""},{"$f":"IF(AD286=\"\",\"\",IF(AE286=1,FrCi(BF286,9.806,BC286,AK286),FrTr(BF286,9.806,AJ286,AN286,BB286)))","v":""},"",{"$f":"IF(AD286=\"\",\"\",IF(AE286=1,LOOKUP(AI286,'Vmáx(material) - Tab.4.3'!$L$2:$L$11,'Vmáx(material) - Tab.4.3'!$M$2:$M$11),LOOKUP(AI286,'Vmáx(material) - Tab.4.3'!$L$15,'Vmáx(material) - Tab.4.3'!$M$15)))","v":""},{"$f":"IF(AD286=\"\",\"\",VLOOKUP($AH286,'Vmáx(material) - Tab.4.3'!$R$35:$X$41,2))","v":""},{"$f":"IF(AD286=\"\",\"\",VLOOKUP($AH286,'Vmáx(material) - Tab.4.3'!$R$35:$X$41,3))","v":""},{"$f":"IF(AD286=\"\",\"\",VLOOKUP($AH286,'Vmáx(material) - Tab.4.3'!$R$35:$X$41,4))","v":""},{"$f":"IF(AD286=\"\",\"\",VLOOKUP($AH286,'Vmáx(material) - Tab.4.3'!$R$35:$X$41,5))","v":""},{"$f":"IF(AD286=\"\",\"\",VLOOKUP($AH286,'Vmáx(material) - Tab.4.3'!$R$35:$X$41,6))","v":""},{"$f":"IF(AD286=\"\",\"\",IF(AD286=\"\",\"\",VLOOKUP($AH286,'Vmáx(material) - Tab.4.3'!$R$35:$X$41,7)))","v":""},{"$f":"IF(AD286=\"\",\"\",IF(AE286=1,FCi(J286,AK286),FTr(J286,AJ286,AK286)))","v":""},"",{"$f":"IF(AD286=\"\",\"\",Hw(BH286,BI286,BJ286,BK286,BL286,BM286,Z,BN286,AO286,AK286))","v":""},"","","","",{"$f":"IF(AD286=\"\",\"\",ho(BT286,AK286,AX286))","v":""},{"$f":"IF(AD286=\"\",\"\",IF(AE286=1,PeriCi(AK286,BB286),PeriTr(AJ286,AN286,BB286)))","v":""},{"$f":"IF(AD286=\"\",\"\",IF(AE286=1,AreaCi(AK286,BB286),AreaTr(AJ286,AN286,BB286)))","v":""},{"$f":"IF(AD286=\"\",\"\",RhCi(BW286,BV286))","v":""},"",{"$f":"IF(AD286=\"\",\"\",hf(AL286,J286,AM286,BW286,BX286))","v":""},{"$f":"IF(AD286=\"\",\"\",LOOKUP(AP286,Tab.4.5!$J$6:$J$27,Tab.4.5!$L$6:$L$27))","v":""},{"$f":"IF(AD286=\"\",\"\",He(CA286,BY286))","v":""},{"$f":"IF(AD286=\"\",\"\",Hs(BY286))","v":""},{"$f":"IF(AD286=\"\",\"\",Hm(BU286,BZ286,CB286,CC286,AL286,AO286))","v":""},"","","","","","",null,null,null,null,null,null,null,null,null,null,null,null,null,null,null,0,0,0,0,0,{"$f":"IF(CK286=\"\",\"\",IF(CL286=1,YcCi(CR286,J286),YcTr(J286,CQ286,CU286)))","v":""},{"$f":"IF(CK286=\"\",\"\",IF(CL286=1,Teta1(DE286,CR286),\"-\"))","v":""},"","",{"$f":"IF(CK286=\"\",\"\",IF(CL286=1,Ynci(CR286,J286,CT286,CV286),YnTr(1,CT286,CQ286,CU286,CV286,J286)))","v":""},{"$f":"IF(CK286=\"\",\"\",IF(CL286=1,Teta1(DI286,CR286),\"-\"))","v":""},{"$f":"IF(CK286=\"\",\"\",IF(CL286=1,AreaCi(CR286,J286),AreaTr(CQ286,CU286,DI286)))","v":""},{"$f":"IF(CK286=\"\",\"\",IF(CL286=1,FrCi(DM286,9.806,DJ286,CR286),FrTr(DM286,9.806,CQ286,CU286,DI286)))","v":""},"",{"$f":"IF(CK286=\"\",\"\",IF(CL286=1,LOOKUP(CP286,'Vmáx(material) - Tab.4.3'!$L$2:$L$11,'Vmáx(material) - Tab.4.3'!$M$2:$M$11),LOOKUP(CP286,'Vmáx(material) - Tab.4.3'!$L$15,'Vmáx(material) - Tab.4.3'!$M$15)))","v":""},{"$f":"IF(CK286=\"\",\"\",VLOOKUP($CO286,'Vmáx(material) - Tab.4.3'!$R$35:$X$41,2))","v":""},{"$f":"IF(CK286=\"\",\"\",VLOOKUP($CO286,'Vmáx(material) - Tab.4.3'!$R$35:$X$41,3))","v":""},{"$f":"IF(CK286=\"\",\"\",VLOOKUP($CO286,'Vmáx(material) - Tab.4.3'!$R$35:$X$41,4))","v":""},{"$f":"IF(CK286=\"\",\"\",VLOOKUP($CO286,'Vmáx(material) - Tab.4.3'!$R$35:$X$41,5))","v":""},{"$f":"IF(CK286=\"\",\"\",VLOOKUP($CO286,'Vmáx(material) - Tab.4.3'!$R$35:$X$41,6))","v":""},{"$f":"IF(CK286=\"\",\"\",IF(CK286=\"\",\"\",VLOOKUP(CO286,'Vmáx(material) - Tab.4.3'!$R$35:$X$41,7)))","v":""},{"$f":"IF(CK286=\"\",\"\",IF(CL286=1,FCi(J286,CR286),FTr(J286,CQ286,CR286)))","v":""},"",{"$f":"IF(CK286=\"\",\"\",Hw(DO286,DP286,DQ286,DR286,DS286,DT286,Z,DU286,CV286,CR286))","v":""},"","","","","",{"$f":"IF(CK286=\"\",\"\",IF(CL286=1,PeriCi(CR286,DI286),PeriTr(CQ286,CU286,DI286)))","v":""},{"$f":"IF(CK286=\"\",\"\",IF(CL286=1,AreaCi(CR286,DI286),AreaTr(CQ286,CU286,DI286)))","v":""},{"$f":"IF(CK286=\"\",\"\",RhCi(DK286,EC286))","v":""},"",{"$f":"IF(CK286=\"\",\"\",hf(CS286,J286,CT286,DK286,EE286))","v":""},{"$f":"IF(CK286=\"\",\"\",LOOKUP(CW286,Tab.4.5!$J$6:$J$27,Tab.4.5!$L$6:$L$27))","v":""},{"$f":"IF(CK286=\"\",\"\",He(EH286,DM286))","v":""},{"$f":"IF(CK286=\"\",\"\",Hs(DM286))","v":""},{"$f":"IF(CK286=\"\",\"\",Hm(EB286,EG286,EI286,EJ286,CS286,CV286))","v":""},"","","","","","","K45+-45000 () ",{"$f":"IF(B286=\"Existe.\",IF(AE286=1,CONCATENATE(#REF!,AK286,\" m.\"),CONCATENATE(#REF!,AJ286,\" m x \",AK286,\" m.\")),IF(CL286=1,CONCATENATE(#REF!,CR286,\" m.\"),CONCATENATE(#REF!,CQ286,\" m x \",CR286,\" m.\")))","v":{"$error":"#REF!"}},"Concreto, L =  m, S = 0 %.","Cota clave eje= 0 msnm.",null,null,null,"","","","","",{"$f":"IF(EV286=\"\",\"\",VLOOKUP(EY286,'Estructura escalonada'!$D$3:$H$953,2))","v":""},"","","","","",""]
[null,null,null,null,null,null,null,null,null,null,null,0,null,0,null,null,null,null,null,null,{"$f":"IF(K287=\"No\",\"\",IF(O287=\"\",YcCi(P287,N287),YcTr(N287,O287,S287)))","v":{"$error":"#VALUE!"}},{"$f":"IF(K287=\"No\",\"\",IF(O287=\"\",Teta1(U287,P287),\"-\"))","v":{"$error":"#VALUE!"}},{"$error":"#VALUE!"},{"$error":"#VALUE!"},{"$f":"IF(K287=\"No\",\"\",IF(O287=\"\",Ynci(P287,N287,R287,T287),YnTr(1,R287,O287,S287,T287,N287)))","v":{"$error":"#VALUE!"}},{"$f":"IF(K287=\"No\",\"\",IF(O287=\"\",Teta1(Y287,P287),\"-\"))","v":{"$error":"#VALUE!"}},{"$f":"IF(K287=\"No\",\"\",IF(O287=\"\",AreaCi(P287,Y287),AreaTr(O287,S287,Y287)))","v":{"$error":"#VALUE!"}},{"$f":"IF(K287=\"No\",\"\",IF(O287=\"\",FrCi(AC287,9.806,Z287,P287),FrTr(AC287,9.806,O287,S287,Y287)))","v":{"$error":"#VALUE!"}},{"$error":"#VALUE!"},null,null,null,null,null,null,null,null,null,null,null,null,null,null,null,0,0,"","","",{"$f":"IF(AD287=\"\",\"\",IF(AE287=1,YcCi(AK287,J287),YcTr(J287,AJ287,AN287)))","v":""},{"$f":"IF(AD287=\"\",\"\",IF(AE287=1,Teta1(AX287,AK287),\"-\"))","v":""},{"$f":"IF(AD287=\"\",\"\",IF(AE287=1,AreaCi(AK287,AX287),AreaTr(AJ287,AN287,AX287)))","v":""},"",{"$f":"IF(AD287=\"\",\"\",IF(AE287=1,Ynci(AK287,J287,AM287,AO287),YnTr(1,AM287,AJ287,AN287,AO287,J287)))","v":""},{"$f":"IF(AD287=\"\",\"\",IF(AE287=1,Teta1(BB287,AK287),\"-\"))","v":""},{"$f":"IF(AD287=\"\",\"\",IF(AE287=1,AreaCi(AK287,BB287),AreaTr(AJ287,AN287,BB287)))","v":""},{"$f":"IF(AD287=\"\",\"\",IF(AE287=1,FrCi(BF287,9.806,BC287,AK287),FrTr(BF287,9.806,AJ287,AN287,BB287)))","v":""},"",{"$f":"IF(AD287=\"\",\"\",IF(AE287=1,LOOKUP(AI287,'Vmáx(material) - Tab.4.3'!$L$2:$L$11,'Vmáx(material) - Tab.4.3'!$M$2:$M$11),LOOKUP(AI287,'Vmáx(material) - Tab.4.3'!$L$15,'Vmáx(material) - Tab.4.3'!$M$15)))","v":""},{"$f":"IF(AD287=\"\",\"\",VLOOKUP($AH287,'Vmáx(material) - Tab.4.3'!$R$35:$X$41,2))","v":""},{"$f":"IF(AD287=\"\",\"\",VLOOKUP($AH287,'Vmáx(material) - Tab.4.3'!$R$35:$X$41,3))","v":""},{"$f":"IF(AD287=\"\",\"\",VLOOKUP($AH287,'Vmáx(material) - Tab.4.3'!$R$35:$X$41,4))","v":""},{"$f":"IF(AD287=\"\",\"\",VLOOKUP($AH287,'Vmáx(material) - Tab.4.3'!$R$35:$X$41,5))","v":""},{"$f":"IF(AD287=\"\",\"\",VLOOKUP($AH287,'Vmáx(material) - Tab.4.3'!$R$35:$X$41,6))","v":""},{"$f":"IF(AD287=\"\",\"\",IF(AD287=\"\",\"\",VLOOKUP($AH287,'Vmáx(material) - Tab.4.3'!$R$35:$X$41,7)))","v":""},{"$f":"IF(AD287=\"\",\"\",IF(AE287=1,FCi(J287,AK287),FTr(J287,AJ287,AK287)))","v":""},"",{"$f":"IF(AD287=\"\",\"\",Hw(BH287,BI287,BJ287,BK287,BL287,BM287,Z,BN287,AO287,AK287))","v":""},"","","","",{"$f":"IF(AD287=\"\",\"\",ho(BT287,AK287,AX287))","v":""},{"$f":"IF(AD287=\"\",\"\",IF(AE287=1,PeriCi(AK287,BB287),PeriTr(AJ287,AN287,BB287)))","v":""},{"$f":"IF(AD287=\"\",\"\",IF(AE287=1,AreaCi(AK287,BB287),AreaTr(AJ287,AN287,BB287)))","v":""},{"$f":"IF(AD287=\"\",\"\",RhCi(BW287,BV287))","v":""},"",{"$f":"IF(AD287=\"\",\"\",hf(AL287,J287,AM287,BW287,BX287))","v":""},{"$f":"IF(AD287=\"\",\"\",LOOKUP(AP287,Tab.4.5!$J$6:$J$27,Tab.4.5!$L$6:$L$27))","v":""},{"$f":"IF(AD287=\"\",\"\",He(CA287,BY287))","v":""},{"$f":"IF(AD287=\"\",\"\",Hs(BY287))","v":""},{"$f":"IF(AD287=\"\",\"\",Hm(BU287,BZ287,CB287,CC287,AL287,AO287))","v":""},"","","","","","",null,null,null,null,null,null,null,null,null,null,null,null,null,null,null,0,0,0,0,0,{"$f":"IF(CK287=\"\",\"\",IF(CL287=1,YcCi(CR287,J287),YcTr(J287,CQ287,CU287)))","v":""},{"$f":"IF(CK287=\"\",\"\",IF(CL287=1,Teta1(DE287,CR287),\"-\"))","v":""},"","",{"$f":"IF(CK287=\"\",\"\",IF(CL287=1,Ynci(CR287,J287,CT287,CV287),YnTr(1,CT287,CQ287,CU287,CV287,J287)))","v":""},{"$f":"IF(CK287=\"\",\"\",IF(CL287=1,Teta1(DI287,CR287),\"-\"))","v":""},{"$f":"IF(CK287=\"\",\"\",IF(CL287=1,AreaCi(CR287,J287),AreaTr(CQ287,CU287,DI287)))","v":""},{"$f":"IF(CK287=\"\",\"\",IF(CL287=1,FrCi(DM287,9.806,DJ287,CR287),FrTr(DM287,9.806,CQ287,CU287,DI287)))","v":""},"",{"$f":"IF(CK287=\"\",\"\",IF(CL287=1,LOOKUP(CP287,'Vmáx(material) - Tab.4.3'!$L$2:$L$11,'Vmáx(material) - Tab.4.3'!$M$2:$M$11),LOOKUP(CP287,'Vmáx(material) - Tab.4.3'!$L$15,'Vmáx(material) - Tab.4.3'!$M$15)))","v":""},{"$f":"IF(CK287=\"\",\"\",VLOOKUP($CO287,'Vmáx(material) - Tab.4.3'!$R$35:$X$41,2))","v":""},{"$f":"IF(CK287=\"\",\"\",VLOOKUP($CO287,'Vmáx(material) - Tab.4.3'!$R$35:$X$41,3))","v":""},{"$f":"IF(CK287=\"\",\"\",VLOOKUP($CO287,'Vmáx(material) - Tab.4.3'!$R$35:$X$41,4))","v":""},{"$f":"IF(CK287=\"\",\"\",VLOOKUP($CO287,'Vmáx(material) - Tab.4.3'!$R$35:$X$41,5))","v":""},{"$f":"IF(CK287=\"\",\"\",VLOOKUP($CO287,'Vmáx(material) - Tab.4.3'!$R$35:$X$41,6))","v":""},{"$f":"IF(CK287=\"\",\"\",IF(CK287=\"\",\"\",VLOOKUP(CO287,'Vmáx(material) - Tab.4.3'!$R$35:$X$41,7)))","v":""},{"$f":"IF(CK287=\"\",\"\",IF(CL287=1,FCi(J287,CR287),FTr(J287,CQ287,CR287)))","v":""},"",{"$f":"IF(CK287=\"\",\"\",Hw(DO287,DP287,DQ287,DR287,DS287,DT287,Z,DU287,CV287,CR287))","v":""},"","","","","",{"$f":"IF(CK287=\"\",\"\",IF(CL287=1,PeriCi(CR287,DI287),PeriTr(CQ287,CU287,DI287)))","v":""},{"$f":"IF(CK287=\"\",\"\",IF(CL287=1,AreaCi(CR287,DI287),AreaTr(CQ287,CU287,DI287)))","v":""},{"$f":"IF(CK287=\"\",\"\",RhCi(DK287,EC287))","v":""},"",{"$f":"IF(CK287=\"\",\"\",hf(CS287,J287,CT287,DK287,EE287))","v":""},{"$f":"IF(CK287=\"\",\"\",LOOKUP(CW287,Tab.4.5!$J$6:$J$27,Tab.4.5!$L$6:$L$27))","v":""},{"$f":"IF(CK287=\"\",\"\",He(EH287,DM287))","v":""},{"$f":"IF(CK287=\"\",\"\",Hs(DM287))","v":""},{"$f":"IF(CK287=\"\",\"\",Hm(EB287,EG287,EI287,EJ287,CS287,CV287))","v":""},"","","","","","","K45+-45000 () ",{"$f":"IF(B287=\"Existe.\",IF(AE287=1,CONCATENATE(#REF!,AK287,\" m.\"),CONCATENATE(#REF!,AJ287,\" m x \",AK287,\" m.\")),IF(CL287=1,CONCATENATE(#REF!,CR287,\" m.\"),CONCATENATE(#REF!,CQ287,\" m x \",CR287,\" m.\")))","v":{"$error":"#REF!"}},"Concreto, L =  m, S = 0 %.","Cota clave eje= 0 msnm.",null,null,null,"","","","","",{"$f":"IF(EV287=\"\",\"\",VLOOKUP(EY287,'Estructura escalonada'!$D$3:$H$953,2))","v":""},"","","","","",""]
[null,null,null,null,null,null,null,null,null,null,null,0,null,0,null,null,null,null,null,null,{"$f":"IF(K289=\"No\",\"\",IF(O289=\"\",YcCi(P289,N289),YcTr(N289,O289,S289)))","v":{"$error":"#VALUE!"}},{"$f":"IF(K289=\"No\",\"\",IF(O289=\"\",Teta1(U289,P289),\"-\"))","v":{"$error":"#VALUE!"}},{"$error":"#VALUE!"},{"$error":"#VALUE!"},{"$f":"IF(K289=\"No\",\"\",IF(O289=\"\",Ynci(P289,N289,R289,T289),YnTr(1,R289,O289,S289,T289,N289)))","v":{"$error":"#VALUE!"}},{"$f":"IF(K289=\"No\",\"\",IF(O289=\"\",Teta1(Y289,P289),\"-\"))","v":{"$error":"#VALUE!"}},{"$f":"IF(K289=\"No\",\"\",IF(O289=\"\",AreaCi(P289,Y289),AreaTr(O289,S289,Y289)))","v":{"$error":"#VALUE!"}},{"$f":"IF(K289=\"No\",\"\",IF(O289=\"\",FrCi(AC289,9.806,Z289,P289),FrTr(AC289,9.806,O289,S289,Y289)))","v":{"$error":"#VALUE!"}},{"$error":"#VALUE!"},null,null,null,null,null,null,null,null,null,null,null,null,null,null,null,0,0,"","","",{"$f":"IF(AD289=\"\",\"\",IF(AE289=1,YcCi(AK289,J289),YcTr(J289,AJ289,AN289)))","v":""},{"$f":"IF(AD289=\"\",\"\",IF(AE289=1,Teta1(AX289,AK289),\"-\"))","v":""},{"$f":"IF(AD289=\"\",\"\",IF(AE289=1,AreaCi(AK289,AX289),AreaTr(AJ289,AN289,AX289)))","v":""},"",{"$f":"IF(AD289=\"\",\"\",IF(AE289=1,Ynci(AK289,J289,AM289,AO289),YnTr(1,AM289,AJ289,AN289,AO289,J289)))","v":""},{"$f":"IF(AD289=\"\",\"\",IF(AE289=1,Teta1(BB289,AK289),\"-\"))","v":""},{"$f":"IF(AD289=\"\",\"\",IF(AE289=1,AreaCi(AK289,BB289),AreaTr(AJ289,AN289,BB289)))","v":""},{"$f":"IF(AD289=\"\",\"\",IF(AE289=1,FrCi(BF289,9.806,BC289,AK289),FrTr(BF289,9.806,AJ289,AN289,BB289)))","v":""},"",{"$f":"IF(AD289=\"\",\"\",IF(AE289=1,LOOKUP(AI289,'Vmáx(material) - Tab.4.3'!$L$2:$L$11,'Vmáx(material) - Tab.4.3'!$M$2:$M$11),LOOKUP(AI289,'Vmáx(material) - Tab.4.3'!$L$15,'Vmáx(material) - Tab.4.3'!$M$15)))","v":""},{"$f":"IF(AD289=\"\",\"\",VLOOKUP($AH289,'Vmáx(material) - Tab.4.3'!$R$35:$X$41,2))","v":""},{"$f":"IF(AD289=\"\",\"\",VLOOKUP($AH289,'Vmáx(material) - Tab.4.3'!$R$35:$X$41,3))","v":""},{"$f":"IF(AD289=\"\",\"\",VLOOKUP($AH289,'Vmáx(material) - Tab.4.3'!$R$35:$X$41,4))","v":""},{"$f":"IF(AD289=\"\",\"\",VLOOKUP($AH289,'Vmáx(material) - Tab.4.3'!$R$35:$X$41,5))","v":""},{"$f":"IF(AD289=\"\",\"\",VLOOKUP($AH289,'Vmáx(material) - Tab.4.3'!$R$35:$X$41,6))","v":""},{"$f":"IF(AD289=\"\",\"\",IF(AD289=\"\",\"\",VLOOKUP($AH289,'Vmáx(material) - Tab.4.3'!$R$35:$X$41,7)))","v":""},{"$f":"IF(AD289=\"\",\"\",IF(AE289=1,FCi(J289,AK289),FTr(J289,AJ289,AK289)))","v":""},"",{"$f":"IF(AD289=\"\",\"\",Hw(BH289,BI289,BJ289,BK289,BL289,BM289,Z,BN289,AO289,AK289))","v":""},"","","","",{"$f":"IF(AD289=\"\",\"\",ho(BT289,AK289,AX289))","v":""},{"$f":"IF(AD289=\"\",\"\",IF(AE289=1,PeriCi(AK289,BB289),PeriTr(AJ289,AN289,BB289)))","v":""},{"$f":"IF(AD289=\"\",\"\",IF(AE289=1,AreaCi(AK289,BB289),AreaTr(AJ289,AN289,BB289)))","v":""},{"$f":"IF(AD289=\"\",\"\",RhCi(BW289,BV289))","v":""},"",{"$f":"IF(AD289=\"\",\"\",hf(AL289,J289,AM289,BW289,BX289))","v":""},{"$f":"IF(AD289=\"\",\"\",LOOKUP(AP289,Tab.4.5!$J$6:$J$27,Tab.4.5!$L$6:$L$27))","v":""},{"$f":"IF(AD289=\"\",\"\",He(CA289,BY289))","v":""},{"$f":"IF(AD289=\"\",\"\",Hs(BY289))","v":""},{"$f":"IF(AD289=\"\",\"\",Hm(BU289,BZ289,CB289,CC289,AL289,AO289))","v":""},"","","","","","",null,null,null,null,null,null,null,null,null,null,null,null,null,null,null,0,0,0,0,0,{"$f":"IF(CK289=\"\",\"\",IF(CL289=1,YcCi(CR289,J289),YcTr(J289,CQ289,CU289)))","v":""},{"$f":"IF(CK289=\"\",\"\",IF(CL289=1,Teta1(DE289,CR289),\"-\"))","v":""},"","",{"$f":"IF(CK289=\"\",\"\",IF(CL289=1,Ynci(CR289,J289,CT289,CV289),YnTr(1,CT289,CQ289,CU289,CV289,J289)))","v":""},{"$f":"IF(CK289=\"\",\"\",IF(CL289=1,Teta1(DI289,CR289),\"-\"))","v":""},{"$f":"IF(CK289=\"\",\"\",IF(CL289=1,AreaCi(CR289,J289),AreaTr(CQ289,CU289,DI289)))","v":""},{"$f":"IF(CK289=\"\",\"\",IF(CL289=1,FrCi(DM289,9.806,DJ289,CR289),FrTr(DM289,9.806,CQ289,CU289,DI289)))","v":""},"",{"$f":"IF(CK289=\"\",\"\",IF(CL289=1,LOOKUP(CP289,'Vmáx(material) - Tab.4.3'!$L$2:$L$11,'Vmáx(material) - Tab.4.3'!$M$2:$M$11),LOOKUP(CP289,'Vmáx(material) - Tab.4.3'!$L$15,'Vmáx(material) - Tab.4.3'!$M$15)))","v":""},{"$f":"IF(CK289=\"\",\"\",VLOOKUP($CO289,'Vmáx(material) - Tab.4.3'!$R$35:$X$41,2))","v":""},{"$f":"IF(CK289=\"\",\"\",VLOOKUP($CO289,'Vmáx(material) - Tab.4.3'!$R$35:$X$41,3))","v":""},{"$f":"IF(CK289=\"\",\"\",VLOOKUP($CO289,'Vmáx(material) - Tab.4.3'!$R$35:$X$41,4))","v":""},{"$f":"IF(CK289=\"\",\"\",VLOOKUP($CO289,'Vmáx(material) - Tab.4.3'!$R$35:$X$41,5))","v":""},{"$f":"IF(CK289=\"\",\"\",VLOOKUP($CO289,'Vmáx(material) - Tab.4.3'!$R$35:$X$41,6))","v":""},{"$f":"IF(CK289=\"\",\"\",IF(CK289=\"\",\"\",VLOOKUP(CO289,'Vmáx(material) - Tab.4.3'!$R$35:$X$41,7)))","v":""},{"$f":"IF(CK289=\"\",\"\",IF(CL289=1,FCi(J289,CR289),FTr(J289,CQ289,CR289)))","v":""},"",{"$f":"IF(CK289=\"\",\"\",Hw(DO289,DP289,DQ289,DR289,DS289,DT289,Z,DU289,CV289,CR289))","v":""},"","","","","",{"$f":"IF(CK289=\"\",\"\",IF(CL289=1,PeriCi(CR289,DI289),PeriTr(CQ289,CU289,DI289)))","v":""},{"$f":"IF(CK289=\"\",\"\",IF(CL289=1,AreaCi(CR289,DI289),AreaTr(CQ289,CU289,DI289)))","v":""},{"$f":"IF(CK289=\"\",\"\",RhCi(DK289,EC289))","v":""},"",{"$f":"IF(CK289=\"\",\"\",hf(CS289,J289,CT289,DK289,EE289))","v":""},{"$f":"IF(CK289=\"\",\"\",LOOKUP(CW289,Tab.4.5!$J$6:$J$27,Tab.4.5!$L$6:$L$27))","v":""},{"$f":"IF(CK289=\"\",\"\",He(EH289,DM289))","v":""},{"$f":"IF(CK289=\"\",\"\",Hs(DM289))","v":""},{"$f":"IF(CK289=\"\",\"\",Hm(EB289,EG289,EI289,EJ289,CS289,CV289))","v":""},"","","","","","","K45+-45000 () ",{"$f":"IF(B289=\"Existe.\",IF(AE289=1,CONCATENATE(#REF!,AK289,\" m.\"),CONCATENATE(#REF!,AJ289,\" m x \",AK289,\" m.\")),IF(CL289=1,CONCATENATE(#REF!,CR289,\" m.\"),CONCATENATE(#REF!,CQ289,\" m x \",CR289,\" m.\")))","v":{"$error":"#REF!"}},"Concreto, L =  m, S = 0 %.","Cota clave eje= 0 msnm.",null,null,null,"","","","","",{"$f":"IF(EV289=\"\",\"\",VLOOKUP(EY289,'Estructura escalonada'!$D$3:$H$953,2))","v":""},"","","","","",""]
[null,null,null,null,null,null,null,null,null,null,null,0,null,0,null,null,null,null,null,null,{"$f":"IF(K292=\"No\",\"\",IF(O292=\"\",YcCi(P292,N292),YcTr(N292,O292,S292)))","v":{"$error":"#VALUE!"}},{"$f":"IF(K292=\"No\",\"\",IF(O292=\"\",Teta1(U292,P292),\"-\"))","v":{"$error":"#VALUE!"}},{"$error":"#VALUE!"},{"$error":"#VALUE!"},{"$f":"IF(K292=\"No\",\"\",IF(O292=\"\",Ynci(P292,N292,R292,T292),YnTr(1,R292,O292,S292,T292,N292)))","v":{"$error":"#VALUE!"}},{"$f":"IF(K292=\"No\",\"\",IF(O292=\"\",Teta1(Y292,P292),\"-\"))","v":{"$error":"#VALUE!"}},{"$f":"IF(K292=\"No\",\"\",IF(O292=\"\",AreaCi(P292,Y292),AreaTr(O292,S292,Y292)))","v":{"$error":"#VALUE!"}},{"$f":"IF(K292=\"No\",\"\",IF(O292=\"\",FrCi(AC292,9.806,Z292,P292),FrTr(AC292,9.806,O292,S292,Y292)))","v":{"$error":"#VALUE!"}},{"$error":"#VALUE!"},null,null,null,null,null,null,null,null,null,null,null,null,null,null,null,0,0,"","","",{"$f":"IF(AD292=\"\",\"\",IF(AE292=1,YcCi(AK292,J292),YcTr(J292,AJ292,AN292)))","v":""},{"$f":"IF(AD292=\"\",\"\",IF(AE292=1,Teta1(AX292,AK292),\"-\"))","v":""},{"$f":"IF(AD292=\"\",\"\",IF(AE292=1,AreaCi(AK292,AX292),AreaTr(AJ292,AN292,AX292)))","v":""},"",{"$f":"IF(AD292=\"\",\"\",IF(AE292=1,Ynci(AK292,J292,AM292,AO292),YnTr(1,AM292,AJ292,AN292,AO292,J292)))","v":""},{"$f":"IF(AD292=\"\",\"\",IF(AE292=1,Teta1(BB292,AK292),\"-\"))","v":""},{"$f":"IF(AD292=\"\",\"\",IF(AE292=1,AreaCi(AK292,BB292),AreaTr(AJ292,AN292,BB292)))","v":""},{"$f":"IF(AD292=\"\",\"\",IF(AE292=1,FrCi(BF292,9.806,BC292,AK292),FrTr(BF292,9.806,AJ292,AN292,BB292)))","v":""},"",{"$f":"IF(AD292=\"\",\"\",IF(AE292=1,LOOKUP(AI292,'Vmáx(material) - Tab.4.3'!$L$2:$L$11,'Vmáx(material) - Tab.4.3'!$M$2:$M$11),LOOKUP(AI292,'Vmáx(material) - Tab.4.3'!$L$15,'Vmáx(material) - Tab.4.3'!$M$15)))","v":""},{"$f":"IF(AD292=\"\",\"\",VLOOKUP($AH292,'Vmáx(material) - Tab.4.3'!$R$35:$X$41,2))","v":""},{"$f":"IF(AD292=\"\",\"\",VLOOKUP($AH292,'Vmáx(material) - Tab.4.3'!$R$35:$X$41,3))","v":""},{"$f":"IF(AD292=\"\",\"\",VLOOKUP($AH292,'Vmáx(material) - Tab.4.3'!$R$35:$X$41,4))","v":""},{"$f":"IF(AD292=\"\",\"\",VLOOKUP($AH292,'Vmáx(material) - Tab.4.3'!$R$35:$X$41,5))","v":""},{"$f":"IF(AD292=\"\",\"\",VLOOKUP($AH292,'Vmáx(material) - Tab.4.3'!$R$35:$X$41,6))","v":""},{"$f":"IF(AD292=\"\",\"\",IF(AD292=\"\",\"\",VLOOKUP($AH292,'Vmáx(material) - Tab.4.3'!$R$35:$X$41,7)))","v":""},{"$f":"IF(AD292=\"\",\"\",IF(AE292=1,FCi(J292,AK292),FTr(J292,AJ292,AK292)))","v":""},"",{"$f":"IF(AD292=\"\",\"\",Hw(BH292,BI292,BJ292,BK292,BL292,BM292,Z,BN292,AO292,AK292))","v":""},"","","","",{"$f":"IF(AD292=\"\",\"\",ho(BT292,AK292,AX292))","v":""},{"$f":"IF(AD292=\"\",\"\",IF(AE292=1,PeriCi(AK292,BB292),PeriTr(AJ292,AN292,BB292)))","v":""},{"$f":"IF(AD292=\"\",\"\",IF(AE292=1,AreaCi(AK292,BB292),AreaTr(AJ292,AN292,BB292)))","v":""},{"$f":"IF(AD292=\"\",\"\",RhCi(BW292,BV292))","v":""},"",{"$f":"IF(AD292=\"\",\"\",hf(AL292,J292,AM292,BW292,BX292))","v":""},{"$f":"IF(AD292=\"\",\"\",LOOKUP(AP292,Tab.4.5!$J$6:$J$27,Tab.4.5!$L$6:$L$27))","v":""},{"$f":"IF(AD292=\"\",\"\",He(CA292,BY292))","v":""},{"$f":"IF(AD292=\"\",\"\",Hs(BY292))","v":""},{"$f":"IF(AD292=\"\",\"\",Hm(BU292,BZ292,CB292,CC292,AL292,AO292))","v":""},"","","","","","",null,null,null,null,null,null,null,null,null,null,null,null,null,null,null,0,0,0,0,0,{"$f":"IF(CK292=\"\",\"\",IF(CL292=1,YcCi(CR292,J292),YcTr(J292,CQ292,CU292)))","v":""},{"$f":"IF(CK292=\"\",\"\",IF(CL292=1,Teta1(DE292,CR292),\"-\"))","v":""},"","",{"$f":"IF(CK292=\"\",\"\",IF(CL292=1,Ynci(CR292,J292,CT292,CV292),YnTr(1,CT292,CQ292,CU292,CV292,J292)))","v":""},{"$f":"IF(CK292=\"\",\"\",IF(CL292=1,Teta1(DI292,CR292),\"-\"))","v":""},{"$f":"IF(CK292=\"\",\"\",IF(CL292=1,AreaCi(CR292,J292),AreaTr(CQ292,CU292,DI292)))","v":""},{"$f":"IF(CK292=\"\",\"\",IF(CL292=1,FrCi(DM292,9.806,DJ292,CR292),FrTr(DM292,9.806,CQ292,CU292,DI292)))","v":""},"",{"$f":"IF(CK292=\"\",\"\",IF(CL292=1,LOOKUP(CP292,'Vmáx(material) - Tab.4.3'!$L$2:$L$11,'Vmáx(material) - Tab.4.3'!$M$2:$M$11),LOOKUP(CP292,'Vmáx(material) - Tab.4.3'!$L$15,'Vmáx(material) - Tab.4.3'!$M$15)))","v":""},{"$f":"IF(CK292=\"\",\"\",VLOOKUP($CO292,'Vmáx(material) - Tab.4.3'!$R$35:$X$41,2))","v":""},{"$f":"IF(CK292=\"\",\"\",VLOOKUP($CO292,'Vmáx(material) - Tab.4.3'!$R$35:$X$41,3))","v":""},{"$f":"IF(CK292=\"\",\"\",VLOOKUP($CO292,'Vmáx(material) - Tab.4.3'!$R$35:$X$41,4))","v":""},{"$f":"IF(CK292=\"\",\"\",VLOOKUP($CO292,'Vmáx(material) - Tab.4.3'!$R$35:$X$41,5))","v":""},{"$f":"IF(CK292=\"\",\"\",VLOOKUP($CO292,'Vmáx(material) - Tab.4.3'!$R$35:$X$41,6))","v":""},{"$f":"IF(CK292=\"\",\"\",IF(CK292=\"\",\"\",VLOOKUP(CO292,'Vmáx(material) - Tab.4.3'!$R$35:$X$41,7)))","v":""},{"$f":"IF(CK292=\"\",\"\",IF(CL292=1,FCi(J292,CR292),FTr(J292,CQ292,CR292)))","v":""},"",{"$f":"IF(CK292=\"\",\"\",Hw(DO292,DP292,DQ292,DR292,DS292,DT292,Z,DU292,CV292,CR292))","v":""},"","","","","",{"$f":"IF(CK292=\"\",\"\",IF(CL292=1,PeriCi(CR292,DI292),PeriTr(CQ292,CU292,DI292)))","v":""},{"$f":"IF(CK292=\"\",\"\",IF(CL292=1,AreaCi(CR292,DI292),AreaTr(CQ292,CU292,DI292)))","v":""},{"$f":"IF(CK292=\"\",\"\",RhCi(DK292,EC292))","v":""},"",{"$f":"IF(CK292=\"\",\"\",hf(CS292,J292,CT292,DK292,EE292))","v":""},{"$f":"IF(CK292=\"\",\"\",LOOKUP(CW292,Tab.4.5!$J$6:$J$27,Tab.4.5!$L$6:$L$27))","v":""},{"$f":"IF(CK292=\"\",\"\",He(EH292,DM292))","v":""},{"$f":"IF(CK292=\"\",\"\",Hs(DM292))","v":""},{"$f":"IF(CK292=\"\",\"\",Hm(EB292,EG292,EI292,EJ292,CS292,CV292))","v":""},"","","","","","","K45+-45000 () ",{"$f":"IF(B292=\"Existe.\",IF(AE292=1,CONCATENATE(#REF!,AK292,\" m.\"),CONCATENATE(#REF!,AJ292,\" m x \",AK292,\" m.\")),IF(CL292=1,CONCATENATE(#REF!,CR292,\" m.\"),CONCATENATE(#REF!,CQ292,\" m x \",CR292,\" m.\")))","v":{"$error":"#REF!"}},"Concreto, L =  m, S = 0 %.","Cota clave eje= 0 msnm.",null,null,null,"","","","","",{"$f":"IF(EV292=\"\",\"\",VLOOKUP(EY292,'Estructura escalonada'!$D$3:$H$953,2))","v":""},"","","","","",""]
[null,null,null,null,null,null,null,null,null,null,null,0,null,0,null,null,null,null,null,null,{"$f":"IF(K296=\"No\",\"\",IF(O296=\"\",YcCi(P296,N296),YcTr(N296,O296,S296)))","v":{"$error":"#VALUE!"}},{"$f":"IF(K296=\"No\",\"\",IF(O296=\"\",Teta1(U296,P296),\"-\"))","v":{"$error":"#VALUE!"}},{"$error":"#VALUE!"},{"$error":"#VALUE!"},{"$f":"IF(K296=\"No\",\"\",IF(O296=\"\",Ynci(P296,N296,R296,T296),YnTr(1,R296,O296,S296,T296,N296)))","v":{"$error":"#VALUE!"}},{"$f":"IF(K296=\"No\",\"\",IF(O296=\"\",Teta1(Y296,P296),\"-\"))","v":{"$error":"#VALUE!"}},{"$f":"IF(K296=\"No\",\"\",IF(O296=\"\",AreaCi(P296,Y296),AreaTr(O296,S296,Y296)))","v":{"$error":"#VALUE!"}},{"$f":"IF(K296=\"No\",\"\",IF(O296=\"\",FrCi(AC296,9.806,Z296,P296),FrTr(AC296,9.806,O296,S296,Y296)))","v":{"$error":"#VALUE!"}},{"$error":"#VALUE!"},null,null,null,null,null,null,null,null,null,null,null,null,null,null,null,0,0,"","","",{"$f":"IF(AD296=\"\",\"\",IF(AE296=1,YcCi(AK296,J296),YcTr(J296,AJ296,AN296)))","v":""},{"$f":"IF(AD296=\"\",\"\",IF(AE296=1,Teta1(AX296,AK296),\"-\"))","v":""},{"$f":"IF(AD296=\"\",\"\",IF(AE296=1,AreaCi(AK296,AX296),AreaTr(AJ296,AN296,AX296)))","v":""},"",{"$f":"IF(AD296=\"\",\"\",IF(AE296=1,Ynci(AK296,J296,AM296,AO296),YnTr(1,AM296,AJ296,AN296,AO296,J296)))","v":""},{"$f":"IF(AD296=\"\",\"\",IF(AE296=1,Teta1(BB296,AK296),\"-\"))","v":""},{"$f":"IF(AD296=\"\",\"\",IF(AE296=1,AreaCi(AK296,BB296),AreaTr(AJ296,AN296,BB296)))","v":""},{"$f":"IF(AD296=\"\",\"\",IF(AE296=1,FrCi(BF296,9.806,BC296,AK296),FrTr(BF296,9.806,AJ296,AN296,BB296)))","v":""},"",{"$f":"IF(AD296=\"\",\"\",IF(AE296=1,LOOKUP(AI296,'Vmáx(material) - Tab.4.3'!$L$2:$L$11,'Vmáx(material) - Tab.4.3'!$M$2:$M$11),LOOKUP(AI296,'Vmáx(material) - Tab.4.3'!$L$15,'Vmáx(material) - Tab.4.3'!$M$15)))","v":""},{"$f":"IF(AD296=\"\",\"\",VLOOKUP($AH296,'Vmáx(material) - Tab.4.3'!$R$35:$X$41,2))","v":""},{"$f":"IF(AD296=\"\",\"\",VLOOKUP($AH296,'Vmáx(material) - Tab.4.3'!$R$35:$X$41,3))","v":""},{"$f":"IF(AD296=\"\",\"\",VLOOKUP($AH296,'Vmáx(material) - Tab.4.3'!$R$35:$X$41,4))","v":""},{"$f":"IF(AD296=\"\",\"\",VLOOKUP($AH296,'Vmáx(material) - Tab.4.3'!$R$35:$X$41,5))","v":""},{"$f":"IF(AD296=\"\",\"\",VLOOKUP($AH296,'Vmáx(material) - Tab.4.3'!$R$35:$X$41,6))","v":""},{"$f":"IF(AD296=\"\",\"\",IF(AD296=\"\",\"\",VLOOKUP($AH296,'Vmáx(material) - Tab.4.3'!$R$35:$X$41,7)))","v":""},{"$f":"IF(AD296=\"\",\"\",IF(AE296=1,FCi(J296,AK296),FTr(J296,AJ296,AK296)))","v":""},"",{"$f":"IF(AD296=\"\",\"\",Hw(BH296,BI296,BJ296,BK296,BL296,BM296,Z,BN296,AO296,AK296))","v":""},"","","","",{"$f":"IF(AD296=\"\",\"\",ho(BT296,AK296,AX296))","v":""},{"$f":"IF(AD296=\"\",\"\",IF(AE296=1,PeriCi(AK296,BB296),PeriTr(AJ296,AN296,BB296)))","v":""},{"$f":"IF(AD296=\"\",\"\",IF(AE296=1,AreaCi(AK296,BB296),AreaTr(AJ296,AN296,BB296)))","v":""},{"$f":"IF(AD296=\"\",\"\",RhCi(BW296,BV296))","v":""},"",{"$f":"IF(AD296=\"\",\"\",hf(AL296,J296,AM296,BW296,BX296))","v":""},{"$f":"IF(AD296=\"\",\"\",LOOKUP(AP296,Tab.4.5!$J$6:$J$27,Tab.4.5!$L$6:$L$27))","v":""},{"$f":"IF(AD296=\"\",\"\",He(CA296,BY296))","v":""},{"$f":"IF(AD296=\"\",\"\",Hs(BY296))","v":""},{"$f":"IF(AD296=\"\",\"\",Hm(BU296,BZ296,CB296,CC296,AL296,AO296))","v":""},"","","","","","",null,null,null,null,null,null,null,null,null,null,null,null,null,null,null,0,0,0,0,0,{"$f":"IF(CK296=\"\",\"\",IF(CL296=1,YcCi(CR296,J296),YcTr(J296,CQ296,CU296)))","v":""},{"$f":"IF(CK296=\"\",\"\",IF(CL296=1,Teta1(DE296,CR296),\"-\"))","v":""},"","",{"$f":"IF(CK296=\"\",\"\",IF(CL296=1,Ynci(CR296,J296,CT296,CV296),YnTr(1,CT296,CQ296,CU296,CV296,J296)))","v":""},{"$f":"IF(CK296=\"\",\"\",IF(CL296=1,Teta1(DI296,CR296),\"-\"))","v":""},{"$f":"IF(CK296=\"\",\"\",IF(CL296=1,AreaCi(CR296,J296),AreaTr(CQ296,CU296,DI296)))","v":""},{"$f":"IF(CK296=\"\",\"\",IF(CL296=1,FrCi(DM296,9.806,DJ296,CR296),FrTr(DM296,9.806,CQ296,CU296,DI296)))","v":""},"",{"$f":"IF(CK296=\"\",\"\",IF(CL296=1,LOOKUP(CP296,'Vmáx(material) - Tab.4.3'!$L$2:$L$11,'Vmáx(material) - Tab.4.3'!$M$2:$M$11),LOOKUP(CP296,'Vmáx(material) - Tab.4.3'!$L$15,'Vmáx(material) - Tab.4.3'!$M$15)))","v":""},{"$f":"IF(CK296=\"\",\"\",VLOOKUP($CO296,'Vmáx(material) - Tab.4.3'!$R$35:$X$41,2))","v":""},{"$f":"IF(CK296=\"\",\"\",VLOOKUP($CO296,'Vmáx(material) - Tab.4.3'!$R$35:$X$41,3))","v":""},{"$f":"IF(CK296=\"\",\"\",VLOOKUP($CO296,'Vmáx(material) - Tab.4.3'!$R$35:$X$41,4))","v":""},{"$f":"IF(CK296=\"\",\"\",VLOOKUP($CO296,'Vmáx(material) - Tab.4.3'!$R$35:$X$41,5))","v":""},{"$f":"IF(CK296=\"\",\"\",VLOOKUP($CO296,'Vmáx(material) - Tab.4.3'!$R$35:$X$41,6))","v":""},{"$f":"IF(CK296=\"\",\"\",IF(CK296=\"\",\"\",VLOOKUP(CO296,'Vmáx(material) - Tab.4.3'!$R$35:$X$41,7)))","v":""},{"$f":"IF(CK296=\"\",\"\",IF(CL296=1,FCi(J296,CR296),FTr(J296,CQ296,CR296)))","v":""},"",{"$f":"IF(CK296=\"\",\"\",Hw(DO296,DP296,DQ296,DR296,DS296,DT296,Z,DU296,CV296,CR296))","v":""},"","","","","",{"$f":"IF(CK296=\"\",\"\",IF(CL296=1,PeriCi(CR296,DI296),PeriTr(CQ296,CU296,DI296)))","v":""},{"$f":"IF(CK296=\"\",\"\",IF(CL296=1,AreaCi(CR296,DI296),AreaTr(CQ296,CU296,DI296)))","v":""},{"$f":"IF(CK296=\"\",\"\",RhCi(DK296,EC296))","v":""},"",{"$f":"IF(CK296=\"\",\"\",hf(CS296,J296,CT296,DK296,EE296))","v":""},{"$f":"IF(CK296=\"\",\"\",LOOKUP(CW296,Tab.4.5!$J$6:$J$27,Tab.4.5!$L$6:$L$27))","v":""},{"$f":"IF(CK296=\"\",\"\",He(EH296,DM296))","v":""},{"$f":"IF(CK296=\"\",\"\",Hs(DM296))","v":""},{"$f":"IF(CK296=\"\",\"\",Hm(EB296,EG296,EI296,EJ296,CS296,CV296))","v":""},"","","","","","","K45+-45000 () ",{"$f":"IF(B296=\"Existe.\",IF(AE296=1,CONCATENATE(#REF!,AK296,\" m.\"),CONCATENATE(#REF!,AJ296,\" m x \",AK296,\" m.\")),IF(CL296=1,CONCATENATE(#REF!,CR296,\" m.\"),CONCATENATE(#REF!,CQ296,\" m x \",CR296,\" m.\")))","v":{"$error":"#REF!"}},"Concreto, L =  m, S = 0 %.","Cota clave eje= 0 msnm.",null,null,null,"","","","","",{"$f":"IF(EV296=\"\",\"\",VLOOKUP(EY296,'Estructura escalonada'!$D$3:$H$953,2))","v":""},"","","","","",""]
[null,null,null,null,null,null,null,null,null,null,null,0,null,0,null,null,null,null,null,null,{"$f":"IF(K298=\"No\",\"\",IF(O298=\"\",YcCi(P298,N298),YcTr(N298,O298,S298)))","v":{"$error":"#VALUE!"}},{"$f":"IF(K298=\"No\",\"\",IF(O298=\"\",Teta1(U298,P298),\"-\"))","v":{"$error":"#VALUE!"}},{"$error":"#VALUE!"},{"$error":"#VALUE!"},{"$f":"IF(K298=\"No\",\"\",IF(O298=\"\",Ynci(P298,N298,R298,T298),YnTr(1,R298,O298,S298,T298,N298)))","v":{"$error":"#VALUE!"}},{"$f":"IF(K298=\"No\",\"\",IF(O298=\"\",Teta1(Y298,P298),\"-\"))","v":{"$error":"#VALUE!"}},{"$f":"IF(K298=\"No\",\"\",IF(O298=\"\",AreaCi(P298,Y298),AreaTr(O298,S298,Y298)))","v":{"$error":"#VALUE!"}},{"$f":"IF(K298=\"No\",\"\",IF(O298=\"\",FrCi(AC298,9.806,Z298,P298),FrTr(AC298,9.806,O298,S298,Y298)))","v":{"$error":"#VALUE!"}},{"$error":"#VALUE!"},null,null,null,null,null,null,null,null,null,null,null,null,null,null,null,0,0,"","","",{"$f":"IF(AD298=\"\",\"\",IF(AE298=1,YcCi(AK298,J298),YcTr(J298,AJ298,AN298)))","v":""},{"$f":"IF(AD298=\"\",\"\",IF(AE298=1,Teta1(AX298,AK298),\"-\"))","v":""},{"$f":"IF(AD298=\"\",\"\",IF(AE298=1,AreaCi(AK298,AX298),AreaTr(AJ298,AN298,AX298)))","v":""},"",{"$f":"IF(AD298=\"\",\"\",IF(AE298=1,Ynci(AK298,J298,AM298,AO298),YnTr(1,AM298,AJ298,AN298,AO298,J298)))","v":""},{"$f":"IF(AD298=\"\",\"\",IF(AE298=1,Teta1(BB298,AK298),\"-\"))","v":""},{"$f":"IF(AD298=\"\",\"\",IF(AE298=1,AreaCi(AK298,BB298),AreaTr(AJ298,AN298,BB298)))","v":""},{"$f":"IF(AD298=\"\",\"\",IF(AE298=1,FrCi(BF298,9.806,BC298,AK298),FrTr(BF298,9.806,AJ298,AN298,BB298)))","v":""},"",{"$f":"IF(AD298=\"\",\"\",IF(AE298=1,LOOKUP(AI298,'Vmáx(material) - Tab.4.3'!$L$2:$L$11,'Vmáx(material) - Tab.4.3'!$M$2:$M$11),LOOKUP(AI298,'Vmáx(material) - Tab.4.3'!$L$15,'Vmáx(material) - Tab.4.3'!$M$15)))","v":""},{"$f":"IF(AD298=\"\",\"\",VLOOKUP($AH298,'Vmáx(material) - Tab.4.3'!$R$35:$X$41,2))","v":""},{"$f":"IF(AD298=\"\",\"\",VLOOKUP($AH298,'Vmáx(material) - Tab.4.3'!$R$35:$X$41,3))","v":""},{"$f":"IF(AD298=\"\",\"\",VLOOKUP($AH298,'Vmáx(material) - Tab.4.3'!$R$35:$X$41,4))","v":""},{"$f":"IF(AD298=\"\",\"\",VLOOKUP($AH298,'Vmáx(material) - Tab.4.3'!$R$35:$X$41,5))","v":""},{"$f":"IF(AD298=\"\",\"\",VLOOKUP($AH298,'Vmáx(material) - Tab.4.3'!$R$35:$X$41,6))","v":""},{"$f":"IF(AD298=\"\",\"\",IF(AD298=\"\",\"\",VLOOKUP($AH298,'Vmáx(material) - Tab.4.3'!$R$35:$X$41,7)))","v":""},{"$f":"IF(AD298=\"\",\"\",IF(AE298=1,FCi(J298,AK298),FTr(J298,AJ298,AK298)))","v":""},"",{"$f":"IF(AD298=\"\",\"\",Hw(BH298,BI298,BJ298,BK298,BL298,BM298,Z,BN298,AO298,AK298))","v":""},"","","","",{"$f":"IF(AD298=\"\",\"\",ho(BT298,AK298,AX298))","v":""},{"$f":"IF(AD298=\"\",\"\",IF(AE298=1,PeriCi(AK298,BB298),PeriTr(AJ298,AN298,BB298)))","v":""},{"$f":"IF(AD298=\"\",\"\",IF(AE298=1,AreaCi(AK298,BB298),AreaTr(AJ298,AN298,BB298)))","v":""},{"$f":"IF(AD298=\"\",\"\",RhCi(BW298,BV298))","v":""},"",{"$f":"IF(AD298=\"\",\"\",hf(AL298,J298,AM298,BW298,BX298))","v":""},{"$f":"IF(AD298=\"\",\"\",LOOKUP(AP298,Tab.4.5!$J$6:$J$27,Tab.4.5!$L$6:$L$27))","v":""},{"$f":"IF(AD298=\"\",\"\",He(CA298,BY298))","v":""},{"$f":"IF(AD298=\"\",\"\",Hs(BY298))","v":""},{"$f":"IF(AD298=\"\",\"\",Hm(BU298,BZ298,CB298,CC298,AL298,AO298))","v":""},"","","","","","",null,null,null,null,null,null,null,null,null,null,null,null,null,null,null,0,0,0,0,0,{"$f":"IF(CK298=\"\",\"\",IF(CL298=1,YcCi(CR298,J298),YcTr(J298,CQ298,CU298)))","v":""},{"$f":"IF(CK298=\"\",\"\",IF(CL298=1,Teta1(DE298,CR298),\"-\"))","v":""},"","",{"$f":"IF(CK298=\"\",\"\",IF(CL298=1,Ynci(CR298,J298,CT298,CV298),YnTr(1,CT298,CQ298,CU298,CV298,J298)))","v":""},{"$f":"IF(CK298=\"\",\"\",IF(CL298=1,Teta1(DI298,CR298),\"-\"))","v":""},{"$f":"IF(CK298=\"\",\"\",IF(CL298=1,AreaCi(CR298,J298),AreaTr(CQ298,CU298,DI298)))","v":""},{"$f":"IF(CK298=\"\",\"\",IF(CL298=1,FrCi(DM298,9.806,DJ298,CR298),FrTr(DM298,9.806,CQ298,CU298,DI298)))","v":""},"",{"$f":"IF(CK298=\"\",\"\",IF(CL298=1,LOOKUP(CP298,'Vmáx(material) - Tab.4.3'!$L$2:$L$11,'Vmáx(material) - Tab.4.3'!$M$2:$M$11),LOOKUP(CP298,'Vmáx(material) - Tab.4.3'!$L$15,'Vmáx(material) - Tab.4.3'!$M$15)))","v":""},{"$f":"IF(CK298=\"\",\"\",VLOOKUP($CO298,'Vmáx(material) - Tab.4.3'!$R$35:$X$41,2))","v":""},{"$f":"IF(CK298=\"\",\"\",VLOOKUP($CO298,'Vmáx(material) - Tab.4.3'!$R$35:$X$41,3))","v":""},{"$f":"IF(CK298=\"\",\"\",VLOOKUP($CO298,'Vmáx(material) - Tab.4.3'!$R$35:$X$41,4))","v":""},{"$f":"IF(CK298=\"\",\"\",VLOOKUP($CO298,'Vmáx(material) - Tab.4.3'!$R$35:$X$41,5))","v":""},{"$f":"IF(CK298=\"\",\"\",VLOOKUP($CO298,'Vmáx(material) - Tab.4.3'!$R$35:$X$41,6))","v":""},{"$f":"IF(CK298=\"\",\"\",IF(CK298=\"\",\"\",VLOOKUP(CO298,'Vmáx(material) - Tab.4.3'!$R$35:$X$41,7)))","v":""},{"$f":"IF(CK298=\"\",\"\",IF(CL298=1,FCi(J298,CR298),FTr(J298,CQ298,CR298)))","v":""},"",{"$f":"IF(CK298=\"\",\"\",Hw(DO298,DP298,DQ298,DR298,DS298,DT298,Z,DU298,CV298,CR298))","v":""},"","","","","",{"$f":"IF(CK298=\"\",\"\",IF(CL298=1,PeriCi(CR298,DI298),PeriTr(CQ298,CU298,DI298)))","v":""},{"$f":"IF(CK298=\"\",\"\",IF(CL298=1,AreaCi(CR298,DI298),AreaTr(CQ298,CU298,DI298)))","v":""},{"$f":"IF(CK298=\"\",\"\",RhCi(DK298,EC298))","v":""},"",{"$f":"IF(CK298=\"\",\"\",hf(CS298,J298,CT298,DK298,EE298))","v":""},{"$f":"IF(CK298=\"\",\"\",LOOKUP(CW298,Tab.4.5!$J$6:$J$27,Tab.4.5!$L$6:$L$27))","v":""},{"$f":"IF(CK298=\"\",\"\",He(EH298,DM298))","v":""},{"$f":"IF(CK298=\"\",\"\",Hs(DM298))","v":""},{"$f":"IF(CK298=\"\",\"\",Hm(EB298,EG298,EI298,EJ298,CS298,CV298))","v":""},"","","","","","","K45+-45000 () ",{"$f":"IF(B298=\"Existe.\",IF(AE298=1,CONCATENATE(#REF!,AK298,\" m.\"),CONCATENATE(#REF!,AJ298,\" m x \",AK298,\" m.\")),IF(CL298=1,CONCATENATE(#REF!,CR298,\" m.\"),CONCATENATE(#REF!,CQ298,\" m x \",CR298,\" m.\")))","v":{"$error":"#REF!"}},"Concreto, L =  m, S = 0 %.","Cota clave eje= 0 msnm.",null,null,null,"","","","","",{"$f":"IF(EV298=\"\",\"\",VLOOKUP(EY298,'Estructura escalonada'!$D$3:$H$953,2))","v":""},"","","","","",""]
[null,null,null,null,null,null,null,null,null,null,null,0,null,0,null,null,null,null,null,null,{"$f":"IF(K301=\"No\",\"\",IF(O301=\"\",YcCi(P301,N301),YcTr(N301,O301,S301)))","v":{"$error":"#VALUE!"}},{"$f":"IF(K301=\"No\",\"\",IF(O301=\"\",Teta1(U301,P301),\"-\"))","v":{"$error":"#VALUE!"}},{"$error":"#VALUE!"},{"$error":"#VALUE!"},{"$f":"IF(K301=\"No\",\"\",IF(O301=\"\",Ynci(P301,N301,R301,T301),YnTr(1,R301,O301,S301,T301,N301)))","v":{"$error":"#VALUE!"}},{"$f":"IF(K301=\"No\",\"\",IF(O301=\"\",Teta1(Y301,P301),\"-\"))","v":{"$error":"#VALUE!"}},{"$f":"IF(K301=\"No\",\"\",IF(O301=\"\",AreaCi(P301,Y301),AreaTr(O301,S301,Y301)))","v":{"$error":"#VALUE!"}},{"$f":"IF(K301=\"No\",\"\",IF(O301=\"\",FrCi(AC301,9.806,Z301,P301),FrTr(AC301,9.806,O301,S301,Y301)))","v":{"$error":"#VALUE!"}},{"$error":"#VALUE!"},null,null,null,null,null,null,null,null,null,null,null,null,null,null,null,0,0,"","","",{"$f":"IF(AD301=\"\",\"\",IF(AE301=1,YcCi(AK301,J301),YcTr(J301,AJ301,AN301)))","v":""},{"$f":"IF(AD301=\"\",\"\",IF(AE301=1,Teta1(AX301,AK301),\"-\"))","v":""},{"$f":"IF(AD301=\"\",\"\",IF(AE301=1,AreaCi(AK301,AX301),AreaTr(AJ301,AN301,AX301)))","v":""},"",{"$f":"IF(AD301=\"\",\"\",IF(AE301=1,Ynci(AK301,J301,AM301,AO301),YnTr(1,AM301,AJ301,AN301,AO301,J301)))","v":""},{"$f":"IF(AD301=\"\",\"\",IF(AE301=1,Teta1(BB301,AK301),\"-\"))","v":""},{"$f":"IF(AD301=\"\",\"\",IF(AE301=1,AreaCi(AK301,BB301),AreaTr(AJ301,AN301,BB301)))","v":""},{"$f":"IF(AD301=\"\",\"\",IF(AE301=1,FrCi(BF301,9.806,BC301,AK301),FrTr(BF301,9.806,AJ301,AN301,BB301)))","v":""},"",{"$f":"IF(AD301=\"\",\"\",IF(AE301=1,LOOKUP(AI301,'Vmáx(material) - Tab.4.3'!$L$2:$L$11,'Vmáx(material) - Tab.4.3'!$M$2:$M$11),LOOKUP(AI301,'Vmáx(material) - Tab.4.3'!$L$15,'Vmáx(material) - Tab.4.3'!$M$15)))","v":""},{"$f":"IF(AD301=\"\",\"\",VLOOKUP($AH301,'Vmáx(material) - Tab.4.3'!$R$35:$X$41,2))","v":""},{"$f":"IF(AD301=\"\",\"\",VLOOKUP($AH301,'Vmáx(material) - Tab.4.3'!$R$35:$X$41,3))","v":""},{"$f":"IF(AD301=\"\",\"\",VLOOKUP($AH301,'Vmáx(material) - Tab.4.3'!$R$35:$X$41,4))","v":""},{"$f":"IF(AD301=\"\",\"\",VLOOKUP($AH301,'Vmáx(material) - Tab.4.3'!$R$35:$X$41,5))","v":""},{"$f":"IF(AD301=\"\",\"\",VLOOKUP($AH301,'Vmáx(material) - Tab.4.3'!$R$35:$X$41,6))","v":""},{"$f":"IF(AD301=\"\",\"\",IF(AD301=\"\",\"\",VLOOKUP($AH301,'Vmáx(material) - Tab.4.3'!$R$35:$X$41,7)))","v":""},{"$f":"IF(AD301=\"\",\"\",IF(AE301=1,FCi(J301,AK301),FTr(J301,AJ301,AK301)))","v":""},"",{"$f":"IF(AD301=\"\",\"\",Hw(BH301,BI301,BJ301,BK301,BL301,BM301,Z,BN301,AO301,AK301))","v":""},"","","","",{"$f":"IF(AD301=\"\",\"\",ho(BT301,AK301,AX301))","v":""},{"$f":"IF(AD301=\"\",\"\",IF(AE301=1,PeriCi(AK301,BB301),PeriTr(AJ301,AN301,BB301)))","v":""},{"$f":"IF(AD301=\"\",\"\",IF(AE301=1,AreaCi(AK301,BB301),AreaTr(AJ301,AN301,BB301)))","v":""},{"$f":"IF(AD301=\"\",\"\",RhCi(BW301,BV301))","v":""},"",{"$f":"IF(AD301=\"\",\"\",hf(AL301,J301,AM301,BW301,BX301))","v":""},{"$f":"IF(AD301=\"\",\"\",LOOKUP(AP301,Tab.4.5!$J$6:$J$27,Tab.4.5!$L$6:$L$27))","v":""},{"$f":"IF(AD301=\"\",\"\",He(CA301,BY301))","v":""},{"$f":"IF(AD301=\"\",\"\",Hs(BY301))","v":""},{"$f":"IF(AD301=\"\",\"\",Hm(BU301,BZ301,CB301,CC301,AL301,AO301))","v":""},"","","","","","",null,null,null,null,null,null,null,null,null,null,null,null,null,null,null,0,0,0,0,0,{"$f":"IF(CK301=\"\",\"\",IF(CL301=1,YcCi(CR301,J301),YcTr(J301,CQ301,CU301)))","v":""},{"$f":"IF(CK301=\"\",\"\",IF(CL301=1,Teta1(DE301,CR301),\"-\"))","v":""},"","",{"$f":"IF(CK301=\"\",\"\",IF(CL301=1,Ynci(CR301,J301,CT301,CV301),YnTr(1,CT301,CQ301,CU301,CV301,J301)))","v":""},{"$f":"IF(CK301=\"\",\"\",IF(CL301=1,Teta1(DI301,CR301),\"-\"))","v":""},{"$f":"IF(CK301=\"\",\"\",IF(CL301=1,AreaCi(CR301,J301),AreaTr(CQ301,CU301,DI301)))","v":""},{"$f":"IF(CK301=\"\",\"\",IF(CL301=1,FrCi(DM301,9.806,DJ301,CR301),FrTr(DM301,9.806,CQ301,CU301,DI301)))","v":""},"",{"$f":"IF(CK301=\"\",\"\",IF(CL301=1,LOOKUP(CP301,'Vmáx(material) - Tab.4.3'!$L$2:$L$11,'Vmáx(material) - Tab.4.3'!$M$2:$M$11),LOOKUP(CP301,'Vmáx(material) - Tab.4.3'!$L$15,'Vmáx(material) - Tab.4.3'!$M$15)))","v":""},{"$f":"IF(CK301=\"\",\"\",VLOOKUP($CO301,'Vmáx(material) - Tab.4.3'!$R$35:$X$41,2))","v":""},{"$f":"IF(CK301=\"\",\"\",VLOOKUP($CO301,'Vmáx(material) - Tab.4.3'!$R$35:$X$41,3))","v":""},{"$f":"IF(CK301=\"\",\"\",VLOOKUP($CO301,'Vmáx(material) - Tab.4.3'!$R$35:$X$41,4))","v":""},{"$f":"IF(CK301=\"\",\"\",VLOOKUP($CO301,'Vmáx(material) - Tab.4.3'!$R$35:$X$41,5))","v":""},{"$f":"IF(CK301=\"\",\"\",VLOOKUP($CO301,'Vmáx(material) - Tab.4.3'!$R$35:$X$41,6))","v":""},{"$f":"IF(CK301=\"\",\"\",IF(CK301=\"\",\"\",VLOOKUP(CO301,'Vmáx(material) - Tab.4.3'!$R$35:$X$41,7)))","v":""},{"$f":"IF(CK301=\"\",\"\",IF(CL301=1,FCi(J301,CR301),FTr(J301,CQ301,CR301)))","v":""},"",{"$f":"IF(CK301=\"\",\"\",Hw(DO301,DP301,DQ301,DR301,DS301,DT301,Z,DU301,CV301,CR301))","v":""},"","","","","",{"$f":"IF(CK301=\"\",\"\",IF(CL301=1,PeriCi(CR301,DI301),PeriTr(CQ301,CU301,DI301)))","v":""},{"$f":"IF(CK301=\"\",\"\",IF(CL301=1,AreaCi(CR301,DI301),AreaTr(CQ301,CU301,DI301)))","v":""},{"$f":"IF(CK301=\"\",\"\",RhCi(DK301,EC301))","v":""},"",{"$f":"IF(CK301=\"\",\"\",hf(CS301,J301,CT301,DK301,EE301))","v":""},{"$f":"IF(CK301=\"\",\"\",LOOKUP(CW301,Tab.4.5!$J$6:$J$27,Tab.4.5!$L$6:$L$27))","v":""},{"$f":"IF(CK301=\"\",\"\",He(EH301,DM301))","v":""},{"$f":"IF(CK301=\"\",\"\",Hs(DM301))","v":""},{"$f":"IF(CK301=\"\",\"\",Hm(EB301,EG301,EI301,EJ301,CS301,CV301))","v":""},"","","","","","","K45+-45000 () ",{"$f":"IF(B301=\"Existe.\",IF(AE301=1,CONCATENATE(#REF!,AK301,\" m.\"),CONCATENATE(#REF!,AJ301,\" m x \",AK301,\" m.\")),IF(CL301=1,CONCATENATE(#REF!,CR301,\" m.\"),CONCATENATE(#REF!,CQ301,\" m x \",CR301,\" m.\")))","v":{"$error":"#REF!"}},"Concreto, L =  m, S = 0 %.","Cota clave eje= 0 msnm.",null,null,null,"","","","","",{"$f":"IF(EV301=\"\",\"\",VLOOKUP(EY301,'Estructura escalonada'!$D$3:$H$953,2))","v":""},"","","","","",""]
[null,null,null,null,null,null,null,null,null,null,null,0,null,0,null,null,null,null,null,null,{"$f":"IF(K305=\"No\",\"\",IF(O305=\"\",YcCi(P305,N305),YcTr(N305,O305,S305)))","v":{"$error":"#VALUE!"}},{"$f":"IF(K305=\"No\",\"\",IF(O305=\"\",Teta1(U305,P305),\"-\"))","v":{"$error":"#VALUE!"}},{"$error":"#VALUE!"},{"$error":"#VALUE!"},{"$f":"IF(K305=\"No\",\"\",IF(O305=\"\",Ynci(P305,N305,R305,T305),YnTr(1,R305,O305,S305,T305,N305)))","v":{"$error":"#VALUE!"}},{"$f":"IF(K305=\"No\",\"\",IF(O305=\"\",Teta1(Y305,P305),\"-\"))","v":{"$error":"#VALUE!"}},{"$f":"IF(K305=\"No\",\"\",IF(O305=\"\",AreaCi(P305,Y305),AreaTr(O305,S305,Y305)))","v":{"$error":"#VALUE!"}},{"$f":"IF(K305=\"No\",\"\",IF(O305=\"\",FrCi(AC305,9.806,Z305,P305),FrTr(AC305,9.806,O305,S305,Y305)))","v":{"$error":"#VALUE!"}},{"$error":"#VALUE!"},null,null,null,null,null,null,null,null,null,null,null,null,null,null,null,0,0,"","","",{"$f":"IF(AD305=\"\",\"\",IF(AE305=1,YcCi(AK305,J305),YcTr(J305,AJ305,AN305)))","v":""},{"$f":"IF(AD305=\"\",\"\",IF(AE305=1,Teta1(AX305,AK305),\"-\"))","v":""},{"$f":"IF(AD305=\"\",\"\",IF(AE305=1,AreaCi(AK305,AX305),AreaTr(AJ305,AN305,AX305)))","v":""},"",{"$f":"IF(AD305=\"\",\"\",IF(AE305=1,Ynci(AK305,J305,AM305,AO305),YnTr(1,AM305,AJ305,AN305,AO305,J305)))","v":""},{"$f":"IF(AD305=\"\",\"\",IF(AE305=1,Teta1(BB305,AK305),\"-\"))","v":""},{"$f":"IF(AD305=\"\",\"\",IF(AE305=1,AreaCi(AK305,BB305),AreaTr(AJ305,AN305,BB305)))","v":""},{"$f":"IF(AD305=\"\",\"\",IF(AE305=1,FrCi(BF305,9.806,BC305,AK305),FrTr(BF305,9.806,AJ305,AN305,BB305)))","v":""},"",{"$f":"IF(AD305=\"\",\"\",IF(AE305=1,LOOKUP(AI305,'Vmáx(material) - Tab.4.3'!$L$2:$L$11,'Vmáx(material) - Tab.4.3'!$M$2:$M$11),LOOKUP(AI305,'Vmáx(material) - Tab.4.3'!$L$15,'Vmáx(material) - Tab.4.3'!$M$15)))","v":""},{"$f":"IF(AD305=\"\",\"\",VLOOKUP($AH305,'Vmáx(material) - Tab.4.3'!$R$35:$X$41,2))","v":""},{"$f":"IF(AD305=\"\",\"\",VLOOKUP($AH305,'Vmáx(material) - Tab.4.3'!$R$35:$X$41,3))","v":""},{"$f":"IF(AD305=\"\",\"\",VLOOKUP($AH305,'Vmáx(material) - Tab.4.3'!$R$35:$X$41,4))","v":""},{"$f":"IF(AD305=\"\",\"\",VLOOKUP($AH305,'Vmáx(material) - Tab.4.3'!$R$35:$X$41,5))","v":""},{"$f":"IF(AD305=\"\",\"\",VLOOKUP($AH305,'Vmáx(material) - Tab.4.3'!$R$35:$X$41,6))","v":""},{"$f":"IF(AD305=\"\",\"\",IF(AD305=\"\",\"\",VLOOKUP($AH305,'Vmáx(material) - Tab.4.3'!$R$35:$X$41,7)))","v":""},{"$f":"IF(AD305=\"\",\"\",IF(AE305=1,FCi(J305,AK305),FTr(J305,AJ305,AK305)))","v":""},"",{"$f":"IF(AD305=\"\",\"\",Hw(BH305,BI305,BJ305,BK305,BL305,BM305,Z,BN305,AO305,AK305))","v":""},"","","","",{"$f":"IF(AD305=\"\",\"\",ho(BT305,AK305,AX305))","v":""},{"$f":"IF(AD305=\"\",\"\",IF(AE305=1,PeriCi(AK305,BB305),PeriTr(AJ305,AN305,BB305)))","v":""},{"$f":"IF(AD305=\"\",\"\",IF(AE305=1,AreaCi(AK305,BB305),AreaTr(AJ305,AN305,BB305)))","v":""},{"$f":"IF(AD305=\"\",\"\",RhCi(BW305,BV305))","v":""},"",{"$f":"IF(AD305=\"\",\"\",hf(AL305,J305,AM305,BW305,BX305))","v":""},{"$f":"IF(AD305=\"\",\"\",LOOKUP(AP305,Tab.4.5!$J$6:$J$27,Tab.4.5!$L$6:$L$27))","v":""},{"$f":"IF(AD305=\"\",\"\",He(CA305,BY305))","v":""},{"$f":"IF(AD305=\"\",\"\",Hs(BY305))","v":""},{"$f":"IF(AD305=\"\",\"\",Hm(BU305,BZ305,CB305,CC305,AL305,AO305))","v":""},"","","","","","",null,null,null,null,null,null,null,null,null,null,null,null,null,null,null,0,0,0,0,0,{"$f":"IF(CK305=\"\",\"\",IF(CL305=1,YcCi(CR305,J305),YcTr(J305,CQ305,CU305)))","v":""},{"$f":"IF(CK305=\"\",\"\",IF(CL305=1,Teta1(DE305,CR305),\"-\"))","v":""},"","",{"$f":"IF(CK305=\"\",\"\",IF(CL305=1,Ynci(CR305,J305,CT305,CV305),YnTr(1,CT305,CQ305,CU305,CV305,J305)))","v":""},{"$f":"IF(CK305=\"\",\"\",IF(CL305=1,Teta1(DI305,CR305),\"-\"))","v":""},{"$f":"IF(CK305=\"\",\"\",IF(CL305=1,AreaCi(CR305,J305),AreaTr(CQ305,CU305,DI305)))","v":""},{"$f":"IF(CK305=\"\",\"\",IF(CL305=1,FrCi(DM305,9.806,DJ305,CR305),FrTr(DM305,9.806,CQ305,CU305,DI305)))","v":""},"",{"$f":"IF(CK305=\"\",\"\",IF(CL305=1,LOOKUP(CP305,'Vmáx(material) - Tab.4.3'!$L$2:$L$11,'Vmáx(material) - Tab.4.3'!$M$2:$M$11),LOOKUP(CP305,'Vmáx(material) - Tab.4.3'!$L$15,'Vmáx(material) - Tab.4.3'!$M$15)))","v":""},{"$f":"IF(CK305=\"\",\"\",VLOOKUP($CO305,'Vmáx(material) - Tab.4.3'!$R$35:$X$41,2))","v":""},{"$f":"IF(CK305=\"\",\"\",VLOOKUP($CO305,'Vmáx(material) - Tab.4.3'!$R$35:$X$41,3))","v":""},{"$f":"IF(CK305=\"\",\"\",VLOOKUP($CO305,'Vmáx(material) - Tab.4.3'!$R$35:$X$41,4))","v":""},{"$f":"IF(CK305=\"\",\"\",VLOOKUP($CO305,'Vmáx(material) - Tab.4.3'!$R$35:$X$41,5))","v":""},{"$f":"IF(CK305=\"\",\"\",VLOOKUP($CO305,'Vmáx(material) - Tab.4.3'!$R$35:$X$41,6))","v":""},{"$f":"IF(CK305=\"\",\"\",IF(CK305=\"\",\"\",VLOOKUP(CO305,'Vmáx(material) - Tab.4.3'!$R$35:$X$41,7)))","v":""},{"$f":"IF(CK305=\"\",\"\",IF(CL305=1,FCi(J305,CR305),FTr(J305,CQ305,CR305)))","v":""},"",{"$f":"IF(CK305=\"\",\"\",Hw(DO305,DP305,DQ305,DR305,DS305,DT305,Z,DU305,CV305,CR305))","v":""},"","","","","",{"$f":"IF(CK305=\"\",\"\",IF(CL305=1,PeriCi(CR305,DI305),PeriTr(CQ305,CU305,DI305)))","v":""},{"$f":"IF(CK305=\"\",\"\",IF(CL305=1,AreaCi(CR305,DI305),AreaTr(CQ305,CU305,DI305)))","v":""},{"$f":"IF(CK305=\"\",\"\",RhCi(DK305,EC305))","v":""},"",{"$f":"IF(CK305=\"\",\"\",hf(CS305,J305,CT305,DK305,EE305))","v":""},{"$f":"IF(CK305=\"\",\"\",LOOKUP(CW305,Tab.4.5!$J$6:$J$27,Tab.4.5!$L$6:$L$27))","v":""},{"$f":"IF(CK305=\"\",\"\",He(EH305,DM305))","v":""},{"$f":"IF(CK305=\"\",\"\",Hs(DM305))","v":""},{"$f":"IF(CK305=\"\",\"\",Hm(EB305,EG305,EI305,EJ305,CS305,CV305))","v":""},"","","","","","","K45+-45000 () ",{"$f":"IF(B305=\"Existe.\",IF(AE305=1,CONCATENATE(#REF!,AK305,\" m.\"),CONCATENATE(#REF!,AJ305,\" m x \",AK305,\" m.\")),IF(CL305=1,CONCATENATE(#REF!,CR305,\" m.\"),CONCATENATE(#REF!,CQ305,\" m x \",CR305,\" m.\")))","v":{"$error":"#REF!"}},"Concreto, L =  m, S = 0 %.","Cota clave eje= 0 msnm.",null,null,null,"","","","","",{"$f":"IF(EV305=\"\",\"\",VLOOKUP(EY305,'Estructura escalonada'!$D$3:$H$953,2))","v":""},"","","","","",""]
[null,null,null,null,null,null,null,null,null,null,null,0,null,0,null,null,null,null,null,null,{"$f":"IF(K308=\"No\",\"\",IF(O308=\"\",YcCi(P308,N308),YcTr(N308,O308,S308)))","v":{"$error":"#VALUE!"}},{"$f":"IF(K308=\"No\",\"\",IF(O308=\"\",Teta1(U308,P308),\"-\"))","v":{"$error":"#VALUE!"}},{"$error":"#VALUE!"},{"$error":"#VALUE!"},{"$f":"IF(K308=\"No\",\"\",IF(O308=\"\",Ynci(P308,N308,R308,T308),YnTr(1,R308,O308,S308,T308,N308)))","v":{"$error":"#VALUE!"}},{"$f":"IF(K308=\"No\",\"\",IF(O308=\"\",Teta1(Y308,P308),\"-\"))","v":{"$error":"#VALUE!"}},{"$f":"IF(K308=\"No\",\"\",IF(O308=\"\",AreaCi(P308,Y308),AreaTr(O308,S308,Y308)))","v":{"$error":"#VALUE!"}},{"$f":"IF(K308=\"No\",\"\",IF(O308=\"\",FrCi(AC308,9.806,Z308,P308),FrTr(AC308,9.806,O308,S308,Y308)))","v":{"$error":"#VALUE!"}},{"$error":"#VALUE!"},null,null,null,null,null,null,null,null,null,null,null,null,null,null,null,0,0,"","","",{"$f":"IF(AD308=\"\",\"\",IF(AE308=1,YcCi(AK308,J308),YcTr(J308,AJ308,AN308)))","v":""},{"$f":"IF(AD308=\"\",\"\",IF(AE308=1,Teta1(AX308,AK308),\"-\"))","v":""},{"$f":"IF(AD308=\"\",\"\",IF(AE308=1,AreaCi(AK308,AX308),AreaTr(AJ308,AN308,AX308)))","v":""},"",{"$f":"IF(AD308=\"\",\"\",IF(AE308=1,Ynci(AK308,J308,AM308,AO308),YnTr(1,AM308,AJ308,AN308,AO308,J308)))","v":""},{"$f":"IF(AD308=\"\",\"\",IF(AE308=1,Teta1(BB308,AK308),\"-\"))","v":""},{"$f":"IF(AD308=\"\",\"\",IF(AE308=1,AreaCi(AK308,BB308),AreaTr(AJ308,AN308,BB308)))","v":""},{"$f":"IF(AD308=\"\",\"\",IF(AE308=1,FrCi(BF308,9.806,BC308,AK308),FrTr(BF308,9.806,AJ308,AN308,BB308)))","v":""},"",{"$f":"IF(AD308=\"\",\"\",IF(AE308=1,LOOKUP(AI308,'Vmáx(material) - Tab.4.3'!$L$2:$L$11,'Vmáx(material) - Tab.4.3'!$M$2:$M$11),LOOKUP(AI308,'Vmáx(material) - Tab.4.3'!$L$15,'Vmáx(material) - Tab.4.3'!$M$15)))","v":""},{"$f":"IF(AD308=\"\",\"\",VLOOKUP($AH308,'Vmáx(material) - Tab.4.3'!$R$35:$X$41,2))","v":""},{"$f":"IF(AD308=\"\",\"\",VLOOKUP($AH308,'Vmáx(material) - Tab.4.3'!$R$35:$X$41,3))","v":""},{"$f":"IF(AD308=\"\",\"\",VLOOKUP($AH308,'Vmáx(material) - Tab.4.3'!$R$35:$X$41,4))","v":""},{"$f":"IF(AD308=\"\",\"\",VLOOKUP($AH308,'Vmáx(material) - Tab.4.3'!$R$35:$X$41,5))","v":""},{"$f":"IF(AD308=\"\",\"\",VLOOKUP($AH308,'Vmáx(material) - Tab.4.3'!$R$35:$X$41,6))","v":""},{"$f":"IF(AD308=\"\",\"\",IF(AD308=\"\",\"\",VLOOKUP($AH308,'Vmáx(material) - Tab.4.3'!$R$35:$X$41,7)))","v":""},{"$f":"IF(AD308=\"\",\"\",IF(AE308=1,FCi(J308,AK308),FTr(J308,AJ308,AK308)))","v":""},"",{"$f":"IF(AD308=\"\",\"\",Hw(BH308,BI308,BJ308,BK308,BL308,BM308,Z,BN308,AO308,AK308))","v":""},"","","","",{"$f":"IF(AD308=\"\",\"\",ho(BT308,AK308,AX308))","v":""},{"$f":"IF(AD308=\"\",\"\",IF(AE308=1,PeriCi(AK308,BB308),PeriTr(AJ308,AN308,BB308)))","v":""},{"$f":"IF(AD308=\"\",\"\",IF(AE308=1,AreaCi(AK308,BB308),AreaTr(AJ308,AN308,BB308)))","v":""},{"$f":"IF(AD308=\"\",\"\",RhCi(BW308,BV308))","v":""},"",{"$f":"IF(AD308=\"\",\"\",hf(AL308,J308,AM308,BW308,BX308))","v":""},{"$f":"IF(AD308=\"\",\"\",LOOKUP(AP308,Tab.4.5!$J$6:$J$27,Tab.4.5!$L$6:$L$27))","v":""},{"$f":"IF(AD308=\"\",\"\",He(CA308,BY308))","v":""},{"$f":"IF(AD308=\"\",\"\",Hs(BY308))","v":""},{"$f":"IF(AD308=\"\",\"\",Hm(BU308,BZ308,CB308,CC308,AL308,AO308))","v":""},"","","","","","",null,null,null,null,null,null,null,null,null,null,null,null,null,null,null,0,0,0,0,0,{"$f":"IF(CK308=\"\",\"\",IF(CL308=1,YcCi(CR308,J308),YcTr(J308,CQ308,CU308)))","v":""},{"$f":"IF(CK308=\"\",\"\",IF(CL308=1,Teta1(DE308,CR308),\"-\"))","v":""},"","",{"$f":"IF(CK308=\"\",\"\",IF(CL308=1,Ynci(CR308,J308,CT308,CV308),YnTr(1,CT308,CQ308,CU308,CV308,J308)))","v":""},{"$f":"IF(CK308=\"\",\"\",IF(CL308=1,Teta1(DI308,CR308),\"-\"))","v":""},{"$f":"IF(CK308=\"\",\"\",IF(CL308=1,AreaCi(CR308,J308),AreaTr(CQ308,CU308,DI308)))","v":""},{"$f":"IF(CK308=\"\",\"\",IF(CL308=1,FrCi(DM308,9.806,DJ308,CR308),FrTr(DM308,9.806,CQ308,CU308,DI308)))","v":""},"",{"$f":"IF(CK308=\"\",\"\",IF(CL308=1,LOOKUP(CP308,'Vmáx(material) - Tab.4.3'!$L$2:$L$11,'Vmáx(material) - Tab.4.3'!$M$2:$M$11),LOOKUP(CP308,'Vmáx(material) - Tab.4.3'!$L$15,'Vmáx(material) - Tab.4.3'!$M$15)))","v":""},{"$f":"IF(CK308=\"\",\"\",VLOOKUP($CO308,'Vmáx(material) - Tab.4.3'!$R$35:$X$41,2))","v":""},{"$f":"IF(CK308=\"\",\"\",VLOOKUP($CO308,'Vmáx(material) - Tab.4.3'!$R$35:$X$41,3))","v":""},{"$f":"IF(CK308=\"\",\"\",VLOOKUP($CO308,'Vmáx(material) - Tab.4.3'!$R$35:$X$41,4))","v":""},{"$f":"IF(CK308=\"\",\"\",VLOOKUP($CO308,'Vmáx(material) - Tab.4.3'!$R$35:$X$41,5))","v":""},{"$f":"IF(CK308=\"\",\"\",VLOOKUP($CO308,'Vmáx(material) - Tab.4.3'!$R$35:$X$41,6))","v":""},{"$f":"IF(CK308=\"\",\"\",IF(CK308=\"\",\"\",VLOOKUP(CO308,'Vmáx(material) - Tab.4.3'!$R$35:$X$41,7)))","v":""},{"$f":"IF(CK308=\"\",\"\",IF(CL308=1,FCi(J308,CR308),FTr(J308,CQ308,CR308)))","v":""},"",{"$f":"IF(CK308=\"\",\"\",Hw(DO308,DP308,DQ308,DR308,DS308,DT308,Z,DU308,CV308,CR308))","v":""},"","","","","",{"$f":"IF(CK308=\"\",\"\",IF(CL308=1,PeriCi(CR308,DI308),PeriTr(CQ308,CU308,DI308)))","v":""},{"$f":"IF(CK308=\"\",\"\",IF(CL308=1,AreaCi(CR308,DI308),AreaTr(CQ308,CU308,DI308)))","v":""},{"$f":"IF(CK308=\"\",\"\",RhCi(DK308,EC308))","v":""},"",{"$f":"IF(CK308=\"\",\"\",hf(CS308,J308,CT308,DK308,EE308))","v":""},{"$f":"IF(CK308=\"\",\"\",LOOKUP(CW308,Tab.4.5!$J$6:$J$27,Tab.4.5!$L$6:$L$27))","v":""},{"$f":"IF(CK308=\"\",\"\",He(EH308,DM308))","v":""},{"$f":"IF(CK308=\"\",\"\",Hs(DM308))","v":""},{"$f":"IF(CK308=\"\",\"\",Hm(EB308,EG308,EI308,EJ308,CS308,CV308))","v":""},"","","","","","","K45+-45000 () ",{"$f":"IF(B308=\"Existe.\",IF(AE308=1,CONCATENATE(#REF!,AK308,\" m.\"),CONCATENATE(#REF!,AJ308,\" m x \",AK308,\" m.\")),IF(CL308=1,CONCATENATE(#REF!,CR308,\" m.\"),CONCATENATE(#REF!,CQ308,\" m x \",CR308,\" m.\")))","v":{"$error":"#REF!"}},"Concreto, L =  m, S = 0 %.","Cota clave eje= 0 msnm.",null,null,null,"","","","","",{"$f":"IF(EV308=\"\",\"\",VLOOKUP(EY308,'Estructura escalonada'!$D$3:$H$953,2))","v":""},"","","","","",""]
[null,null,null,null,null,null,null,null,null,null,null,0,null,0,null,null,null,null,null,null,{"$f":"IF(K309=\"No\",\"\",IF(O309=\"\",YcCi(P309,N309),YcTr(N309,O309,S309)))","v":{"$error":"#VALUE!"}},{"$f":"IF(K309=\"No\",\"\",IF(O309=\"\",Teta1(U309,P309),\"-\"))","v":{"$error":"#VALUE!"}},{"$error":"#VALUE!"},{"$error":"#VALUE!"},{"$f":"IF(K309=\"No\",\"\",IF(O309=\"\",Ynci(P309,N309,R309,T309),YnTr(1,R309,O309,S309,T309,N309)))","v":{"$error":"#VALUE!"}},{"$f":"IF(K309=\"No\",\"\",IF(O309=\"\",Teta1(Y309,P309),\"-\"))","v":{"$error":"#VALUE!"}},{"$f":"IF(K309=\"No\",\"\",IF(O309=\"\",AreaCi(P309,Y309),AreaTr(O309,S309,Y309)))","v":{"$error":"#VALUE!"}},{"$f":"IF(K309=\"No\",\"\",IF(O309=\"\",FrCi(AC309,9.806,Z309,P309),FrTr(AC309,9.806,O309,S309,Y309)))","v":{"$error":"#VALUE!"}},{"$error":"#VALUE!"},null,null,null,null,null,null,null,null,null,null,null,null,null,null,null,0,0,"","","",{"$f":"IF(AD309=\"\",\"\",IF(AE309=1,YcCi(AK309,J309),YcTr(J309,AJ309,AN309)))","v":""},{"$f":"IF(AD309=\"\",\"\",IF(AE309=1,Teta1(AX309,AK309),\"-\"))","v":""},{"$f":"IF(AD309=\"\",\"\",IF(AE309=1,AreaCi(AK309,AX309),AreaTr(AJ309,AN309,AX309)))","v":""},"",{"$f":"IF(AD309=\"\",\"\",IF(AE309=1,Ynci(AK309,J309,AM309,AO309),YnTr(1,AM309,AJ309,AN309,AO309,J309)))","v":""},{"$f":"IF(AD309=\"\",\"\",IF(AE309=1,Teta1(BB309,AK309),\"-\"))","v":""},{"$f":"IF(AD309=\"\",\"\",IF(AE309=1,AreaCi(AK309,BB309),AreaTr(AJ309,AN309,BB309)))","v":""},{"$f":"IF(AD309=\"\",\"\",IF(AE309=1,FrCi(BF309,9.806,BC309,AK309),FrTr(BF309,9.806,AJ309,AN309,BB309)))","v":""},"",{"$f":"IF(AD309=\"\",\"\",IF(AE309=1,LOOKUP(AI309,'Vmáx(material) - Tab.4.3'!$L$2:$L$11,'Vmáx(material) - Tab.4.3'!$M$2:$M$11),LOOKUP(AI309,'Vmáx(material) - Tab.4.3'!$L$15,'Vmáx(material) - Tab.4.3'!$M$15)))","v":""},{"$f":"IF(AD309=\"\",\"\",VLOOKUP($AH309,'Vmáx(material) - Tab.4.3'!$R$35:$X$41,2))","v":""},{"$f":"IF(AD309=\"\",\"\",VLOOKUP($AH309,'Vmáx(material) - Tab.4.3'!$R$35:$X$41,3))","v":""},{"$f":"IF(AD309=\"\",\"\",VLOOKUP($AH309,'Vmáx(material) - Tab.4.3'!$R$35:$X$41,4))","v":""},{"$f":"IF(AD309=\"\",\"\",VLOOKUP($AH309,'Vmáx(material) - Tab.4.3'!$R$35:$X$41,5))","v":""},{"$f":"IF(AD309=\"\",\"\",VLOOKUP($AH309,'Vmáx(material) - Tab.4.3'!$R$35:$X$41,6))","v":""},{"$f":"IF(AD309=\"\",\"\",IF(AD309=\"\",\"\",VLOOKUP($AH309,'Vmáx(material) - Tab.4.3'!$R$35:$X$41,7)))","v":""},{"$f":"IF(AD309=\"\",\"\",IF(AE309=1,FCi(J309,AK309),FTr(J309,AJ309,AK309)))","v":""},"",{"$f":"IF(AD309=\"\",\"\",Hw(BH309,BI309,BJ309,BK309,BL309,BM309,Z,BN309,AO309,AK309))","v":""},"","","","",{"$f":"IF(AD309=\"\",\"\",ho(BT309,AK309,AX309))","v":""},{"$f":"IF(AD309=\"\",\"\",IF(AE309=1,PeriCi(AK309,BB309),PeriTr(AJ309,AN309,BB309)))","v":""},{"$f":"IF(AD309=\"\",\"\",IF(AE309=1,AreaCi(AK309,BB309),AreaTr(AJ309,AN309,BB309)))","v":""},{"$f":"IF(AD309=\"\",\"\",RhCi(BW309,BV309))","v":""},"",{"$f":"IF(AD309=\"\",\"\",hf(AL309,J309,AM309,BW309,BX309))","v":""},{"$f":"IF(AD309=\"\",\"\",LOOKUP(AP309,Tab.4.5!$J$6:$J$27,Tab.4.5!$L$6:$L$27))","v":""},{"$f":"IF(AD309=\"\",\"\",He(CA309,BY309))","v":""},{"$f":"IF(AD309=\"\",\"\",Hs(BY309))","v":""},{"$f":"IF(AD309=\"\",\"\",Hm(BU309,BZ309,CB309,CC309,AL309,AO309))","v":""},"","","","","","",null,null,null,null,null,null,null,null,null,null,null,null,null,null,null,0,0,0,0,0,{"$f":"IF(CK309=\"\",\"\",IF(CL309=1,YcCi(CR309,J309),YcTr(J309,CQ309,CU309)))","v":""},{"$f":"IF(CK309=\"\",\"\",IF(CL309=1,Teta1(DE309,CR309),\"-\"))","v":""},"","",{"$f":"IF(CK309=\"\",\"\",IF(CL309=1,Ynci(CR309,J309,CT309,CV309),YnTr(1,CT309,CQ309,CU309,CV309,J309)))","v":""},{"$f":"IF(CK309=\"\",\"\",IF(CL309=1,Teta1(DI309,CR309),\"-\"))","v":""},{"$f":"IF(CK309=\"\",\"\",IF(CL309=1,AreaCi(CR309,J309),AreaTr(CQ309,CU309,DI309)))","v":""},{"$f":"IF(CK309=\"\",\"\",IF(CL309=1,FrCi(DM309,9.806,DJ309,CR309),FrTr(DM309,9.806,CQ309,CU309,DI309)))","v":""},"",{"$f":"IF(CK309=\"\",\"\",IF(CL309=1,LOOKUP(CP309,'Vmáx(material) - Tab.4.3'!$L$2:$L$11,'Vmáx(material) - Tab.4.3'!$M$2:$M$11),LOOKUP(CP309,'Vmáx(material) - Tab.4.3'!$L$15,'Vmáx(material) - Tab.4.3'!$M$15)))","v":""},{"$f":"IF(CK309=\"\",\"\",VLOOKUP($CO309,'Vmáx(material) - Tab.4.3'!$R$35:$X$41,2))","v":""},{"$f":"IF(CK309=\"\",\"\",VLOOKUP($CO309,'Vmáx(material) - Tab.4.3'!$R$35:$X$41,3))","v":""},{"$f":"IF(CK309=\"\",\"\",VLOOKUP($CO309,'Vmáx(material) - Tab.4.3'!$R$35:$X$41,4))","v":""},{"$f":"IF(CK309=\"\",\"\",VLOOKUP($CO309,'Vmáx(material) - Tab.4.3'!$R$35:$X$41,5))","v":""},{"$f":"IF(CK309=\"\",\"\",VLOOKUP($CO309,'Vmáx(material) - Tab.4.3'!$R$35:$X$41,6))","v":""},{"$f":"IF(CK309=\"\",\"\",IF(CK309=\"\",\"\",VLOOKUP(CO309,'Vmáx(material) - Tab.4.3'!$R$35:$X$41,7)))","v":""},{"$f":"IF(CK309=\"\",\"\",IF(CL309=1,FCi(J309,CR309),FTr(J309,CQ309,CR309)))","v":""},"",{"$f":"IF(CK309=\"\",\"\",Hw(DO309,DP309,DQ309,DR309,DS309,DT309,Z,DU309,CV309,CR309))","v":""},"","","","","",{"$f":"IF(CK309=\"\",\"\",IF(CL309=1,PeriCi(CR309,DI309),PeriTr(CQ309,CU309,DI309)))","v":""},{"$f":"IF(CK309=\"\",\"\",IF(CL309=1,AreaCi(CR309,DI309),AreaTr(CQ309,CU309,DI309)))","v":""},{"$f":"IF(CK309=\"\",\"\",RhCi(DK309,EC309))","v":""},"",{"$f":"IF(CK309=\"\",\"\",hf(CS309,J309,CT309,DK309,EE309))","v":""},{"$f":"IF(CK309=\"\",\"\",LOOKUP(CW309,Tab.4.5!$J$6:$J$27,Tab.4.5!$L$6:$L$27))","v":""},{"$f":"IF(CK309=\"\",\"\",He(EH309,DM309))","v":""},{"$f":"IF(CK309=\"\",\"\",Hs(DM309))","v":""},{"$f":"IF(CK309=\"\",\"\",Hm(EB309,EG309,EI309,EJ309,CS309,CV309))","v":""},"","","","","","","K45+-45000 () ",{"$f":"IF(B309=\"Existe.\",IF(AE309=1,CONCATENATE(#REF!,AK309,\" m.\"),CONCATENATE(#REF!,AJ309,\" m x \",AK309,\" m.\")),IF(CL309=1,CONCATENATE(#REF!,CR309,\" m.\"),CONCATENATE(#REF!,CQ309,\" m x \",CR309,\" m.\")))","v":{"$error":"#REF!"}},"Concreto, L =  m, S = 0 %.","Cota clave eje= 0 msnm.",null,null,null,"","","","","",{"$f":"IF(EV309=\"\",\"\",VLOOKUP(EY309,'Estructura escalonada'!$D$3:$H$953,2))","v":""},"","","","","",""]
[null,null,null,null,null,null,null,null,null,null,null,0,null,0,null,null,null,null,null,null,{"$f":"IF(K313=\"No\",\"\",IF(O313=\"\",YcCi(P313,N313),YcTr(N313,O313,S313)))","v":{"$error":"#VALUE!"}},{"$f":"IF(K313=\"No\",\"\",IF(O313=\"\",Teta1(U313,P313),\"-\"))","v":{"$error":"#VALUE!"}},{"$error":"#VALUE!"},{"$error":"#VALUE!"},{"$f":"IF(K313=\"No\",\"\",IF(O313=\"\",Ynci(P313,N313,R313,T313),YnTr(1,R313,O313,S313,T313,N313)))","v":{"$error":"#VALUE!"}},{"$f":"IF(K313=\"No\",\"\",IF(O313=\"\",Teta1(Y313,P313),\"-\"))","v":{"$error":"#VALUE!"}},{"$f":"IF(K313=\"No\",\"\",IF(O313=\"\",AreaCi(P313,Y313),AreaTr(O313,S313,Y313)))","v":{"$error":"#VALUE!"}},{"$f":"IF(K313=\"No\",\"\",IF(O313=\"\",FrCi(AC313,9.806,Z313,P313),FrTr(AC313,9.806,O313,S313,Y313)))","v":{"$error":"#VALUE!"}},{"$error":"#VALUE!"},null,null,null,null,null,null,null,null,null,null,null,null,null,null,null,0,0,"","","",{"$f":"IF(AD313=\"\",\"\",IF(AE313=1,YcCi(AK313,J313),YcTr(J313,AJ313,AN313)))","v":""},{"$f":"IF(AD313=\"\",\"\",IF(AE313=1,Teta1(AX313,AK313),\"-\"))","v":""},{"$f":"IF(AD313=\"\",\"\",IF(AE313=1,AreaCi(AK313,AX313),AreaTr(AJ313,AN313,AX313)))","v":""},"",{"$f":"IF(AD313=\"\",\"\",IF(AE313=1,Ynci(AK313,J313,AM313,AO313),YnTr(1,AM313,AJ313,AN313,AO313,J313)))","v":""},{"$f":"IF(AD313=\"\",\"\",IF(AE313=1,Teta1(BB313,AK313),\"-\"))","v":""},{"$f":"IF(AD313=\"\",\"\",IF(AE313=1,AreaCi(AK313,BB313),AreaTr(AJ313,AN313,BB313)))","v":""},{"$f":"IF(AD313=\"\",\"\",IF(AE313=1,FrCi(BF313,9.806,BC313,AK313),FrTr(BF313,9.806,AJ313,AN313,BB313)))","v":""},"",{"$f":"IF(AD313=\"\",\"\",IF(AE313=1,LOOKUP(AI313,'Vmáx(material) - Tab.4.3'!$L$2:$L$11,'Vmáx(material) - Tab.4.3'!$M$2:$M$11),LOOKUP(AI313,'Vmáx(material) - Tab.4.3'!$L$15,'Vmáx(material) - Tab.4.3'!$M$15)))","v":""},{"$f":"IF(AD313=\"\",\"\",VLOOKUP($AH313,'Vmáx(material) - Tab.4.3'!$R$35:$X$41,2))","v":""},{"$f":"IF(AD313=\"\",\"\",VLOOKUP($AH313,'Vmáx(material) - Tab.4.3'!$R$35:$X$41,3))","v":""},{"$f":"IF(AD313=\"\",\"\",VLOOKUP($AH313,'Vmáx(material) - Tab.4.3'!$R$35:$X$41,4))","v":""},{"$f":"IF(AD313=\"\",\"\",VLOOKUP($AH313,'Vmáx(material) - Tab.4.3'!$R$35:$X$41,5))","v":""},{"$f":"IF(AD313=\"\",\"\",VLOOKUP($AH313,'Vmáx(material) - Tab.4.3'!$R$35:$X$41,6))","v":""},{"$f":"IF(AD313=\"\",\"\",IF(AD313=\"\",\"\",VLOOKUP($AH313,'Vmáx(material) - Tab.4.3'!$R$35:$X$41,7)))","v":""},{"$f":"IF(AD313=\"\",\"\",IF(AE313=1,FCi(J313,AK313),FTr(J313,AJ313,AK313)))","v":""},"",{"$f":"IF(AD313=\"\",\"\",Hw(BH313,BI313,BJ313,BK313,BL313,BM313,Z,BN313,AO313,AK313))","v":""},"","","","",{"$f":"IF(AD313=\"\",\"\",ho(BT313,AK313,AX313))","v":""},{"$f":"IF(AD313=\"\",\"\",IF(AE313=1,PeriCi(AK313,BB313),PeriTr(AJ313,AN313,BB313)))","v":""},{"$f":"IF(AD313=\"\",\"\",IF(AE313=1,AreaCi(AK313,BB313),AreaTr(AJ313,AN313,BB313)))","v":""},{"$f":"IF(AD313=\"\",\"\",RhCi(BW313,BV313))","v":""},"",{"$f":"IF(AD313=\"\",\"\",hf(AL313,J313,AM313,BW313,BX313))","v":""},{"$f":"IF(AD313=\"\",\"\",LOOKUP(AP313,Tab.4.5!$J$6:$J$27,Tab.4.5!$L$6:$L$27))","v":""},{"$f":"IF(AD313=\"\",\"\",He(CA313,BY313))","v":""},{"$f":"IF(AD313=\"\",\"\",Hs(BY313))","v":""},{"$f":"IF(AD313=\"\",\"\",Hm(BU313,BZ313,CB313,CC313,AL313,AO313))","v":""},"","","","","","",null,null,null,null,null,null,null,null,null,null,null,null,null,null,null,0,0,0,0,0,{"$f":"IF(CK313=\"\",\"\",IF(CL313=1,YcCi(CR313,J313),YcTr(J313,CQ313,CU313)))","v":""},{"$f":"IF(CK313=\"\",\"\",IF(CL313=1,Teta1(DE313,CR313),\"-\"))","v":""},"","",{"$f":"IF(CK313=\"\",\"\",IF(CL313=1,Ynci(CR313,J313,CT313,CV313),YnTr(1,CT313,CQ313,CU313,CV313,J313)))","v":""},{"$f":"IF(CK313=\"\",\"\",IF(CL313=1,Teta1(DI313,CR313),\"-\"))","v":""},{"$f":"IF(CK313=\"\",\"\",IF(CL313=1,AreaCi(CR313,J313),AreaTr(CQ313,CU313,DI313)))","v":""},{"$f":"IF(CK313=\"\",\"\",IF(CL313=1,FrCi(DM313,9.806,DJ313,CR313),FrTr(DM313,9.806,CQ313,CU313,DI313)))","v":""},"",{"$f":"IF(CK313=\"\",\"\",IF(CL313=1,LOOKUP(CP313,'Vmáx(material) - Tab.4.3'!$L$2:$L$11,'Vmáx(material) - Tab.4.3'!$M$2:$M$11),LOOKUP(CP313,'Vmáx(material) - Tab.4.3'!$L$15,'Vmáx(material) - Tab.4.3'!$M$15)))","v":""},{"$f":"IF(CK313=\"\",\"\",VLOOKUP($CO313,'Vmáx(material) - Tab.4.3'!$R$35:$X$41,2))","v":""},{"$f":"IF(CK313=\"\",\"\",VLOOKUP($CO313,'Vmáx(material) - Tab.4.3'!$R$35:$X$41,3))","v":""},{"$f":"IF(CK313=\"\",\"\",VLOOKUP($CO313,'Vmáx(material) - Tab.4.3'!$R$35:$X$41,4))","v":""},{"$f":"IF(CK313=\"\",\"\",VLOOKUP($CO313,'Vmáx(material) - Tab.4.3'!$R$35:$X$41,5))","v":""},{"$f":"IF(CK313=\"\",\"\",VLOOKUP($CO313,'Vmáx(material) - Tab.4.3'!$R$35:$X$41,6))","v":""},{"$f":"IF(CK313=\"\",\"\",IF(CK313=\"\",\"\",VLOOKUP(CO313,'Vmáx(material) - Tab.4.3'!$R$35:$X$41,7)))","v":""},{"$f":"IF(CK313=\"\",\"\",IF(CL313=1,FCi(J313,CR313),FTr(J313,CQ313,CR313)))","v":""},"",{"$f":"IF(CK313=\"\",\"\",Hw(DO313,DP313,DQ313,DR313,DS313,DT313,Z,DU313,CV313,CR313))","v":""},"","","","","",{"$f":"IF(CK313=\"\",\"\",IF(CL313=1,PeriCi(CR313,DI313),PeriTr(CQ313,CU313,DI313)))","v":""},{"$f":"IF(CK313=\"\",\"\",IF(CL313=1,AreaCi(CR313,DI313),AreaTr(CQ313,CU313,DI313)))","v":""},{"$f":"IF(CK313=\"\",\"\",RhCi(DK313,EC313))","v":""},"",{"$f":"IF(CK313=\"\",\"\",hf(CS313,J313,CT313,DK313,EE313))","v":""},{"$f":"IF(CK313=\"\",\"\",LOOKUP(CW313,Tab.4.5!$J$6:$J$27,Tab.4.5!$L$6:$L$27))","v":""},{"$f":"IF(CK313=\"\",\"\",He(EH313,DM313))","v":""},{"$f":"IF(CK313=\"\",\"\",Hs(DM313))","v":""},{"$f":"IF(CK313=\"\",\"\",Hm(EB313,EG313,EI313,EJ313,CS313,CV313))","v":""},"","","","","","","K45+-45000 () ",{"$f":"IF(B313=\"Existe.\",IF(AE313=1,CONCATENATE(#REF!,AK313,\" m.\"),CONCATENATE(#REF!,AJ313,\" m x \",AK313,\" m.\")),IF(CL313=1,CONCATENATE(#REF!,CR313,\" m.\"),CONCATENATE(#REF!,CQ313,\" m x \",CR313,\" m.\")))","v":{"$error":"#REF!"}},"Concreto, L =  m, S = 0 %.","Cota clave eje= 0 msnm.",null,null,null,"","","","","",{"$f":"IF(EV313=\"\",\"\",VLOOKUP(EY313,'Estructura escalonada'!$D$3:$H$953,2))","v":""},"","","","","",""]
[null,null,null,null,null,null,null,null,null,null,null,0,null,0,null,null,null,null,null,null,{"$f":"IF(K314=\"No\",\"\",IF(O314=\"\",YcCi(P314,N314),YcTr(N314,O314,S314)))","v":{"$error":"#VALUE!"}},{"$f":"IF(K314=\"No\",\"\",IF(O314=\"\",Teta1(U314,P314),\"-\"))","v":{"$error":"#VALUE!"}},{"$error":"#VALUE!"},{"$error":"#VALUE!"},{"$f":"IF(K314=\"No\",\"\",IF(O314=\"\",Ynci(P314,N314,R314,T314),YnTr(1,R314,O314,S314,T314,N314)))","v":{"$error":"#VALUE!"}},{"$f":"IF(K314=\"No\",\"\",IF(O314=\"\",Teta1(Y314,P314),\"-\"))","v":{"$error":"#VALUE!"}},{"$f":"IF(K314=\"No\",\"\",IF(O314=\"\",AreaCi(P314,Y314),AreaTr(O314,S314,Y314)))","v":{"$error":"#VALUE!"}},{"$f":"IF(K314=\"No\",\"\",IF(O314=\"\",FrCi(AC314,9.806,Z314,P314),FrTr(AC314,9.806,O314,S314,Y314)))","v":{"$error":"#VALUE!"}},{"$error":"#VALUE!"},null,null,null,null,null,null,null,null,null,null,null,null,null,null,null,0,0,"","","",{"$f":"IF(AD314=\"\",\"\",IF(AE314=1,YcCi(AK314,J314),YcTr(J314,AJ314,AN314)))","v":""},{"$f":"IF(AD314=\"\",\"\",IF(AE314=1,Teta1(AX314,AK314),\"-\"))","v":""},{"$f":"IF(AD314=\"\",\"\",IF(AE314=1,AreaCi(AK314,AX314),AreaTr(AJ314,AN314,AX314)))","v":""},"",{"$f":"IF(AD314=\"\",\"\",IF(AE314=1,Ynci(AK314,J314,AM314,AO314),YnTr(1,AM314,AJ314,AN314,AO314,J314)))","v":""},{"$f":"IF(AD314=\"\",\"\",IF(AE314=1,Teta1(BB314,AK314),\"-\"))","v":""},{"$f":"IF(AD314=\"\",\"\",IF(AE314=1,AreaCi(AK314,BB314),AreaTr(AJ314,AN314,BB314)))","v":""},{"$f":"IF(AD314=\"\",\"\",IF(AE314=1,FrCi(BF314,9.806,BC314,AK314),FrTr(BF314,9.806,AJ314,AN314,BB314)))","v":""},"",{"$f":"IF(AD314=\"\",\"\",IF(AE314=1,LOOKUP(AI314,'Vmáx(material) - Tab.4.3'!$L$2:$L$11,'Vmáx(material) - Tab.4.3'!$M$2:$M$11),LOOKUP(AI314,'Vmáx(material) - Tab.4.3'!$L$15,'Vmáx(material) - Tab.4.3'!$M$15)))","v":""},{"$f":"IF(AD314=\"\",\"\",VLOOKUP($AH314,'Vmáx(material) - Tab.4.3'!$R$35:$X$41,2))","v":""},{"$f":"IF(AD314=\"\",\"\",VLOOKUP($AH314,'Vmáx(material) - Tab.4.3'!$R$35:$X$41,3))","v":""},{"$f":"IF(AD314=\"\",\"\",VLOOKUP($AH314,'Vmáx(material) - Tab.4.3'!$R$35:$X$41,4))","v":""},{"$f":"IF(AD314=\"\",\"\",VLOOKUP($AH314,'Vmáx(material) - Tab.4.3'!$R$35:$X$41,5))","v":""},{"$f":"IF(AD314=\"\",\"\",VLOOKUP($AH314,'Vmáx(material) - Tab.4.3'!$R$35:$X$41,6))","v":""},{"$f":"IF(AD314=\"\",\"\",IF(AD314=\"\",\"\",VLOOKUP($AH314,'Vmáx(material) - Tab.4.3'!$R$35:$X$41,7)))","v":""},{"$f":"IF(AD314=\"\",\"\",IF(AE314=1,FCi(J314,AK314),FTr(J314,AJ314,AK314)))","v":""},"",{"$f":"IF(AD314=\"\",\"\",Hw(BH314,BI314,BJ314,BK314,BL314,BM314,Z,BN314,AO314,AK314))","v":""},"","","","",{"$f":"IF(AD314=\"\",\"\",ho(BT314,AK314,AX314))","v":""},{"$f":"IF(AD314=\"\",\"\",IF(AE314=1,PeriCi(AK314,BB314),PeriTr(AJ314,AN314,BB314)))","v":""},{"$f":"IF(AD314=\"\",\"\",IF(AE314=1,AreaCi(AK314,BB314),AreaTr(AJ314,AN314,BB314)))","v":""},{"$f":"IF(AD314=\"\",\"\",RhCi(BW314,BV314))","v":""},"",{"$f":"IF(AD314=\"\",\"\",hf(AL314,J314,AM314,BW314,BX314))","v":""},{"$f":"IF(AD314=\"\",\"\",LOOKUP(AP314,Tab.4.5!$J$6:$J$27,Tab.4.5!$L$6:$L$27))","v":""},{"$f":"IF(AD314=\"\",\"\",He(CA314,BY314))","v":""},{"$f":"IF(AD314=\"\",\"\",Hs(BY314))","v":""},{"$f":"IF(AD314=\"\",\"\",Hm(BU314,BZ314,CB314,CC314,AL314,AO314))","v":""},"","","","","","",null,null,null,null,null,null,null,null,null,null,null,null,null,null,null,0,0,0,0,0,{"$f":"IF(CK314=\"\",\"\",IF(CL314=1,YcCi(CR314,J314),YcTr(J314,CQ314,CU314)))","v":""},{"$f":"IF(CK314=\"\",\"\",IF(CL314=1,Teta1(DE314,CR314),\"-\"))","v":""},"","",{"$f":"IF(CK314=\"\",\"\",IF(CL314=1,Ynci(CR314,J314,CT314,CV314),YnTr(1,CT314,CQ314,CU314,CV314,J314)))","v":""},{"$f":"IF(CK314=\"\",\"\",IF(CL314=1,Teta1(DI314,CR314),\"-\"))","v":""},{"$f":"IF(CK314=\"\",\"\",IF(CL314=1,AreaCi(CR314,J314),AreaTr(CQ314,CU314,DI314)))","v":""},{"$f":"IF(CK314=\"\",\"\",IF(CL314=1,FrCi(DM314,9.806,DJ314,CR314),FrTr(DM314,9.806,CQ314,CU314,DI314)))","v":""},"",{"$f":"IF(CK314=\"\",\"\",IF(CL314=1,LOOKUP(CP314,'Vmáx(material) - Tab.4.3'!$L$2:$L$11,'Vmáx(material) - Tab.4.3'!$M$2:$M$11),LOOKUP(CP314,'Vmáx(material) - Tab.4.3'!$L$15,'Vmáx(material) - Tab.4.3'!$M$15)))","v":""},{"$f":"IF(CK314=\"\",\"\",VLOOKUP($CO314,'Vmáx(material) - Tab.4.3'!$R$35:$X$41,2))","v":""},{"$f":"IF(CK314=\"\",\"\",VLOOKUP($CO314,'Vmáx(material) - Tab.4.3'!$R$35:$X$41,3))","v":""},{"$f":"IF(CK314=\"\",\"\",VLOOKUP($CO314,'Vmáx(material) - Tab.4.3'!$R$35:$X$41,4))","v":""},{"$f":"IF(CK314=\"\",\"\",VLOOKUP($CO314,'Vmáx(material) - Tab.4.3'!$R$35:$X$41,5))","v":""},{"$f":"IF(CK314=\"\",\"\",VLOOKUP($CO314,'Vmáx(material) - Tab.4.3'!$R$35:$X$41,6))","v":""},{"$f":"IF(CK314=\"\",\"\",IF(CK314=\"\",\"\",VLOOKUP(CO314,'Vmáx(material) - Tab.4.3'!$R$35:$X$41,7)))","v":""},{"$f":"IF(CK314=\"\",\"\",IF(CL314=1,FCi(J314,CR314),FTr(J314,CQ314,CR314)))","v":""},"",{"$f":"IF(CK314=\"\",\"\",Hw(DO314,DP314,DQ314,DR314,DS314,DT314,Z,DU314,CV314,CR314))","v":""},"","","","","",{"$f":"IF(CK314=\"\",\"\",IF(CL314=1,PeriCi(CR314,DI314),PeriTr(CQ314,CU314,DI314)))","v":""},{"$f":"IF(CK314=\"\",\"\",IF(CL314=1,AreaCi(CR314,DI314),AreaTr(CQ314,CU314,DI314)))","v":""},{"$f":"IF(CK314=\"\",\"\",RhCi(DK314,EC314))","v":""},"",{"$f":"IF(CK314=\"\",\"\",hf(CS314,J314,CT314,DK314,EE314))","v":""},{"$f":"IF(CK314=\"\",\"\",LOOKUP(CW314,Tab.4.5!$J$6:$J$27,Tab.4.5!$L$6:$L$27))","v":""},{"$f":"IF(CK314=\"\",\"\",He(EH314,DM314))","v":""},{"$f":"IF(CK314=\"\",\"\",Hs(DM314))","v":""},{"$f":"IF(CK314=\"\",\"\",Hm(EB314,EG314,EI314,EJ314,CS314,CV314))","v":""},"","","","","","","K45+-45000 () ",{"$f":"IF(B314=\"Existe.\",IF(AE314=1,CONCATENATE(#REF!,AK314,\" m.\"),CONCATENATE(#REF!,AJ314,\" m x \",AK314,\" m.\")),IF(CL314=1,CONCATENATE(#REF!,CR314,\" m.\"),CONCATENATE(#REF!,CQ314,\" m x \",CR314,\" m.\")))","v":{"$error":"#REF!"}},"Concreto, L =  m, S = 0 %.","Cota clave eje= 0 msnm.",null,null,null,"","","","","",{"$f":"IF(EV314=\"\",\"\",VLOOKUP(EY314,'Estructura escalonada'!$D$3:$H$953,2))","v":""},"","","","","",""]
[null,null,null,null,null,null,null,null,null,null,null,0,null,0,null,null,null,null,null,null,{"$f":"IF(K318=\"No\",\"\",IF(O318=\"\",YcCi(P318,N318),YcTr(N318,O318,S318)))","v":{"$error":"#VALUE!"}},{"$f":"IF(K318=\"No\",\"\",IF(O318=\"\",Teta1(U318,P318),\"-\"))","v":{"$error":"#VALUE!"}},{"$error":"#VALUE!"},{"$error":"#VALUE!"},{"$f":"IF(K318=\"No\",\"\",IF(O318=\"\",Ynci(P318,N318,R318,T318),YnTr(1,R318,O318,S318,T318,N318)))","v":{"$error":"#VALUE!"}},{"$f":"IF(K318=\"No\",\"\",IF(O318=\"\",Teta1(Y318,P318),\"-\"))","v":{"$error":"#VALUE!"}},{"$f":"IF(K318=\"No\",\"\",IF(O318=\"\",AreaCi(P318,Y318),AreaTr(O318,S318,Y318)))","v":{"$error":"#VALUE!"}},{"$f":"IF(K318=\"No\",\"\",IF(O318=\"\",FrCi(AC318,9.806,Z318,P318),FrTr(AC318,9.806,O318,S318,Y318)))","v":{"$error":"#VALUE!"}},{"$error":"#VALUE!"},null,null,null,null,null,null,null,null,null,null,null,null,null,null,null,0,0,"","","",{"$f":"IF(AD318=\"\",\"\",IF(AE318=1,YcCi(AK318,J318),YcTr(J318,AJ318,AN318)))","v":""},{"$f":"IF(AD318=\"\",\"\",IF(AE318=1,Teta1(AX318,AK318),\"-\"))","v":""},{"$f":"IF(AD318=\"\",\"\",IF(AE318=1,AreaCi(AK318,AX318),AreaTr(AJ318,AN318,AX318)))","v":""},"",{"$f":"IF(AD318=\"\",\"\",IF(AE318=1,Ynci(AK318,J318,AM318,AO318),YnTr(1,AM318,AJ318,AN318,AO318,J318)))","v":""},{"$f":"IF(AD318=\"\",\"\",IF(AE318=1,Teta1(BB318,AK318),\"-\"))","v":""},{"$f":"IF(AD318=\"\",\"\",IF(AE318=1,AreaCi(AK318,BB318),AreaTr(AJ318,AN318,BB318)))","v":""},{"$f":"IF(AD318=\"\",\"\",IF(AE318=1,FrCi(BF318,9.806,BC318,AK318),FrTr(BF318,9.806,AJ318,AN318,BB318)))","v":""},"",{"$f":"IF(AD318=\"\",\"\",IF(AE318=1,LOOKUP(AI318,'Vmáx(material) - Tab.4.3'!$L$2:$L$11,'Vmáx(material) - Tab.4.3'!$M$2:$M$11),LOOKUP(AI318,'Vmáx(material) - Tab.4.3'!$L$15,'Vmáx(material) - Tab.4.3'!$M$15)))","v":""},{"$f":"IF(AD318=\"\",\"\",VLOOKUP($AH318,'Vmáx(material) - Tab.4.3'!$R$35:$X$41,2))","v":""},{"$f":"IF(AD318=\"\",\"\",VLOOKUP($AH318,'Vmáx(material) - Tab.4.3'!$R$35:$X$41,3))","v":""},{"$f":"IF(AD318=\"\",\"\",VLOOKUP($AH318,'Vmáx(material) - Tab.4.3'!$R$35:$X$41,4))","v":""},{"$f":"IF(AD318=\"\",\"\",VLOOKUP($AH318,'Vmáx(material) - Tab.4.3'!$R$35:$X$41,5))","v":""},{"$f":"IF(AD318=\"\",\"\",VLOOKUP($AH318,'Vmáx(material) - Tab.4.3'!$R$35:$X$41,6))","v":""},{"$f":"IF(AD318=\"\",\"\",IF(AD318=\"\",\"\",VLOOKUP($AH318,'Vmáx(material) - Tab.4.3'!$R$35:$X$41,7)))","v":""},{"$f":"IF(AD318=\"\",\"\",IF(AE318=1,FCi(J318,AK318),FTr(J318,AJ318,AK318)))","v":""},"",{"$f":"IF(AD318=\"\",\"\",Hw(BH318,BI318,BJ318,BK318,BL318,BM318,Z,BN318,AO318,AK318))","v":""},"","","","",{"$f":"IF(AD318=\"\",\"\",ho(BT318,AK318,AX318))","v":""},{"$f":"IF(AD318=\"\",\"\",IF(AE318=1,PeriCi(AK318,BB318),PeriTr(AJ318,AN318,BB318)))","v":""},{"$f":"IF(AD318=\"\",\"\",IF(AE318=1,AreaCi(AK318,BB318),AreaTr(AJ318,AN318,BB318)))","v":""},{"$f":"IF(AD318=\"\",\"\",RhCi(BW318,BV318))","v":""},"",{"$f":"IF(AD318=\"\",\"\",hf(AL318,J318,AM318,BW318,BX318))","v":""},{"$f":"IF(AD318=\"\",\"\",LOOKUP(AP318,Tab.4.5!$J$6:$J$27,Tab.4.5!$L$6:$L$27))","v":""},{"$f":"IF(AD318=\"\",\"\",He(CA318,BY318))","v":""},{"$f":"IF(AD318=\"\",\"\",Hs(BY318))","v":""},{"$f":"IF(AD318=\"\",\"\",Hm(BU318,BZ318,CB318,CC318,AL318,AO318))","v":""},"","","","","","",null,null,null,null,null,null,null,null,null,null,null,null,null,null,null,0,0,0,0,0,{"$f":"IF(CK318=\"\",\"\",IF(CL318=1,YcCi(CR318,J318),YcTr(J318,CQ318,CU318)))","v":""},{"$f":"IF(CK318=\"\",\"\",IF(CL318=1,Teta1(DE318,CR318),\"-\"))","v":""},"","",{"$f":"IF(CK318=\"\",\"\",IF(CL318=1,Ynci(CR318,J318,CT318,CV318),YnTr(1,CT318,CQ318,CU318,CV318,J318)))","v":""},{"$f":"IF(CK318=\"\",\"\",IF(CL318=1,Teta1(DI318,CR318),\"-\"))","v":""},{"$f":"IF(CK318=\"\",\"\",IF(CL318=1,AreaCi(CR318,J318),AreaTr(CQ318,CU318,DI318)))","v":""},{"$f":"IF(CK318=\"\",\"\",IF(CL318=1,FrCi(DM318,9.806,DJ318,CR318),FrTr(DM318,9.806,CQ318,CU318,DI318)))","v":""},"",{"$f":"IF(CK318=\"\",\"\",IF(CL318=1,LOOKUP(CP318,'Vmáx(material) - Tab.4.3'!$L$2:$L$11,'Vmáx(material) - Tab.4.3'!$M$2:$M$11),LOOKUP(CP318,'Vmáx(material) - Tab.4.3'!$L$15,'Vmáx(material) - Tab.4.3'!$M$15)))","v":""},{"$f":"IF(CK318=\"\",\"\",VLOOKUP($CO318,'Vmáx(material) - Tab.4.3'!$R$35:$X$41,2))","v":""},{"$f":"IF(CK318=\"\",\"\",VLOOKUP($CO318,'Vmáx(material) - Tab.4.3'!$R$35:$X$41,3))","v":""},{"$f":"IF(CK318=\"\",\"\",VLOOKUP($CO318,'Vmáx(material) - Tab.4.3'!$R$35:$X$41,4))","v":""},{"$f":"IF(CK318=\"\",\"\",VLOOKUP($CO318,'Vmáx(material) - Tab.4.3'!$R$35:$X$41,5))","v":""},{"$f":"IF(CK318=\"\",\"\",VLOOKUP($CO318,'Vmáx(material) - Tab.4.3'!$R$35:$X$41,6))","v":""},{"$f":"IF(CK318=\"\",\"\",IF(CK318=\"\",\"\",VLOOKUP(CO318,'Vmáx(material) - Tab.4.3'!$R$35:$X$41,7)))","v":""},{"$f":"IF(CK318=\"\",\"\",IF(CL318=1,FCi(J318,CR318),FTr(J318,CQ318,CR318)))","v":""},"",{"$f":"IF(CK318=\"\",\"\",Hw(DO318,DP318,DQ318,DR318,DS318,DT318,Z,DU318,CV318,CR318))","v":""},"","","","","",{"$f":"IF(CK318=\"\",\"\",IF(CL318=1,PeriCi(CR318,DI318),PeriTr(CQ318,CU318,DI318)))","v":""},{"$f":"IF(CK318=\"\",\"\",IF(CL318=1,AreaCi(CR318,DI318),AreaTr(CQ318,CU318,DI318)))","v":""},{"$f":"IF(CK318=\"\",\"\",RhCi(DK318,EC318))","v":""},"",{"$f":"IF(CK318=\"\",\"\",hf(CS318,J318,CT318,DK318,EE318))","v":""},{"$f":"IF(CK318=\"\",\"\",LOOKUP(CW318,Tab.4.5!$J$6:$J$27,Tab.4.5!$L$6:$L$27))","v":""},{"$f":"IF(CK318=\"\",\"\",He(EH318,DM318))","v":""},{"$f":"IF(CK318=\"\",\"\",Hs(DM318))","v":""},{"$f":"IF(CK318=\"\",\"\",Hm(EB318,EG318,EI318,EJ318,CS318,CV318))","v":""},"","","","","","","K45+-45000 () ",{"$f":"IF(B318=\"Existe.\",IF(AE318=1,CONCATENATE(#REF!,AK318,\" m.\"),CONCATENATE(#REF!,AJ318,\" m x \",AK318,\" m.\")),IF(CL318=1,CONCATENATE(#REF!,CR318,\" m.\"),CONCATENATE(#REF!,CQ318,\" m x \",CR318,\" m.\")))","v":{"$error":"#REF!"}},"Concreto, L =  m, S = 0 %.","Cota clave eje= 0 msnm.",null,null,null,"","","","","",{"$f":"IF(EV318=\"\",\"\",VLOOKUP(EY318,'Estructura escalonada'!$D$3:$H$953,2))","v":""},"","","","","",""]
[null,null,null,null,null,null,null,null,null,null,null,0,null,0,null,null,null,null,null,null,{"$f":"IF(K321=\"No\",\"\",IF(O321=\"\",YcCi(P321,N321),YcTr(N321,O321,S321)))","v":{"$error":"#VALUE!"}},{"$f":"IF(K321=\"No\",\"\",IF(O321=\"\",Teta1(U321,P321),\"-\"))","v":{"$error":"#VALUE!"}},{"$error":"#VALUE!"},{"$error":"#VALUE!"},{"$f":"IF(K321=\"No\",\"\",IF(O321=\"\",Ynci(P321,N321,R321,T321),YnTr(1,R321,O321,S321,T321,N321)))","v":{"$error":"#VALUE!"}},{"$f":"IF(K321=\"No\",\"\",IF(O321=\"\",Teta1(Y321,P321),\"-\"))","v":{"$error":"#VALUE!"}},{"$f":"IF(K321=\"No\",\"\",IF(O321=\"\",AreaCi(P321,Y321),AreaTr(O321,S321,Y321)))","v":{"$error":"#VALUE!"}},{"$f":"IF(K321=\"No\",\"\",IF(O321=\"\",FrCi(AC321,9.806,Z321,P321),FrTr(AC321,9.806,O321,S321,Y321)))","v":{"$error":"#VALUE!"}},{"$error":"#VALUE!"},null,null,null,null,null,null,null,null,null,null,null,null,null,null,null,0,0,"","","",{"$f":"IF(AD321=\"\",\"\",IF(AE321=1,YcCi(AK321,J321),YcTr(J321,AJ321,AN321)))","v":""},{"$f":"IF(AD321=\"\",\"\",IF(AE321=1,Teta1(AX321,AK321),\"-\"))","v":""},{"$f":"IF(AD321=\"\",\"\",IF(AE321=1,AreaCi(AK321,AX321),AreaTr(AJ321,AN321,AX321)))","v":""},"",{"$f":"IF(AD321=\"\",\"\",IF(AE321=1,Ynci(AK321,J321,AM321,AO321),YnTr(1,AM321,AJ321,AN321,AO321,J321)))","v":""},{"$f":"IF(AD321=\"\",\"\",IF(AE321=1,Teta1(BB321,AK321),\"-\"))","v":""},{"$f":"IF(AD321=\"\",\"\",IF(AE321=1,AreaCi(AK321,BB321),AreaTr(AJ321,AN321,BB321)))","v":""},{"$f":"IF(AD321=\"\",\"\",IF(AE321=1,FrCi(BF321,9.806,BC321,AK321),FrTr(BF321,9.806,AJ321,AN321,BB321)))","v":""},"",{"$f":"IF(AD321=\"\",\"\",IF(AE321=1,LOOKUP(AI321,'Vmáx(material) - Tab.4.3'!$L$2:$L$11,'Vmáx(material) - Tab.4.3'!$M$2:$M$11),LOOKUP(AI321,'Vmáx(material) - Tab.4.3'!$L$15,'Vmáx(material) - Tab.4.3'!$M$15)))","v":""},{"$f":"IF(AD321=\"\",\"\",VLOOKUP($AH321,'Vmáx(material) - Tab.4.3'!$R$35:$X$41,2))","v":""},{"$f":"IF(AD321=\"\",\"\",VLOOKUP($AH321,'Vmáx(material) - Tab.4.3'!$R$35:$X$41,3))","v":""},{"$f":"IF(AD321=\"\",\"\",VLOOKUP($AH321,'Vmáx(material) - Tab.4.3'!$R$35:$X$41,4))","v":""},{"$f":"IF(AD321=\"\",\"\",VLOOKUP($AH321,'Vmáx(material) - Tab.4.3'!$R$35:$X$41,5))","v":""},{"$f":"IF(AD321=\"\",\"\",VLOOKUP($AH321,'Vmáx(material) - Tab.4.3'!$R$35:$X$41,6))","v":""},{"$f":"IF(AD321=\"\",\"\",IF(AD321=\"\",\"\",VLOOKUP($AH321,'Vmáx(material) - Tab.4.3'!$R$35:$X$41,7)))","v":""},{"$f":"IF(AD321=\"\",\"\",IF(AE321=1,FCi(J321,AK321),FTr(J321,AJ321,AK321)))","v":""},"",{"$f":"IF(AD321=\"\",\"\",Hw(BH321,BI321,BJ321,BK321,BL321,BM321,Z,BN321,AO321,AK321))","v":""},"","","","",{"$f":"IF(AD321=\"\",\"\",ho(BT321,AK321,AX321))","v":""},{"$f":"IF(AD321=\"\",\"\",IF(AE321=1,PeriCi(AK321,BB321),PeriTr(AJ321,AN321,BB321)))","v":""},{"$f":"IF(AD321=\"\",\"\",IF(AE321=1,AreaCi(AK321,BB321),AreaTr(AJ321,AN321,BB321)))","v":""},{"$f":"IF(AD321=\"\",\"\",RhCi(BW321,BV321))","v":""},"",{"$f":"IF(AD321=\"\",\"\",hf(AL321,J321,AM321,BW321,BX321))","v":""},{"$f":"IF(AD321=\"\",\"\",LOOKUP(AP321,Tab.4.5!$J$6:$J$27,Tab.4.5!$L$6:$L$27))","v":""},{"$f":"IF(AD321=\"\",\"\",He(CA321,BY321))","v":""},{"$f":"IF(AD321=\"\",\"\",Hs(BY321))","v":""},{"$f":"IF(AD321=\"\",\"\",Hm(BU321,BZ321,CB321,CC321,AL321,AO321))","v":""},"","","","","","",null,null,null,null,null,null,null,null,null,null,null,null,null,null,null,0,0,0,0,0,{"$f":"IF(CK321=\"\",\"\",IF(CL321=1,YcCi(CR321,J321),YcTr(J321,CQ321,CU321)))","v":""},{"$f":"IF(CK321=\"\",\"\",IF(CL321=1,Teta1(DE321,CR321),\"-\"))","v":""},"","",{"$f":"IF(CK321=\"\",\"\",IF(CL321=1,Ynci(CR321,J321,CT321,CV321),YnTr(1,CT321,CQ321,CU321,CV321,J321)))","v":""},{"$f":"IF(CK321=\"\",\"\",IF(CL321=1,Teta1(DI321,CR321),\"-\"))","v":""},{"$f":"IF(CK321=\"\",\"\",IF(CL321=1,AreaCi(CR321,J321),AreaTr(CQ321,CU321,DI321)))","v":""},{"$f":"IF(CK321=\"\",\"\",IF(CL321=1,FrCi(DM321,9.806,DJ321,CR321),FrTr(DM321,9.806,CQ321,CU321,DI321)))","v":""},"",{"$f":"IF(CK321=\"\",\"\",IF(CL321=1,LOOKUP(CP321,'Vmáx(material) - Tab.4.3'!$L$2:$L$11,'Vmáx(material) - Tab.4.3'!$M$2:$M$11),LOOKUP(CP321,'Vmáx(material) - Tab.4.3'!$L$15,'Vmáx(material) - Tab.4.3'!$M$15)))","v":""},{"$f":"IF(CK321=\"\",\"\",VLOOKUP($CO321,'Vmáx(material) - Tab.4.3'!$R$35:$X$41,2))","v":""},{"$f":"IF(CK321=\"\",\"\",VLOOKUP($CO321,'Vmáx(material) - Tab.4.3'!$R$35:$X$41,3))","v":""},{"$f":"IF(CK321=\"\",\"\",VLOOKUP($CO321,'Vmáx(material) - Tab.4.3'!$R$35:$X$41,4))","v":""},{"$f":"IF(CK321=\"\",\"\",VLOOKUP($CO321,'Vmáx(material) - Tab.4.3'!$R$35:$X$41,5))","v":""},{"$f":"IF(CK321=\"\",\"\",VLOOKUP($CO321,'Vmáx(material) - Tab.4.3'!$R$35:$X$41,6))","v":""},{"$f":"IF(CK321=\"\",\"\",IF(CK321=\"\",\"\",VLOOKUP(CO321,'Vmáx(material) - Tab.4.3'!$R$35:$X$41,7)))","v":""},{"$f":"IF(CK321=\"\",\"\",IF(CL321=1,FCi(J321,CR321),FTr(J321,CQ321,CR321)))","v":""},"",{"$f":"IF(CK321=\"\",\"\",Hw(DO321,DP321,DQ321,DR321,DS321,DT321,Z,DU321,CV321,CR321))","v":""},"","","","","",{"$f":"IF(CK321=\"\",\"\",IF(CL321=1,PeriCi(CR321,DI321),PeriTr(CQ321,CU321,DI321)))","v":""},{"$f":"IF(CK321=\"\",\"\",IF(CL321=1,AreaCi(CR321,DI321),AreaTr(CQ321,CU321,DI321)))","v":""},{"$f":"IF(CK321=\"\",\"\",RhCi(DK321,EC321))","v":""},"",{"$f":"IF(CK321=\"\",\"\",hf(CS321,J321,CT321,DK321,EE321))","v":""},{"$f":"IF(CK321=\"\",\"\",LOOKUP(CW321,Tab.4.5!$J$6:$J$27,Tab.4.5!$L$6:$L$27))","v":""},{"$f":"IF(CK321=\"\",\"\",He(EH321,DM321))","v":""},{"$f":"IF(CK321=\"\",\"\",Hs(DM321))","v":""},{"$f":"IF(CK321=\"\",\"\",Hm(EB321,EG321,EI321,EJ321,CS321,CV321))","v":""},"","","","","","","K45+-45000 () ",{"$f":"IF(B321=\"Existe.\",IF(AE321=1,CONCATENATE(#REF!,AK321,\" m.\"),CONCATENATE(#REF!,AJ321,\" m x \",AK321,\" m.\")),IF(CL321=1,CONCATENATE(#REF!,CR321,\" m.\"),CONCATENATE(#REF!,CQ321,\" m x \",CR321,\" m.\")))","v":{"$error":"#REF!"}},"Concreto, L =  m, S = 0 %.","Cota clave eje= 0 msnm.",null,null,null,"","","","","",{"$f":"IF(EV321=\"\",\"\",VLOOKUP(EY321,'Estructura escalonada'!$D$3:$H$953,2))","v":""},"","","","","",""]
[null,null,null,null,null,null,null,null,null,null,null,0,null,0,null,null,null,null,null,null,{"$f":"IF(K324=\"No\",\"\",IF(O324=\"\",YcCi(P324,N324),YcTr(N324,O324,S324)))","v":{"$error":"#VALUE!"}},{"$f":"IF(K324=\"No\",\"\",IF(O324=\"\",Teta1(U324,P324),\"-\"))","v":{"$error":"#VALUE!"}},{"$error":"#VALUE!"},{"$error":"#VALUE!"},{"$f":"IF(K324=\"No\",\"\",IF(O324=\"\",Ynci(P324,N324,R324,T324),YnTr(1,R324,O324,S324,T324,N324)))","v":{"$error":"#VALUE!"}},{"$f":"IF(K324=\"No\",\"\",IF(O324=\"\",Teta1(Y324,P324),\"-\"))","v":{"$error":"#VALUE!"}},{"$f":"IF(K324=\"No\",\"\",IF(O324=\"\",AreaCi(P324,Y324),AreaTr(O324,S324,Y324)))","v":{"$error":"#VALUE!"}},{"$f":"IF(K324=\"No\",\"\",IF(O324=\"\",FrCi(AC324,9.806,Z324,P324),FrTr(AC324,9.806,O324,S324,Y324)))","v":{"$error":"#VALUE!"}},{"$error":"#VALUE!"},null,null,null,null,null,null,null,null,null,null,null,null,null,null,null,0,0,"","","",{"$f":"IF(AD324=\"\",\"\",IF(AE324=1,YcCi(AK324,J324),YcTr(J324,AJ324,AN324)))","v":""},{"$f":"IF(AD324=\"\",\"\",IF(AE324=1,Teta1(AX324,AK324),\"-\"))","v":""},{"$f":"IF(AD324=\"\",\"\",IF(AE324=1,AreaCi(AK324,AX324),AreaTr(AJ324,AN324,AX324)))","v":""},"",{"$f":"IF(AD324=\"\",\"\",IF(AE324=1,Ynci(AK324,J324,AM324,AO324),YnTr(1,AM324,AJ324,AN324,AO324,J324)))","v":""},{"$f":"IF(AD324=\"\",\"\",IF(AE324=1,Teta1(BB324,AK324),\"-\"))","v":""},{"$f":"IF(AD324=\"\",\"\",IF(AE324=1,AreaCi(AK324,BB324),AreaTr(AJ324,AN324,BB324)))","v":""},{"$f":"IF(AD324=\"\",\"\",IF(AE324=1,FrCi(BF324,9.806,BC324,AK324),FrTr(BF324,9.806,AJ324,AN324,BB324)))","v":""},"",{"$f":"IF(AD324=\"\",\"\",IF(AE324=1,LOOKUP(AI324,'Vmáx(material) - Tab.4.3'!$L$2:$L$11,'Vmáx(material) - Tab.4.3'!$M$2:$M$11),LOOKUP(AI324,'Vmáx(material) - Tab.4.3'!$L$15,'Vmáx(material) - Tab.4.3'!$M$15)))","v":""},{"$f":"IF(AD324=\"\",\"\",VLOOKUP($AH324,'Vmáx(material) - Tab.4.3'!$R$35:$X$41,2))","v":""},{"$f":"IF(AD324=\"\",\"\",VLOOKUP($AH324,'Vmáx(material) - Tab.4.3'!$R$35:$X$41,3))","v":""},{"$f":"IF(AD324=\"\",\"\",VLOOKUP($AH324,'Vmáx(material) - Tab.4.3'!$R$35:$X$41,4))","v":""},{"$f":"IF(AD324=\"\",\"\",VLOOKUP($AH324,'Vmáx(material) - Tab.4.3'!$R$35:$X$41,5))","v":""},{"$f":"IF(AD324=\"\",\"\",VLOOKUP($AH324,'Vmáx(material) - Tab.4.3'!$R$35:$X$41,6))","v":""},{"$f":"IF(AD324=\"\",\"\",IF(AD324=\"\",\"\",VLOOKUP($AH324,'Vmáx(material) - Tab.4.3'!$R$35:$X$41,7)))","v":""},{"$f":"IF(AD324=\"\",\"\",IF(AE324=1,FCi(J324,AK324),FTr(J324,AJ324,AK324)))","v":""},"",{"$f":"IF(AD324=\"\",\"\",Hw(BH324,BI324,BJ324,BK324,BL324,BM324,Z,BN324,AO324,AK324))","v":""},"","","","",{"$f":"IF(AD324=\"\",\"\",ho(BT324,AK324,AX324))","v":""},{"$f":"IF(AD324=\"\",\"\",IF(AE324=1,PeriCi(AK324,BB324),PeriTr(AJ324,AN324,BB324)))","v":""},{"$f":"IF(AD324=\"\",\"\",IF(AE324=1,AreaCi(AK324,BB324),AreaTr(AJ324,AN324,BB324)))","v":""},{"$f":"IF(AD324=\"\",\"\",RhCi(BW324,BV324))","v":""},"",{"$f":"IF(AD324=\"\",\"\",hf(AL324,J324,AM324,BW324,BX324))","v":""},{"$f":"IF(AD324=\"\",\"\",LOOKUP(AP324,Tab.4.5!$J$6:$J$27,Tab.4.5!$L$6:$L$27))","v":""},{"$f":"IF(AD324=\"\",\"\",He(CA324,BY324))","v":""},{"$f":"IF(AD324=\"\",\"\",Hs(BY324))","v":""},{"$f":"IF(AD324=\"\",\"\",Hm(BU324,BZ324,CB324,CC324,AL324,AO324))","v":""},"","","","","","",null,null,null,null,null,null,null,null,null,null,null,null,null,null,null,0,0,0,0,0,{"$f":"IF(CK324=\"\",\"\",IF(CL324=1,YcCi(CR324,J324),YcTr(J324,CQ324,CU324)))","v":""},{"$f":"IF(CK324=\"\",\"\",IF(CL324=1,Teta1(DE324,CR324),\"-\"))","v":""},"","",{"$f":"IF(CK324=\"\",\"\",IF(CL324=1,Ynci(CR324,J324,CT324,CV324),YnTr(1,CT324,CQ324,CU324,CV324,J324)))","v":""},{"$f":"IF(CK324=\"\",\"\",IF(CL324=1,Teta1(DI324,CR324),\"-\"))","v":""},{"$f":"IF(CK324=\"\",\"\",IF(CL324=1,AreaCi(CR324,J324),AreaTr(CQ324,CU324,DI324)))","v":""},{"$f":"IF(CK324=\"\",\"\",IF(CL324=1,FrCi(DM324,9.806,DJ324,CR324),FrTr(DM324,9.806,CQ324,CU324,DI324)))","v":""},"",{"$f":"IF(CK324=\"\",\"\",IF(CL324=1,LOOKUP(CP324,'Vmáx(material) - Tab.4.3'!$L$2:$L$11,'Vmáx(material) - Tab.4.3'!$M$2:$M$11),LOOKUP(CP324,'Vmáx(material) - Tab.4.3'!$L$15,'Vmáx(material) - Tab.4.3'!$M$15)))","v":""},{"$f":"IF(CK324=\"\",\"\",VLOOKUP($CO324,'Vmáx(material) - Tab.4.3'!$R$35:$X$41,2))","v":""},{"$f":"IF(CK324=\"\",\"\",VLOOKUP($CO324,'Vmáx(material) - Tab.4.3'!$R$35:$X$41,3))","v":""},{"$f":"IF(CK324=\"\",\"\",VLOOKUP($CO324,'Vmáx(material) - Tab.4.3'!$R$35:$X$41,4))","v":""},{"$f":"IF(CK324=\"\",\"\",VLOOKUP($CO324,'Vmáx(material) - Tab.4.3'!$R$35:$X$41,5))","v":""},{"$f":"IF(CK324=\"\",\"\",VLOOKUP($CO324,'Vmáx(material) - Tab.4.3'!$R$35:$X$41,6))","v":""},{"$f":"IF(CK324=\"\",\"\",IF(CK324=\"\",\"\",VLOOKUP(CO324,'Vmáx(material) - Tab.4.3'!$R$35:$X$41,7)))","v":""},{"$f":"IF(CK324=\"\",\"\",IF(CL324=1,FCi(J324,CR324),FTr(J324,CQ324,CR324)))","v":""},"",{"$f":"IF(CK324=\"\",\"\",Hw(DO324,DP324,DQ324,DR324,DS324,DT324,Z,DU324,CV324,CR324))","v":""},"","","","","",{"$f":"IF(CK324=\"\",\"\",IF(CL324=1,PeriCi(CR324,DI324),PeriTr(CQ324,CU324,DI324)))","v":""},{"$f":"IF(CK324=\"\",\"\",IF(CL324=1,AreaCi(CR324,DI324),AreaTr(CQ324,CU324,DI324)))","v":""},{"$f":"IF(CK324=\"\",\"\",RhCi(DK324,EC324))","v":""},"",{"$f":"IF(CK324=\"\",\"\",hf(CS324,J324,CT324,DK324,EE324))","v":""},{"$f":"IF(CK324=\"\",\"\",LOOKUP(CW324,Tab.4.5!$J$6:$J$27,Tab.4.5!$L$6:$L$27))","v":""},{"$f":"IF(CK324=\"\",\"\",He(EH324,DM324))","v":""},{"$f":"IF(CK324=\"\",\"\",Hs(DM324))","v":""},{"$f":"IF(CK324=\"\",\"\",Hm(EB324,EG324,EI324,EJ324,CS324,CV324))","v":""},"","","","","","","K45+-45000 () ",{"$f":"IF(B324=\"Existe.\",IF(AE324=1,CONCATENATE(#REF!,AK324,\" m.\"),CONCATENATE(#REF!,AJ324,\" m x \",AK324,\" m.\")),IF(CL324=1,CONCATENATE(#REF!,CR324,\" m.\"),CONCATENATE(#REF!,CQ324,\" m x \",CR324,\" m.\")))","v":{"$error":"#REF!"}},"Concreto, L =  m, S = 0 %.","Cota clave eje= 0 msnm.",null,null,null,"","","","","",{"$f":"IF(EV324=\"\",\"\",VLOOKUP(EY324,'Estructura escalonada'!$D$3:$H$953,2))","v":""},"","","","","",""]
[null,null,null,null,null,null,null,null,null,null,null,0,null,0,null,null,null,null,null,null,{"$f":"IF(K327=\"No\",\"\",IF(O327=\"\",YcCi(P327,N327),YcTr(N327,O327,S327)))","v":{"$error":"#VALUE!"}},{"$f":"IF(K327=\"No\",\"\",IF(O327=\"\",Teta1(U327,P327),\"-\"))","v":{"$error":"#VALUE!"}},{"$error":"#VALUE!"},{"$error":"#VALUE!"},{"$f":"IF(K327=\"No\",\"\",IF(O327=\"\",Ynci(P327,N327,R327,T327),YnTr(1,R327,O327,S327,T327,N327)))","v":{"$error":"#VALUE!"}},{"$f":"IF(K327=\"No\",\"\",IF(O327=\"\",Teta1(Y327,P327),\"-\"))","v":{"$error":"#VALUE!"}},{"$f":"IF(K327=\"No\",\"\",IF(O327=\"\",AreaCi(P327,Y327),AreaTr(O327,S327,Y327)))","v":{"$error":"#VALUE!"}},{"$f":"IF(K327=\"No\",\"\",IF(O327=\"\",FrCi(AC327,9.806,Z327,P327),FrTr(AC327,9.806,O327,S327,Y327)))","v":{"$error":"#VALUE!"}},{"$error":"#VALUE!"},null,null,null,null,null,null,null,null,null,null,null,null,null,null,null,0,0,"","","",{"$f":"IF(AD327=\"\",\"\",IF(AE327=1,YcCi(AK327,J327),YcTr(J327,AJ327,AN327)))","v":""},{"$f":"IF(AD327=\"\",\"\",IF(AE327=1,Teta1(AX327,AK327),\"-\"))","v":""},{"$f":"IF(AD327=\"\",\"\",IF(AE327=1,AreaCi(AK327,AX327),AreaTr(AJ327,AN327,AX327)))","v":""},"",{"$f":"IF(AD327=\"\",\"\",IF(AE327=1,Ynci(AK327,J327,AM327,AO327),YnTr(1,AM327,AJ327,AN327,AO327,J327)))","v":""},{"$f":"IF(AD327=\"\",\"\",IF(AE327=1,Teta1(BB327,AK327),\"-\"))","v":""},{"$f":"IF(AD327=\"\",\"\",IF(AE327=1,AreaCi(AK327,BB327),AreaTr(AJ327,AN327,BB327)))","v":""},{"$f":"IF(AD327=\"\",\"\",IF(AE327=1,FrCi(BF327,9.806,BC327,AK327),FrTr(BF327,9.806,AJ327,AN327,BB327)))","v":""},"",{"$f":"IF(AD327=\"\",\"\",IF(AE327=1,LOOKUP(AI327,'Vmáx(material) - Tab.4.3'!$L$2:$L$11,'Vmáx(material) - Tab.4.3'!$M$2:$M$11),LOOKUP(AI327,'Vmáx(material) - Tab.4.3'!$L$15,'Vmáx(material) - Tab.4.3'!$M$15)))","v":""},{"$f":"IF(AD327=\"\",\"\",VLOOKUP($AH327,'Vmáx(material) - Tab.4.3'!$R$35:$X$41,2))","v":""},{"$f":"IF(AD327=\"\",\"\",VLOOKUP($AH327,'Vmáx(material) - Tab.4.3'!$R$35:$X$41,3))","v":""},{"$f":"IF(AD327=\"\",\"\",VLOOKUP($AH327,'Vmáx(material) - Tab.4.3'!$R$35:$X$41,4))","v":""},{"$f":"IF(AD327=\"\",\"\",VLOOKUP($AH327,'Vmáx(material) - Tab.4.3'!$R$35:$X$41,5))","v":""},{"$f":"IF(AD327=\"\",\"\",VLOOKUP($AH327,'Vmáx(material) - Tab.4.3'!$R$35:$X$41,6))","v":""},{"$f":"IF(AD327=\"\",\"\",IF(AD327=\"\",\"\",VLOOKUP($AH327,'Vmáx(material) - Tab.4.3'!$R$35:$X$41,7)))","v":""},{"$f":"IF(AD327=\"\",\"\",IF(AE327=1,FCi(J327,AK327),FTr(J327,AJ327,AK327)))","v":""},"",{"$f":"IF(AD327=\"\",\"\",Hw(BH327,BI327,BJ327,BK327,BL327,BM327,Z,BN327,AO327,AK327))","v":""},"","","","",{"$f":"IF(AD327=\"\",\"\",ho(BT327,AK327,AX327))","v":""},{"$f":"IF(AD327=\"\",\"\",IF(AE327=1,PeriCi(AK327,BB327),PeriTr(AJ327,AN327,BB327)))","v":""},{"$f":"IF(AD327=\"\",\"\",IF(AE327=1,AreaCi(AK327,BB327),AreaTr(AJ327,AN327,BB327)))","v":""},{"$f":"IF(AD327=\"\",\"\",RhCi(BW327,BV327))","v":""},"",{"$f":"IF(AD327=\"\",\"\",hf(AL327,J327,AM327,BW327,BX327))","v":""},{"$f":"IF(AD327=\"\",\"\",LOOKUP(AP327,Tab.4.5!$J$6:$J$27,Tab.4.5!$L$6:$L$27))","v":""},{"$f":"IF(AD327=\"\",\"\",He(CA327,BY327))","v":""},{"$f":"IF(AD327=\"\",\"\",Hs(BY327))","v":""},{"$f":"IF(AD327=\"\",\"\",Hm(BU327,BZ327,CB327,CC327,AL327,AO327))","v":""},"","","","","","",null,null,null,null,null,null,null,null,null,null,null,null,null,null,null,0,0,0,0,0,{"$f":"IF(CK327=\"\",\"\",IF(CL327=1,YcCi(CR327,J327),YcTr(J327,CQ327,CU327)))","v":""},{"$f":"IF(CK327=\"\",\"\",IF(CL327=1,Teta1(DE327,CR327),\"-\"))","v":""},"","",{"$f":"IF(CK327=\"\",\"\",IF(CL327=1,Ynci(CR327,J327,CT327,CV327),YnTr(1,CT327,CQ327,CU327,CV327,J327)))","v":""},{"$f":"IF(CK327=\"\",\"\",IF(CL327=1,Teta1(DI327,CR327),\"-\"))","v":""},{"$f":"IF(CK327=\"\",\"\",IF(CL327=1,AreaCi(CR327,J327),AreaTr(CQ327,CU327,DI327)))","v":""},{"$f":"IF(CK327=\"\",\"\",IF(CL327=1,FrCi(DM327,9.806,DJ327,CR327),FrTr(DM327,9.806,CQ327,CU327,DI327)))","v":""},"",{"$f":"IF(CK327=\"\",\"\",IF(CL327=1,LOOKUP(CP327,'Vmáx(material) - Tab.4.3'!$L$2:$L$11,'Vmáx(material) - Tab.4.3'!$M$2:$M$11),LOOKUP(CP327,'Vmáx(material) - Tab.4.3'!$L$15,'Vmáx(material) - Tab.4.3'!$M$15)))","v":""},{"$f":"IF(CK327=\"\",\"\",VLOOKUP($CO327,'Vmáx(material) - Tab.4.3'!$R$35:$X$41,2))","v":""},{"$f":"IF(CK327=\"\",\"\",VLOOKUP($CO327,'Vmáx(material) - Tab.4.3'!$R$35:$X$41,3))","v":""},{"$f":"IF(CK327=\"\",\"\",VLOOKUP($CO327,'Vmáx(material) - Tab.4.3'!$R$35:$X$41,4))","v":""},{"$f":"IF(CK327=\"\",\"\",VLOOKUP($CO327,'Vmáx(material) - Tab.4.3'!$R$35:$X$41,5))","v":""},{"$f":"IF(CK327=\"\",\"\",VLOOKUP($CO327,'Vmáx(material) - Tab.4.3'!$R$35:$X$41,6))","v":""},{"$f":"IF(CK327=\"\",\"\",IF(CK327=\"\",\"\",VLOOKUP(CO327,'Vmáx(material) - Tab.4.3'!$R$35:$X$41,7)))","v":""},{"$f":"IF(CK327=\"\",\"\",IF(CL327=1,FCi(J327,CR327),FTr(J327,CQ327,CR327)))","v":""},"",{"$f":"IF(CK327=\"\",\"\",Hw(DO327,DP327,DQ327,DR327,DS327,DT327,Z,DU327,CV327,CR327))","v":""},"","","","","",{"$f":"IF(CK327=\"\",\"\",IF(CL327=1,PeriCi(CR327,DI327),PeriTr(CQ327,CU327,DI327)))","v":""},{"$f":"IF(CK327=\"\",\"\",IF(CL327=1,AreaCi(CR327,DI327),AreaTr(CQ327,CU327,DI327)))","v":""},{"$f":"IF(CK327=\"\",\"\",RhCi(DK327,EC327))","v":""},"",{"$f":"IF(CK327=\"\",\"\",hf(CS327,J327,CT327,DK327,EE327))","v":""},{"$f":"IF(CK327=\"\",\"\",LOOKUP(CW327,Tab.4.5!$J$6:$J$27,Tab.4.5!$L$6:$L$27))","v":""},{"$f":"IF(CK327=\"\",\"\",He(EH327,DM327))","v":""},{"$f":"IF(CK327=\"\",\"\",Hs(DM327))","v":""},{"$f":"IF(CK327=\"\",\"\",Hm(EB327,EG327,EI327,EJ327,CS327,CV327))","v":""},"","","","","","","K45+-45000 () ",{"$f":"IF(B327=\"Existe.\",IF(AE327=1,CONCATENATE(#REF!,AK327,\" m.\"),CONCATENATE(#REF!,AJ327,\" m x \",AK327,\" m.\")),IF(CL327=1,CONCATENATE(#REF!,CR327,\" m.\"),CONCATENATE(#REF!,CQ327,\" m x \",CR327,\" m.\")))","v":{"$error":"#REF!"}},"Concreto, L =  m, S = 0 %.","Cota clave eje= 0 msnm.",null,null,null,"","","","","",{"$f":"IF(EV327=\"\",\"\",VLOOKUP(EY327,'Estructura escalonada'!$D$3:$H$953,2))","v":""},"","","","","",""]
[null,null,null,null,null,null,null,null,null,null,null,0,null,0,null,null,null,null,null,null,{"$f":"IF(K330=\"No\",\"\",IF(O330=\"\",YcCi(P330,N330),YcTr(N330,O330,S330)))","v":{"$error":"#VALUE!"}},{"$f":"IF(K330=\"No\",\"\",IF(O330=\"\",Teta1(U330,P330),\"-\"))","v":{"$error":"#VALUE!"}},{"$error":"#VALUE!"},{"$error":"#VALUE!"},{"$f":"IF(K330=\"No\",\"\",IF(O330=\"\",Ynci(P330,N330,R330,T330),YnTr(1,R330,O330,S330,T330,N330)))","v":{"$error":"#VALUE!"}},{"$f":"IF(K330=\"No\",\"\",IF(O330=\"\",Teta1(Y330,P330),\"-\"))","v":{"$error":"#VALUE!"}},{"$f":"IF(K330=\"No\",\"\",IF(O330=\"\",AreaCi(P330,Y330),AreaTr(O330,S330,Y330)))","v":{"$error":"#VALUE!"}},{"$f":"IF(K330=\"No\",\"\",IF(O330=\"\",FrCi(AC330,9.806,Z330,P330),FrTr(AC330,9.806,O330,S330,Y330)))","v":{"$error":"#VALUE!"}},{"$error":"#VALUE!"},null,null,null,null,null,null,null,null,null,null,null,null,null,null,null,0,0,"","","",{"$f":"IF(AD330=\"\",\"\",IF(AE330=1,YcCi(AK330,J330),YcTr(J330,AJ330,AN330)))","v":""},{"$f":"IF(AD330=\"\",\"\",IF(AE330=1,Teta1(AX330,AK330),\"-\"))","v":""},{"$f":"IF(AD330=\"\",\"\",IF(AE330=1,AreaCi(AK330,AX330),AreaTr(AJ330,AN330,AX330)))","v":""},"",{"$f":"IF(AD330=\"\",\"\",IF(AE330=1,Ynci(AK330,J330,AM330,AO330),YnTr(1,AM330,AJ330,AN330,AO330,J330)))","v":""},{"$f":"IF(AD330=\"\",\"\",IF(AE330=1,Teta1(BB330,AK330),\"-\"))","v":""},{"$f":"IF(AD330=\"\",\"\",IF(AE330=1,AreaCi(AK330,BB330),AreaTr(AJ330,AN330,BB330)))","v":""},{"$f":"IF(AD330=\"\",\"\",IF(AE330=1,FrCi(BF330,9.806,BC330,AK330),FrTr(BF330,9.806,AJ330,AN330,BB330)))","v":""},"",{"$f":"IF(AD330=\"\",\"\",IF(AE330=1,LOOKUP(AI330,'Vmáx(material) - Tab.4.3'!$L$2:$L$11,'Vmáx(material) - Tab.4.3'!$M$2:$M$11),LOOKUP(AI330,'Vmáx(material) - Tab.4.3'!$L$15,'Vmáx(material) - Tab.4.3'!$M$15)))","v":""},{"$f":"IF(AD330=\"\",\"\",VLOOKUP($AH330,'Vmáx(material) - Tab.4.3'!$R$35:$X$41,2))","v":""},{"$f":"IF(AD330=\"\",\"\",VLOOKUP($AH330,'Vmáx(material) - Tab.4.3'!$R$35:$X$41,3))","v":""},{"$f":"IF(AD330=\"\",\"\",VLOOKUP($AH330,'Vmáx(material) - Tab.4.3'!$R$35:$X$41,4))","v":""},{"$f":"IF(AD330=\"\",\"\",VLOOKUP($AH330,'Vmáx(material) - Tab.4.3'!$R$35:$X$41,5))","v":""},{"$f":"IF(AD330=\"\",\"\",VLOOKUP($AH330,'Vmáx(material) - Tab.4.3'!$R$35:$X$41,6))","v":""},{"$f":"IF(AD330=\"\",\"\",IF(AD330=\"\",\"\",VLOOKUP($AH330,'Vmáx(material) - Tab.4.3'!$R$35:$X$41,7)))","v":""},{"$f":"IF(AD330=\"\",\"\",IF(AE330=1,FCi(J330,AK330),FTr(J330,AJ330,AK330)))","v":""},"",{"$f":"IF(AD330=\"\",\"\",Hw(BH330,BI330,BJ330,BK330,BL330,BM330,Z,BN330,AO330,AK330))","v":""},"","","","",{"$f":"IF(AD330=\"\",\"\",ho(BT330,AK330,AX330))","v":""},{"$f":"IF(AD330=\"\",\"\",IF(AE330=1,PeriCi(AK330,BB330),PeriTr(AJ330,AN330,BB330)))","v":""},{"$f":"IF(AD330=\"\",\"\",IF(AE330=1,AreaCi(AK330,BB330),AreaTr(AJ330,AN330,BB330)))","v":""},{"$f":"IF(AD330=\"\",\"\",RhCi(BW330,BV330))","v":""},"",{"$f":"IF(AD330=\"\",\"\",hf(AL330,J330,AM330,BW330,BX330))","v":""},{"$f":"IF(AD330=\"\",\"\",LOOKUP(AP330,Tab.4.5!$J$6:$J$27,Tab.4.5!$L$6:$L$27))","v":""},{"$f":"IF(AD330=\"\",\"\",He(CA330,BY330))","v":""},{"$f":"IF(AD330=\"\",\"\",Hs(BY330))","v":""},{"$f":"IF(AD330=\"\",\"\",Hm(BU330,BZ330,CB330,CC330,AL330,AO330))","v":""},"","","","","","",null,null,null,null,null,null,null,null,null,null,null,null,null,null,null,0,0,0,0,0,{"$f":"IF(CK330=\"\",\"\",IF(CL330=1,YcCi(CR330,J330),YcTr(J330,CQ330,CU330)))","v":""},{"$f":"IF(CK330=\"\",\"\",IF(CL330=1,Teta1(DE330,CR330),\"-\"))","v":""},"","",{"$f":"IF(CK330=\"\",\"\",IF(CL330=1,Ynci(CR330,J330,CT330,CV330),YnTr(1,CT330,CQ330,CU330,CV330,J330)))","v":""},{"$f":"IF(CK330=\"\",\"\",IF(CL330=1,Teta1(DI330,CR330),\"-\"))","v":""},{"$f":"IF(CK330=\"\",\"\",IF(CL330=1,AreaCi(CR330,J330),AreaTr(CQ330,CU330,DI330)))","v":""},{"$f":"IF(CK330=\"\",\"\",IF(CL330=1,FrCi(DM330,9.806,DJ330,CR330),FrTr(DM330,9.806,CQ330,CU330,DI330)))","v":""},"",{"$f":"IF(CK330=\"\",\"\",IF(CL330=1,LOOKUP(CP330,'Vmáx(material) - Tab.4.3'!$L$2:$L$11,'Vmáx(material) - Tab.4.3'!$M$2:$M$11),LOOKUP(CP330,'Vmáx(material) - Tab.4.3'!$L$15,'Vmáx(material) - Tab.4.3'!$M$15)))","v":""},{"$f":"IF(CK330=\"\",\"\",VLOOKUP($CO330,'Vmáx(material) - Tab.4.3'!$R$35:$X$41,2))","v":""},{"$f":"IF(CK330=\"\",\"\",VLOOKUP($CO330,'Vmáx(material) - Tab.4.3'!$R$35:$X$41,3))","v":""},{"$f":"IF(CK330=\"\",\"\",VLOOKUP($CO330,'Vmáx(material) - Tab.4.3'!$R$35:$X$41,4))","v":""},{"$f":"IF(CK330=\"\",\"\",VLOOKUP($CO330,'Vmáx(material) - Tab.4.3'!$R$35:$X$41,5))","v":""},{"$f":"IF(CK330=\"\",\"\",VLOOKUP($CO330,'Vmáx(material) - Tab.4.3'!$R$35:$X$41,6))","v":""},{"$f":"IF(CK330=\"\",\"\",IF(CK330=\"\",\"\",VLOOKUP(CO330,'Vmáx(material) - Tab.4.3'!$R$35:$X$41,7)))","v":""},{"$f":"IF(CK330=\"\",\"\",IF(CL330=1,FCi(J330,CR330),FTr(J330,CQ330,CR330)))","v":""},"",{"$f":"IF(CK330=\"\",\"\",Hw(DO330,DP330,DQ330,DR330,DS330,DT330,Z,DU330,CV330,CR330))","v":""},"","","","","",{"$f":"IF(CK330=\"\",\"\",IF(CL330=1,PeriCi(CR330,DI330),PeriTr(CQ330,CU330,DI330)))","v":""},{"$f":"IF(CK330=\"\",\"\",IF(CL330=1,AreaCi(CR330,DI330),AreaTr(CQ330,CU330,DI330)))","v":""},{"$f":"IF(CK330=\"\",\"\",RhCi(DK330,EC330))","v":""},"",{"$f":"IF(CK330=\"\",\"\",hf(CS330,J330,CT330,DK330,EE330))","v":""},{"$f":"IF(CK330=\"\",\"\",LOOKUP(CW330,Tab.4.5!$J$6:$J$27,Tab.4.5!$L$6:$L$27))","v":""},{"$f":"IF(CK330=\"\",\"\",He(EH330,DM330))","v":""},{"$f":"IF(CK330=\"\",\"\",Hs(DM330))","v":""},{"$f":"IF(CK330=\"\",\"\",Hm(EB330,EG330,EI330,EJ330,CS330,CV330))","v":""},"","","","","","","K45+-45000 () ",{"$f":"IF(B330=\"Existe.\",IF(AE330=1,CONCATENATE(#REF!,AK330,\" m.\"),CONCATENATE(#REF!,AJ330,\" m x \",AK330,\" m.\")),IF(CL330=1,CONCATENATE(#REF!,CR330,\" m.\"),CONCATENATE(#REF!,CQ330,\" m x \",CR330,\" m.\")))","v":{"$error":"#REF!"}},"Concreto, L =  m, S = 0 %.","Cota clave eje= 0 msnm.",null,null,null,"","","","","",{"$f":"IF(EV330=\"\",\"\",VLOOKUP(EY330,'Estructura escalonada'!$D$3:$H$953,2))","v":""},"","","","","",""]
[null,null,null,null,null,null,null,null,null,null,null,0,null,0,null,null,null,null,null,null,{"$f":"IF(K331=\"No\",\"\",IF(O331=\"\",YcCi(P331,N331),YcTr(N331,O331,S331)))","v":{"$error":"#VALUE!"}},{"$f":"IF(K331=\"No\",\"\",IF(O331=\"\",Teta1(U331,P331),\"-\"))","v":{"$error":"#VALUE!"}},{"$error":"#VALUE!"},{"$error":"#VALUE!"},{"$f":"IF(K331=\"No\",\"\",IF(O331=\"\",Ynci(P331,N331,R331,T331),YnTr(1,R331,O331,S331,T331,N331)))","v":{"$error":"#VALUE!"}},{"$f":"IF(K331=\"No\",\"\",IF(O331=\"\",Teta1(Y331,P331),\"-\"))","v":{"$error":"#VALUE!"}},{"$f":"IF(K331=\"No\",\"\",IF(O331=\"\",AreaCi(P331,Y331),AreaTr(O331,S331,Y331)))","v":{"$error":"#VALUE!"}},{"$f":"IF(K331=\"No\",\"\",IF(O331=\"\",FrCi(AC331,9.806,Z331,P331),FrTr(AC331,9.806,O331,S331,Y331)))","v":{"$error":"#VALUE!"}},{"$error":"#VALUE!"},null,null,null,null,null,null,null,null,null,null,null,null,null,null,null,0,0,"","","",{"$f":"IF(AD331=\"\",\"\",IF(AE331=1,YcCi(AK331,J331),YcTr(J331,AJ331,AN331)))","v":""},{"$f":"IF(AD331=\"\",\"\",IF(AE331=1,Teta1(AX331,AK331),\"-\"))","v":""},{"$f":"IF(AD331=\"\",\"\",IF(AE331=1,AreaCi(AK331,AX331),AreaTr(AJ331,AN331,AX331)))","v":""},"",{"$f":"IF(AD331=\"\",\"\",IF(AE331=1,Ynci(AK331,J331,AM331,AO331),YnTr(1,AM331,AJ331,AN331,AO331,J331)))","v":""},{"$f":"IF(AD331=\"\",\"\",IF(AE331=1,Teta1(BB331,AK331),\"-\"))","v":""},{"$f":"IF(AD331=\"\",\"\",IF(AE331=1,AreaCi(AK331,BB331),AreaTr(AJ331,AN331,BB331)))","v":""},{"$f":"IF(AD331=\"\",\"\",IF(AE331=1,FrCi(BF331,9.806,BC331,AK331),FrTr(BF331,9.806,AJ331,AN331,BB331)))","v":""},"",{"$f":"IF(AD331=\"\",\"\",IF(AE331=1,LOOKUP(AI331,'Vmáx(material) - Tab.4.3'!$L$2:$L$11,'Vmáx(material) - Tab.4.3'!$M$2:$M$11),LOOKUP(AI331,'Vmáx(material) - Tab.4.3'!$L$15,'Vmáx(material) - Tab.4.3'!$M$15)))","v":""},{"$f":"IF(AD331=\"\",\"\",VLOOKUP($AH331,'Vmáx(material) - Tab.4.3'!$R$35:$X$41,2))","v":""},{"$f":"IF(AD331=\"\",\"\",VLOOKUP($AH331,'Vmáx(material) - Tab.4.3'!$R$35:$X$41,3))","v":""},{"$f":"IF(AD331=\"\",\"\",VLOOKUP($AH331,'Vmáx(material) - Tab.4.3'!$R$35:$X$41,4))","v":""},{"$f":"IF(AD331=\"\",\"\",VLOOKUP($AH331,'Vmáx(material) - Tab.4.3'!$R$35:$X$41,5))","v":""},{"$f":"IF(AD331=\"\",\"\",VLOOKUP($AH331,'Vmáx(material) - Tab.4.3'!$R$35:$X$41,6))","v":""},{"$f":"IF(AD331=\"\",\"\",IF(AD331=\"\",\"\",VLOOKUP($AH331,'Vmáx(material) - Tab.4.3'!$R$35:$X$41,7)))","v":""},{"$f":"IF(AD331=\"\",\"\",IF(AE331=1,FCi(J331,AK331),FTr(J331,AJ331,AK331)))","v":""},"",{"$f":"IF(AD331=\"\",\"\",Hw(BH331,BI331,BJ331,BK331,BL331,BM331,Z,BN331,AO331,AK331))","v":""},"","","","",{"$f":"IF(AD331=\"\",\"\",ho(BT331,AK331,AX331))","v":""},{"$f":"IF(AD331=\"\",\"\",IF(AE331=1,PeriCi(AK331,BB331),PeriTr(AJ331,AN331,BB331)))","v":""},{"$f":"IF(AD331=\"\",\"\",IF(AE331=1,AreaCi(AK331,BB331),AreaTr(AJ331,AN331,BB331)))","v":""},{"$f":"IF(AD331=\"\",\"\",RhCi(BW331,BV331))","v":""},"",{"$f":"IF(AD331=\"\",\"\",hf(AL331,J331,AM331,BW331,BX331))","v":""},{"$f":"IF(AD331=\"\",\"\",LOOKUP(AP331,Tab.4.5!$J$6:$J$27,Tab.4.5!$L$6:$L$27))","v":""},{"$f":"IF(AD331=\"\",\"\",He(CA331,BY331))","v":""},{"$f":"IF(AD331=\"\",\"\",Hs(BY331))","v":""},{"$f":"IF(AD331=\"\",\"\",Hm(BU331,BZ331,CB331,CC331,AL331,AO331))","v":""},"","","","","","",null,null,null,null,null,null,null,null,null,null,null,null,null,null,null,0,0,0,0,0,{"$f":"IF(CK331=\"\",\"\",IF(CL331=1,YcCi(CR331,J331),YcTr(J331,CQ331,CU331)))","v":""},{"$f":"IF(CK331=\"\",\"\",IF(CL331=1,Teta1(DE331,CR331),\"-\"))","v":""},"","",{"$f":"IF(CK331=\"\",\"\",IF(CL331=1,Ynci(CR331,J331,CT331,CV331),YnTr(1,CT331,CQ331,CU331,CV331,J331)))","v":""},{"$f":"IF(CK331=\"\",\"\",IF(CL331=1,Teta1(DI331,CR331),\"-\"))","v":""},{"$f":"IF(CK331=\"\",\"\",IF(CL331=1,AreaCi(CR331,J331),AreaTr(CQ331,CU331,DI331)))","v":""},{"$f":"IF(CK331=\"\",\"\",IF(CL331=1,FrCi(DM331,9.806,DJ331,CR331),FrTr(DM331,9.806,CQ331,CU331,DI331)))","v":""},"",{"$f":"IF(CK331=\"\",\"\",IF(CL331=1,LOOKUP(CP331,'Vmáx(material) - Tab.4.3'!$L$2:$L$11,'Vmáx(material) - Tab.4.3'!$M$2:$M$11),LOOKUP(CP331,'Vmáx(material) - Tab.4.3'!$L$15,'Vmáx(material) - Tab.4.3'!$M$15)))","v":""},{"$f":"IF(CK331=\"\",\"\",VLOOKUP($CO331,'Vmáx(material) - Tab.4.3'!$R$35:$X$41,2))","v":""},{"$f":"IF(CK331=\"\",\"\",VLOOKUP($CO331,'Vmáx(material) - Tab.4.3'!$R$35:$X$41,3))","v":""},{"$f":"IF(CK331=\"\",\"\",VLOOKUP($CO331,'Vmáx(material) - Tab.4.3'!$R$35:$X$41,4))","v":""},{"$f":"IF(CK331=\"\",\"\",VLOOKUP($CO331,'Vmáx(material) - Tab.4.3'!$R$35:$X$41,5))","v":""},{"$f":"IF(CK331=\"\",\"\",VLOOKUP($CO331,'Vmáx(material) - Tab.4.3'!$R$35:$X$41,6))","v":""},{"$f":"IF(CK331=\"\",\"\",IF(CK331=\"\",\"\",VLOOKUP(CO331,'Vmáx(material) - Tab.4.3'!$R$35:$X$41,7)))","v":""},{"$f":"IF(CK331=\"\",\"\",IF(CL331=1,FCi(J331,CR331),FTr(J331,CQ331,CR331)))","v":""},"",{"$f":"IF(CK331=\"\",\"\",Hw(DO331,DP331,DQ331,DR331,DS331,DT331,Z,DU331,CV331,CR331))","v":""},"","","","","",{"$f":"IF(CK331=\"\",\"\",IF(CL331=1,PeriCi(CR331,DI331),PeriTr(CQ331,CU331,DI331)))","v":""},{"$f":"IF(CK331=\"\",\"\",IF(CL331=1,AreaCi(CR331,DI331),AreaTr(CQ331,CU331,DI331)))","v":""},{"$f":"IF(CK331=\"\",\"\",RhCi(DK331,EC331))","v":""},"",{"$f":"IF(CK331=\"\",\"\",hf(CS331,J331,CT331,DK331,EE331))","v":""},{"$f":"IF(CK331=\"\",\"\",LOOKUP(CW331,Tab.4.5!$J$6:$J$27,Tab.4.5!$L$6:$L$27))","v":""},{"$f":"IF(CK331=\"\",\"\",He(EH331,DM331))","v":""},{"$f":"IF(CK331=\"\",\"\",Hs(DM331))","v":""},{"$f":"IF(CK331=\"\",\"\",Hm(EB331,EG331,EI331,EJ331,CS331,CV331))","v":""},"","","","","","","K45+-45000 () ",{"$f":"IF(B331=\"Existe.\",IF(AE331=1,CONCATENATE(#REF!,AK331,\" m.\"),CONCATENATE(#REF!,AJ331,\" m x \",AK331,\" m.\")),IF(CL331=1,CONCATENATE(#REF!,CR331,\" m.\"),CONCATENATE(#REF!,CQ331,\" m x \",CR331,\" m.\")))","v":{"$error":"#REF!"}},"Concreto, L =  m, S = 0 %.","Cota clave eje= 0 msnm.",null,null,null,"","","","","",{"$f":"IF(EV331=\"\",\"\",VLOOKUP(EY331,'Estructura escalonada'!$D$3:$H$953,2))","v":""},"","","","","",""]
[null,null,null,null,null,null,null,null,null,null,null,0,null,0,null,null,null,null,null,null,{"$f":"IF(K334=\"No\",\"\",IF(O334=\"\",YcCi(P334,N334),YcTr(N334,O334,S334)))","v":{"$error":"#VALUE!"}},{"$f":"IF(K334=\"No\",\"\",IF(O334=\"\",Teta1(U334,P334),\"-\"))","v":{"$error":"#VALUE!"}},{"$error":"#VALUE!"},{"$error":"#VALUE!"},{"$f":"IF(K334=\"No\",\"\",IF(O334=\"\",Ynci(P334,N334,R334,T334),YnTr(1,R334,O334,S334,T334,N334)))","v":{"$error":"#VALUE!"}},{"$f":"IF(K334=\"No\",\"\",IF(O334=\"\",Teta1(Y334,P334),\"-\"))","v":{"$error":"#VALUE!"}},{"$f":"IF(K334=\"No\",\"\",IF(O334=\"\",AreaCi(P334,Y334),AreaTr(O334,S334,Y334)))","v":{"$error":"#VALUE!"}},{"$f":"IF(K334=\"No\",\"\",IF(O334=\"\",FrCi(AC334,9.806,Z334,P334),FrTr(AC334,9.806,O334,S334,Y334)))","v":{"$error":"#VALUE!"}},{"$error":"#VALUE!"},null,null,null,null,null,null,null,null,null,null,null,null,null,null,null,0,0,"","","",{"$f":"IF(AD334=\"\",\"\",IF(AE334=1,YcCi(AK334,J334),YcTr(J334,AJ334,AN334)))","v":""},{"$f":"IF(AD334=\"\",\"\",IF(AE334=1,Teta1(AX334,AK334),\"-\"))","v":""},{"$f":"IF(AD334=\"\",\"\",IF(AE334=1,AreaCi(AK334,AX334),AreaTr(AJ334,AN334,AX334)))","v":""},"",{"$f":"IF(AD334=\"\",\"\",IF(AE334=1,Ynci(AK334,J334,AM334,AO334),YnTr(1,AM334,AJ334,AN334,AO334,J334)))","v":""},{"$f":"IF(AD334=\"\",\"\",IF(AE334=1,Teta1(BB334,AK334),\"-\"))","v":""},{"$f":"IF(AD334=\"\",\"\",IF(AE334=1,AreaCi(AK334,BB334),AreaTr(AJ334,AN334,BB334)))","v":""},{"$f":"IF(AD334=\"\",\"\",IF(AE334=1,FrCi(BF334,9.806,BC334,AK334),FrTr(BF334,9.806,AJ334,AN334,BB334)))","v":""},"",{"$f":"IF(AD334=\"\",\"\",IF(AE334=1,LOOKUP(AI334,'Vmáx(material) - Tab.4.3'!$L$2:$L$11,'Vmáx(material) - Tab.4.3'!$M$2:$M$11),LOOKUP(AI334,'Vmáx(material) - Tab.4.3'!$L$15,'Vmáx(material) - Tab.4.3'!$M$15)))","v":""},{"$f":"IF(AD334=\"\",\"\",VLOOKUP($AH334,'Vmáx(material) - Tab.4.3'!$R$35:$X$41,2))","v":""},{"$f":"IF(AD334=\"\",\"\",VLOOKUP($AH334,'Vmáx(material) - Tab.4.3'!$R$35:$X$41,3))","v":""},{"$f":"IF(AD334=\"\",\"\",VLOOKUP($AH334,'Vmáx(material) - Tab.4.3'!$R$35:$X$41,4))","v":""},{"$f":"IF(AD334=\"\",\"\",VLOOKUP($AH334,'Vmáx(material) - Tab.4.3'!$R$35:$X$41,5))","v":""},{"$f":"IF(AD334=\"\",\"\",VLOOKUP($AH334,'Vmáx(material) - Tab.4.3'!$R$35:$X$41,6))","v":""},{"$f":"IF(AD334=\"\",\"\",IF(AD334=\"\",\"\",VLOOKUP($AH334,'Vmáx(material) - Tab.4.3'!$R$35:$X$41,7)))","v":""},{"$f":"IF(AD334=\"\",\"\",IF(AE334=1,FCi(J334,AK334),FTr(J334,AJ334,AK334)))","v":""},"",{"$f":"IF(AD334=\"\",\"\",Hw(BH334,BI334,BJ334,BK334,BL334,BM334,Z,BN334,AO334,AK334))","v":""},"","","","",{"$f":"IF(AD334=\"\",\"\",ho(BT334,AK334,AX334))","v":""},{"$f":"IF(AD334=\"\",\"\",IF(AE334=1,PeriCi(AK334,BB334),PeriTr(AJ334,AN334,BB334)))","v":""},{"$f":"IF(AD334=\"\",\"\",IF(AE334=1,AreaCi(AK334,BB334),AreaTr(AJ334,AN334,BB334)))","v":""},{"$f":"IF(AD334=\"\",\"\",RhCi(BW334,BV334))","v":""},"",{"$f":"IF(AD334=\"\",\"\",hf(AL334,J334,AM334,BW334,BX334))","v":""},{"$f":"IF(AD334=\"\",\"\",LOOKUP(AP334,Tab.4.5!$J$6:$J$27,Tab.4.5!$L$6:$L$27))","v":""},{"$f":"IF(AD334=\"\",\"\",He(CA334,BY334))","v":""},{"$f":"IF(AD334=\"\",\"\",Hs(BY334))","v":""},{"$f":"IF(AD334=\"\",\"\",Hm(BU334,BZ334,CB334,CC334,AL334,AO334))","v":""},"","","","","","",null,null,null,null,null,null,null,null,null,null,null,null,null,null,null,0,0,0,0,0,{"$f":"IF(CK334=\"\",\"\",IF(CL334=1,YcCi(CR334,J334),YcTr(J334,CQ334,CU334)))","v":""},{"$f":"IF(CK334=\"\",\"\",IF(CL334=1,Teta1(DE334,CR334),\"-\"))","v":""},"","",{"$f":"IF(CK334=\"\",\"\",IF(CL334=1,Ynci(CR334,J334,CT334,CV334),YnTr(1,CT334,CQ334,CU334,CV334,J334)))","v":""},{"$f":"IF(CK334=\"\",\"\",IF(CL334=1,Teta1(DI334,CR334),\"-\"))","v":""},{"$f":"IF(CK334=\"\",\"\",IF(CL334=1,AreaCi(CR334,J334),AreaTr(CQ334,CU334,DI334)))","v":""},{"$f":"IF(CK334=\"\",\"\",IF(CL334=1,FrCi(DM334,9.806,DJ334,CR334),FrTr(DM334,9.806,CQ334,CU334,DI334)))","v":""},"",{"$f":"IF(CK334=\"\",\"\",IF(CL334=1,LOOKUP(CP334,'Vmáx(material) - Tab.4.3'!$L$2:$L$11,'Vmáx(material) - Tab.4.3'!$M$2:$M$11),LOOKUP(CP334,'Vmáx(material) - Tab.4.3'!$L$15,'Vmáx(material) - Tab.4.3'!$M$15)))","v":""},{"$f":"IF(CK334=\"\",\"\",VLOOKUP($CO334,'Vmáx(material) - Tab.4.3'!$R$35:$X$41,2))","v":""},{"$f":"IF(CK334=\"\",\"\",VLOOKUP($CO334,'Vmáx(material) - Tab.4.3'!$R$35:$X$41,3))","v":""},{"$f":"IF(CK334=\"\",\"\",VLOOKUP($CO334,'Vmáx(material) - Tab.4.3'!$R$35:$X$41,4))","v":""},{"$f":"IF(CK334=\"\",\"\",VLOOKUP($CO334,'Vmáx(material) - Tab.4.3'!$R$35:$X$41,5))","v":""},{"$f":"IF(CK334=\"\",\"\",VLOOKUP($CO334,'Vmáx(material) - Tab.4.3'!$R$35:$X$41,6))","v":""},{"$f":"IF(CK334=\"\",\"\",IF(CK334=\"\",\"\",VLOOKUP(CO334,'Vmáx(material) - Tab.4.3'!$R$35:$X$41,7)))","v":""},{"$f":"IF(CK334=\"\",\"\",IF(CL334=1,FCi(J334,CR334),FTr(J334,CQ334,CR334)))","v":""},"",{"$f":"IF(CK334=\"\",\"\",Hw(DO334,DP334,DQ334,DR334,DS334,DT334,Z,DU334,CV334,CR334))","v":""},"","","","","",{"$f":"IF(CK334=\"\",\"\",IF(CL334=1,PeriCi(CR334,DI334),PeriTr(CQ334,CU334,DI334)))","v":""},{"$f":"IF(CK334=\"\",\"\",IF(CL334=1,AreaCi(CR334,DI334),AreaTr(CQ334,CU334,DI334)))","v":""},{"$f":"IF(CK334=\"\",\"\",RhCi(DK334,EC334))","v":""},"",{"$f":"IF(CK334=\"\",\"\",hf(CS334,J334,CT334,DK334,EE334))","v":""},{"$f":"IF(CK334=\"\",\"\",LOOKUP(CW334,Tab.4.5!$J$6:$J$27,Tab.4.5!$L$6:$L$27))","v":""},{"$f":"IF(CK334=\"\",\"\",He(EH334,DM334))","v":""},{"$f":"IF(CK334=\"\",\"\",Hs(DM334))","v":""},{"$f":"IF(CK334=\"\",\"\",Hm(EB334,EG334,EI334,EJ334,CS334,CV334))","v":""},"","","","","","","K45+-45000 () ",{"$f":"IF(B334=\"Existe.\",IF(AE334=1,CONCATENATE(#REF!,AK334,\" m.\"),CONCATENATE(#REF!,AJ334,\" m x \",AK334,\" m.\")),IF(CL334=1,CONCATENATE(#REF!,CR334,\" m.\"),CONCATENATE(#REF!,CQ334,\" m x \",CR334,\" m.\")))","v":{"$error":"#REF!"}},"Concreto, L =  m, S = 0 %.","Cota clave eje= 0 msnm.",null,null,null,"","","","","",{"$f":"IF(EV334=\"\",\"\",VLOOKUP(EY334,'Estructura escalonada'!$D$3:$H$953,2))","v":""},"","","","","",""]
[null,null,null,null,null,null,null,null,null,null,null,0,null,0,null,null,null,null,null,null,{"$f":"IF(K337=\"No\",\"\",IF(O337=\"\",YcCi(P337,N337),YcTr(N337,O337,S337)))","v":{"$error":"#VALUE!"}},{"$f":"IF(K337=\"No\",\"\",IF(O337=\"\",Teta1(U337,P337),\"-\"))","v":{"$error":"#VALUE!"}},{"$error":"#VALUE!"},{"$error":"#VALUE!"},{"$f":"IF(K337=\"No\",\"\",IF(O337=\"\",Ynci(P337,N337,R337,T337),YnTr(1,R337,O337,S337,T337,N337)))","v":{"$error":"#VALUE!"}},{"$f":"IF(K337=\"No\",\"\",IF(O337=\"\",Teta1(Y337,P337),\"-\"))","v":{"$error":"#VALUE!"}},{"$f":"IF(K337=\"No\",\"\",IF(O337=\"\",AreaCi(P337,Y337),AreaTr(O337,S337,Y337)))","v":{"$error":"#VALUE!"}},{"$f":"IF(K337=\"No\",\"\",IF(O337=\"\",FrCi(AC337,9.806,Z337,P337),FrTr(AC337,9.806,O337,S337,Y337)))","v":{"$error":"#VALUE!"}},{"$error":"#VALUE!"},null,null,null,null,null,null,null,null,null,null,null,null,null,null,null,0,0,"","","",{"$f":"IF(AD337=\"\",\"\",IF(AE337=1,YcCi(AK337,J337),YcTr(J337,AJ337,AN337)))","v":""},{"$f":"IF(AD337=\"\",\"\",IF(AE337=1,Teta1(AX337,AK337),\"-\"))","v":""},{"$f":"IF(AD337=\"\",\"\",IF(AE337=1,AreaCi(AK337,AX337),AreaTr(AJ337,AN337,AX337)))","v":""},"",{"$f":"IF(AD337=\"\",\"\",IF(AE337=1,Ynci(AK337,J337,AM337,AO337),YnTr(1,AM337,AJ337,AN337,AO337,J337)))","v":""},{"$f":"IF(AD337=\"\",\"\",IF(AE337=1,Teta1(BB337,AK337),\"-\"))","v":""},{"$f":"IF(AD337=\"\",\"\",IF(AE337=1,AreaCi(AK337,BB337),AreaTr(AJ337,AN337,BB337)))","v":""},{"$f":"IF(AD337=\"\",\"\",IF(AE337=1,FrCi(BF337,9.806,BC337,AK337),FrTr(BF337,9.806,AJ337,AN337,BB337)))","v":""},"",{"$f":"IF(AD337=\"\",\"\",IF(AE337=1,LOOKUP(AI337,'Vmáx(material) - Tab.4.3'!$L$2:$L$11,'Vmáx(material) - Tab.4.3'!$M$2:$M$11),LOOKUP(AI337,'Vmáx(material) - Tab.4.3'!$L$15,'Vmáx(material) - Tab.4.3'!$M$15)))","v":""},{"$f":"IF(AD337=\"\",\"\",VLOOKUP($AH337,'Vmáx(material) - Tab.4.3'!$R$35:$X$41,2))","v":""},{"$f":"IF(AD337=\"\",\"\",VLOOKUP($AH337,'Vmáx(material) - Tab.4.3'!$R$35:$X$41,3))","v":""},{"$f":"IF(AD337=\"\",\"\",VLOOKUP($AH337,'Vmáx(material) - Tab.4.3'!$R$35:$X$41,4))","v":""},{"$f":"IF(AD337=\"\",\"\",VLOOKUP($AH337,'Vmáx(material) - Tab.4.3'!$R$35:$X$41,5))","v":""},{"$f":"IF(AD337=\"\",\"\",VLOOKUP($AH337,'Vmáx(material) - Tab.4.3'!$R$35:$X$41,6))","v":""},{"$f":"IF(AD337=\"\",\"\",IF(AD337=\"\",\"\",VLOOKUP($AH337,'Vmáx(material) - Tab.4.3'!$R$35:$X$41,7)))","v":""},{"$f":"IF(AD337=\"\",\"\",IF(AE337=1,FCi(J337,AK337),FTr(J337,AJ337,AK337)))","v":""},"",{"$f":"IF(AD337=\"\",\"\",Hw(BH337,BI337,BJ337,BK337,BL337,BM337,Z,BN337,AO337,AK337))","v":""},"","","","",{"$f":"IF(AD337=\"\",\"\",ho(BT337,AK337,AX337))","v":""},{"$f":"IF(AD337=\"\",\"\",IF(AE337=1,PeriCi(AK337,BB337),PeriTr(AJ337,AN337,BB337)))","v":""},{"$f":"IF(AD337=\"\",\"\",IF(AE337=1,AreaCi(AK337,BB337),AreaTr(AJ337,AN337,BB337)))","v":""},{"$f":"IF(AD337=\"\",\"\",RhCi(BW337,BV337))","v":""},"",{"$f":"IF(AD337=\"\",\"\",hf(AL337,J337,AM337,BW337,BX337))","v":""},{"$f":"IF(AD337=\"\",\"\",LOOKUP(AP337,Tab.4.5!$J$6:$J$27,Tab.4.5!$L$6:$L$27))","v":""},{"$f":"IF(AD337=\"\",\"\",He(CA337,BY337))","v":""},{"$f":"IF(AD337=\"\",\"\",Hs(BY337))","v":""},{"$f":"IF(AD337=\"\",\"\",Hm(BU337,BZ337,CB337,CC337,AL337,AO337))","v":""},"","","","","","",null,null,null,null,null,null,null,null,null,null,null,null,null,null,null,0,0,0,0,0,{"$f":"IF(CK337=\"\",\"\",IF(CL337=1,YcCi(CR337,J337),YcTr(J337,CQ337,CU337)))","v":""},{"$f":"IF(CK337=\"\",\"\",IF(CL337=1,Teta1(DE337,CR337),\"-\"))","v":""},"","",{"$f":"IF(CK337=\"\",\"\",IF(CL337=1,Ynci(CR337,J337,CT337,CV337),YnTr(1,CT337,CQ337,CU337,CV337,J337)))","v":""},{"$f":"IF(CK337=\"\",\"\",IF(CL337=1,Teta1(DI337,CR337),\"-\"))","v":""},{"$f":"IF(CK337=\"\",\"\",IF(CL337=1,AreaCi(CR337,J337),AreaTr(CQ337,CU337,DI337)))","v":""},{"$f":"IF(CK337=\"\",\"\",IF(CL337=1,FrCi(DM337,9.806,DJ337,CR337),FrTr(DM337,9.806,CQ337,CU337,DI337)))","v":""},"",{"$f":"IF(CK337=\"\",\"\",IF(CL337=1,LOOKUP(CP337,'Vmáx(material) - Tab.4.3'!$L$2:$L$11,'Vmáx(material) - Tab.4.3'!$M$2:$M$11),LOOKUP(CP337,'Vmáx(material) - Tab.4.3'!$L$15,'Vmáx(material) - Tab.4.3'!$M$15)))","v":""},{"$f":"IF(CK337=\"\",\"\",VLOOKUP($CO337,'Vmáx(material) - Tab.4.3'!$R$35:$X$41,2))","v":""},{"$f":"IF(CK337=\"\",\"\",VLOOKUP($CO337,'Vmáx(material) - Tab.4.3'!$R$35:$X$41,3))","v":""},{"$f":"IF(CK337=\"\",\"\",VLOOKUP($CO337,'Vmáx(material) - Tab.4.3'!$R$35:$X$41,4))","v":""},{"$f":"IF(CK337=\"\",\"\",VLOOKUP($CO337,'Vmáx(material) - Tab.4.3'!$R$35:$X$41,5))","v":""},{"$f":"IF(CK337=\"\",\"\",VLOOKUP($CO337,'Vmáx(material) - Tab.4.3'!$R$35:$X$41,6))","v":""},{"$f":"IF(CK337=\"\",\"\",IF(CK337=\"\",\"\",VLOOKUP(CO337,'Vmáx(material) - Tab.4.3'!$R$35:$X$41,7)))","v":""},{"$f":"IF(CK337=\"\",\"\",IF(CL337=1,FCi(J337,CR337),FTr(J337,CQ337,CR337)))","v":""},"",{"$f":"IF(CK337=\"\",\"\",Hw(DO337,DP337,DQ337,DR337,DS337,DT337,Z,DU337,CV337,CR337))","v":""},"","","","","",{"$f":"IF(CK337=\"\",\"\",IF(CL337=1,PeriCi(CR337,DI337),PeriTr(CQ337,CU337,DI337)))","v":""},{"$f":"IF(CK337=\"\",\"\",IF(CL337=1,AreaCi(CR337,DI337),AreaTr(CQ337,CU337,DI337)))","v":""},{"$f":"IF(CK337=\"\",\"\",RhCi(DK337,EC337))","v":""},"",{"$f":"IF(CK337=\"\",\"\",hf(CS337,J337,CT337,DK337,EE337))","v":""},{"$f":"IF(CK337=\"\",\"\",LOOKUP(CW337,Tab.4.5!$J$6:$J$27,Tab.4.5!$L$6:$L$27))","v":""},{"$f":"IF(CK337=\"\",\"\",He(EH337,DM337))","v":""},{"$f":"IF(CK337=\"\",\"\",Hs(DM337))","v":""},{"$f":"IF(CK337=\"\",\"\",Hm(EB337,EG337,EI337,EJ337,CS337,CV337))","v":""},"","","","","","","K45+-45000 () ",{"$f":"IF(B337=\"Existe.\",IF(AE337=1,CONCATENATE(#REF!,AK337,\" m.\"),CONCATENATE(#REF!,AJ337,\" m x \",AK337,\" m.\")),IF(CL337=1,CONCATENATE(#REF!,CR337,\" m.\"),CONCATENATE(#REF!,CQ337,\" m x \",CR337,\" m.\")))","v":{"$error":"#REF!"}},"Concreto, L =  m, S = 0 %.","Cota clave eje= 0 msnm.",null,null,null,"","","","","",{"$f":"IF(EV337=\"\",\"\",VLOOKUP(EY337,'Estructura escalonada'!$D$3:$H$953,2))","v":""},"","","","","",""]
[null,null,null,null,null,null,null,null,null,null,null,0,null,0,null,null,null,null,null,null,{"$f":"IF(K340=\"No\",\"\",IF(O340=\"\",YcCi(P340,N340),YcTr(N340,O340,S340)))","v":{"$error":"#VALUE!"}},{"$f":"IF(K340=\"No\",\"\",IF(O340=\"\",Teta1(U340,P340),\"-\"))","v":{"$error":"#VALUE!"}},{"$error":"#VALUE!"},{"$error":"#VALUE!"},{"$f":"IF(K340=\"No\",\"\",IF(O340=\"\",Ynci(P340,N340,R340,T340),YnTr(1,R340,O340,S340,T340,N340)))","v":{"$error":"#VALUE!"}},{"$f":"IF(K340=\"No\",\"\",IF(O340=\"\",Teta1(Y340,P340),\"-\"))","v":{"$error":"#VALUE!"}},{"$f":"IF(K340=\"No\",\"\",IF(O340=\"\",AreaCi(P340,Y340),AreaTr(O340,S340,Y340)))","v":{"$error":"#VALUE!"}},{"$f":"IF(K340=\"No\",\"\",IF(O340=\"\",FrCi(AC340,9.806,Z340,P340),FrTr(AC340,9.806,O340,S340,Y340)))","v":{"$error":"#VALUE!"}},{"$error":"#VALUE!"},null,null,null,null,null,null,null,null,null,null,null,null,null,null,null,0,0,"","","",{"$f":"IF(AD340=\"\",\"\",IF(AE340=1,YcCi(AK340,J340),YcTr(J340,AJ340,AN340)))","v":""},{"$f":"IF(AD340=\"\",\"\",IF(AE340=1,Teta1(AX340,AK340),\"-\"))","v":""},{"$f":"IF(AD340=\"\",\"\",IF(AE340=1,AreaCi(AK340,AX340),AreaTr(AJ340,AN340,AX340)))","v":""},"",{"$f":"IF(AD340=\"\",\"\",IF(AE340=1,Ynci(AK340,J340,AM340,AO340),YnTr(1,AM340,AJ340,AN340,AO340,J340)))","v":""},{"$f":"IF(AD340=\"\",\"\",IF(AE340=1,Teta1(BB340,AK340),\"-\"))","v":""},{"$f":"IF(AD340=\"\",\"\",IF(AE340=1,AreaCi(AK340,BB340),AreaTr(AJ340,AN340,BB340)))","v":""},{"$f":"IF(AD340=\"\",\"\",IF(AE340=1,FrCi(BF340,9.806,BC340,AK340),FrTr(BF340,9.806,AJ340,AN340,BB340)))","v":""},"",{"$f":"IF(AD340=\"\",\"\",IF(AE340=1,LOOKUP(AI340,'Vmáx(material) - Tab.4.3'!$L$2:$L$11,'Vmáx(material) - Tab.4.3'!$M$2:$M$11),LOOKUP(AI340,'Vmáx(material) - Tab.4.3'!$L$15,'Vmáx(material) - Tab.4.3'!$M$15)))","v":""},{"$f":"IF(AD340=\"\",\"\",VLOOKUP($AH340,'Vmáx(material) - Tab.4.3'!$R$35:$X$41,2))","v":""},{"$f":"IF(AD340=\"\",\"\",VLOOKUP($AH340,'Vmáx(material) - Tab.4.3'!$R$35:$X$41,3))","v":""},{"$f":"IF(AD340=\"\",\"\",VLOOKUP($AH340,'Vmáx(material) - Tab.4.3'!$R$35:$X$41,4))","v":""},{"$f":"IF(AD340=\"\",\"\",VLOOKUP($AH340,'Vmáx(material) - Tab.4.3'!$R$35:$X$41,5))","v":""},{"$f":"IF(AD340=\"\",\"\",VLOOKUP($AH340,'Vmáx(material) - Tab.4.3'!$R$35:$X$41,6))","v":""},{"$f":"IF(AD340=\"\",\"\",IF(AD340=\"\",\"\",VLOOKUP($AH340,'Vmáx(material) - Tab.4.3'!$R$35:$X$41,7)))","v":""},{"$f":"IF(AD340=\"\",\"\",IF(AE340=1,FCi(J340,AK340),FTr(J340,AJ340,AK340)))","v":""},"",{"$f":"IF(AD340=\"\",\"\",Hw(BH340,BI340,BJ340,BK340,BL340,BM340,Z,BN340,AO340,AK340))","v":""},"","","","",{"$f":"IF(AD340=\"\",\"\",ho(BT340,AK340,AX340))","v":""},{"$f":"IF(AD340=\"\",\"\",IF(AE340=1,PeriCi(AK340,BB340),PeriTr(AJ340,AN340,BB340)))","v":""},{"$f":"IF(AD340=\"\",\"\",IF(AE340=1,AreaCi(AK340,BB340),AreaTr(AJ340,AN340,BB340)))","v":""},{"$f":"IF(AD340=\"\",\"\",RhCi(BW340,BV340))","v":""},"",{"$f":"IF(AD340=\"\",\"\",hf(AL340,J340,AM340,BW340,BX340))","v":""},{"$f":"IF(AD340=\"\",\"\",LOOKUP(AP340,Tab.4.5!$J$6:$J$27,Tab.4.5!$L$6:$L$27))","v":""},{"$f":"IF(AD340=\"\",\"\",He(CA340,BY340))","v":""},{"$f":"IF(AD340=\"\",\"\",Hs(BY340))","v":""},{"$f":"IF(AD340=\"\",\"\",Hm(BU340,BZ340,CB340,CC340,AL340,AO340))","v":""},"","","","","","",null,null,null,null,null,null,null,null,null,null,null,null,null,null,null,0,0,0,0,0,{"$f":"IF(CK340=\"\",\"\",IF(CL340=1,YcCi(CR340,J340),YcTr(J340,CQ340,CU340)))","v":""},{"$f":"IF(CK340=\"\",\"\",IF(CL340=1,Teta1(DE340,CR340),\"-\"))","v":""},"","",{"$f":"IF(CK340=\"\",\"\",IF(CL340=1,Ynci(CR340,J340,CT340,CV340),YnTr(1,CT340,CQ340,CU340,CV340,J340)))","v":""},{"$f":"IF(CK340=\"\",\"\",IF(CL340=1,Teta1(DI340,CR340),\"-\"))","v":""},{"$f":"IF(CK340=\"\",\"\",IF(CL340=1,AreaCi(CR340,J340),AreaTr(CQ340,CU340,DI340)))","v":""},{"$f":"IF(CK340=\"\",\"\",IF(CL340=1,FrCi(DM340,9.806,DJ340,CR340),FrTr(DM340,9.806,CQ340,CU340,DI340)))","v":""},"",{"$f":"IF(CK340=\"\",\"\",IF(CL340=1,LOOKUP(CP340,'Vmáx(material) - Tab.4.3'!$L$2:$L$11,'Vmáx(material) - Tab.4.3'!$M$2:$M$11),LOOKUP(CP340,'Vmáx(material) - Tab.4.3'!$L$15,'Vmáx(material) - Tab.4.3'!$M$15)))","v":""},{"$f":"IF(CK340=\"\",\"\",VLOOKUP($CO340,'Vmáx(material) - Tab.4.3'!$R$35:$X$41,2))","v":""},{"$f":"IF(CK340=\"\",\"\",VLOOKUP($CO340,'Vmáx(material) - Tab.4.3'!$R$35:$X$41,3))","v":""},{"$f":"IF(CK340=\"\",\"\",VLOOKUP($CO340,'Vmáx(material) - Tab.4.3'!$R$35:$X$41,4))","v":""},{"$f":"IF(CK340=\"\",\"\",VLOOKUP($CO340,'Vmáx(material) - Tab.4.3'!$R$35:$X$41,5))","v":""},{"$f":"IF(CK340=\"\",\"\",VLOOKUP($CO340,'Vmáx(material) - Tab.4.3'!$R$35:$X$41,6))","v":""},{"$f":"IF(CK340=\"\",\"\",IF(CK340=\"\",\"\",VLOOKUP(CO340,'Vmáx(material) - Tab.4.3'!$R$35:$X$41,7)))","v":""},{"$f":"IF(CK340=\"\",\"\",IF(CL340=1,FCi(J340,CR340),FTr(J340,CQ340,CR340)))","v":""},"",{"$f":"IF(CK340=\"\",\"\",Hw(DO340,DP340,DQ340,DR340,DS340,DT340,Z,DU340,CV340,CR340))","v":""},"","","","","",{"$f":"IF(CK340=\"\",\"\",IF(CL340=1,PeriCi(CR340,DI340),PeriTr(CQ340,CU340,DI340)))","v":""},{"$f":"IF(CK340=\"\",\"\",IF(CL340=1,AreaCi(CR340,DI340),AreaTr(CQ340,CU340,DI340)))","v":""},{"$f":"IF(CK340=\"\",\"\",RhCi(DK340,EC340))","v":""},"",{"$f":"IF(CK340=\"\",\"\",hf(CS340,J340,CT340,DK340,EE340))","v":""},{"$f":"IF(CK340=\"\",\"\",LOOKUP(CW340,Tab.4.5!$J$6:$J$27,Tab.4.5!$L$6:$L$27))","v":""},{"$f":"IF(CK340=\"\",\"\",He(EH340,DM340))","v":""},{"$f":"IF(CK340=\"\",\"\",Hs(DM340))","v":""},{"$f":"IF(CK340=\"\",\"\",Hm(EB340,EG340,EI340,EJ340,CS340,CV340))","v":""},"","","","","","","K45+-45000 () ",{"$f":"IF(B340=\"Existe.\",IF(AE340=1,CONCATENATE(#REF!,AK340,\" m.\"),CONCATENATE(#REF!,AJ340,\" m x \",AK340,\" m.\")),IF(CL340=1,CONCATENATE(#REF!,CR340,\" m.\"),CONCATENATE(#REF!,CQ340,\" m x \",CR340,\" m.\")))","v":{"$error":"#REF!"}},"Concreto, L =  m, S = 0 %.","Cota clave eje= 0 msnm.",null,null,null,"","","","","",{"$f":"IF(EV340=\"\",\"\",VLOOKUP(EY340,'Estructura escalonada'!$D$3:$H$953,2))","v":""},"","","","","",""]
[null,null,null,null,null,null,null,null,null,null,null,0,null,0,null,null,null,null,null,null,{"$f":"IF(K343=\"No\",\"\",IF(O343=\"\",YcCi(P343,N343),YcTr(N343,O343,S343)))","v":{"$error":"#VALUE!"}},{"$f":"IF(K343=\"No\",\"\",IF(O343=\"\",Teta1(U343,P343),\"-\"))","v":{"$error":"#VALUE!"}},{"$error":"#VALUE!"},{"$error":"#VALUE!"},{"$f":"IF(K343=\"No\",\"\",IF(O343=\"\",Ynci(P343,N343,R343,T343),YnTr(1,R343,O343,S343,T343,N343)))","v":{"$error":"#VALUE!"}},{"$f":"IF(K343=\"No\",\"\",IF(O343=\"\",Teta1(Y343,P343),\"-\"))","v":{"$error":"#VALUE!"}},{"$f":"IF(K343=\"No\",\"\",IF(O343=\"\",AreaCi(P343,Y343),AreaTr(O343,S343,Y343)))","v":{"$error":"#VALUE!"}},{"$f":"IF(K343=\"No\",\"\",IF(O343=\"\",FrCi(AC343,9.806,Z343,P343),FrTr(AC343,9.806,O343,S343,Y343)))","v":{"$error":"#VALUE!"}},{"$error":"#VALUE!"},null,null,null,null,null,null,null,null,null,null,null,null,null,null,null,0,0,"","","",{"$f":"IF(AD343=\"\",\"\",IF(AE343=1,YcCi(AK343,J343),YcTr(J343,AJ343,AN343)))","v":""},{"$f":"IF(AD343=\"\",\"\",IF(AE343=1,Teta1(AX343,AK343),\"-\"))","v":""},{"$f":"IF(AD343=\"\",\"\",IF(AE343=1,AreaCi(AK343,AX343),AreaTr(AJ343,AN343,AX343)))","v":""},"",{"$f":"IF(AD343=\"\",\"\",IF(AE343=1,Ynci(AK343,J343,AM343,AO343),YnTr(1,AM343,AJ343,AN343,AO343,J343)))","v":""},{"$f":"IF(AD343=\"\",\"\",IF(AE343=1,Teta1(BB343,AK343),\"-\"))","v":""},{"$f":"IF(AD343=\"\",\"\",IF(AE343=1,AreaCi(AK343,BB343),AreaTr(AJ343,AN343,BB343)))","v":""},{"$f":"IF(AD343=\"\",\"\",IF(AE343=1,FrCi(BF343,9.806,BC343,AK343),FrTr(BF343,9.806,AJ343,AN343,BB343)))","v":""},"",{"$f":"IF(AD343=\"\",\"\",IF(AE343=1,LOOKUP(AI343,'Vmáx(material) - Tab.4.3'!$L$2:$L$11,'Vmáx(material) - Tab.4.3'!$M$2:$M$11),LOOKUP(AI343,'Vmáx(material) - Tab.4.3'!$L$15,'Vmáx(material) - Tab.4.3'!$M$15)))","v":""},{"$f":"IF(AD343=\"\",\"\",VLOOKUP($AH343,'Vmáx(material) - Tab.4.3'!$R$35:$X$41,2))","v":""},{"$f":"IF(AD343=\"\",\"\",VLOOKUP($AH343,'Vmáx(material) - Tab.4.3'!$R$35:$X$41,3))","v":""},{"$f":"IF(AD343=\"\",\"\",VLOOKUP($AH343,'Vmáx(material) - Tab.4.3'!$R$35:$X$41,4))","v":""},{"$f":"IF(AD343=\"\",\"\",VLOOKUP($AH343,'Vmáx(material) - Tab.4.3'!$R$35:$X$41,5))","v":""},{"$f":"IF(AD343=\"\",\"\",VLOOKUP($AH343,'Vmáx(material) - Tab.4.3'!$R$35:$X$41,6))","v":""},{"$f":"IF(AD343=\"\",\"\",IF(AD343=\"\",\"\",VLOOKUP($AH343,'Vmáx(material) - Tab.4.3'!$R$35:$X$41,7)))","v":""},{"$f":"IF(AD343=\"\",\"\",IF(AE343=1,FCi(J343,AK343),FTr(J343,AJ343,AK343)))","v":""},"",{"$f":"IF(AD343=\"\",\"\",Hw(BH343,BI343,BJ343,BK343,BL343,BM343,Z,BN343,AO343,AK343))","v":""},"","","","",{"$f":"IF(AD343=\"\",\"\",ho(BT343,AK343,AX343))","v":""},{"$f":"IF(AD343=\"\",\"\",IF(AE343=1,PeriCi(AK343,BB343),PeriTr(AJ343,AN343,BB343)))","v":""},{"$f":"IF(AD343=\"\",\"\",IF(AE343=1,AreaCi(AK343,BB343),AreaTr(AJ343,AN343,BB343)))","v":""},{"$f":"IF(AD343=\"\",\"\",RhCi(BW343,BV343))","v":""},"",{"$f":"IF(AD343=\"\",\"\",hf(AL343,J343,AM343,BW343,BX343))","v":""},{"$f":"IF(AD343=\"\",\"\",LOOKUP(AP343,Tab.4.5!$J$6:$J$27,Tab.4.5!$L$6:$L$27))","v":""},{"$f":"IF(AD343=\"\",\"\",He(CA343,BY343))","v":""},{"$f":"IF(AD343=\"\",\"\",Hs(BY343))","v":""},{"$f":"IF(AD343=\"\",\"\",Hm(BU343,BZ343,CB343,CC343,AL343,AO343))","v":""},"","","","","","",null,null,null,null,null,null,null,null,null,null,null,null,null,null,null,0,0,0,0,0,{"$f":"IF(CK343=\"\",\"\",IF(CL343=1,YcCi(CR343,J343),YcTr(J343,CQ343,CU343)))","v":""},{"$f":"IF(CK343=\"\",\"\",IF(CL343=1,Teta1(DE343,CR343),\"-\"))","v":""},"","",{"$f":"IF(CK343=\"\",\"\",IF(CL343=1,Ynci(CR343,J343,CT343,CV343),YnTr(1,CT343,CQ343,CU343,CV343,J343)))","v":""},{"$f":"IF(CK343=\"\",\"\",IF(CL343=1,Teta1(DI343,CR343),\"-\"))","v":""},{"$f":"IF(CK343=\"\",\"\",IF(CL343=1,AreaCi(CR343,J343),AreaTr(CQ343,CU343,DI343)))","v":""},{"$f":"IF(CK343=\"\",\"\",IF(CL343=1,FrCi(DM343,9.806,DJ343,CR343),FrTr(DM343,9.806,CQ343,CU343,DI343)))","v":""},"",{"$f":"IF(CK343=\"\",\"\",IF(CL343=1,LOOKUP(CP343,'Vmáx(material) - Tab.4.3'!$L$2:$L$11,'Vmáx(material) - Tab.4.3'!$M$2:$M$11),LOOKUP(CP343,'Vmáx(material) - Tab.4.3'!$L$15,'Vmáx(material) - Tab.4.3'!$M$15)))","v":""},{"$f":"IF(CK343=\"\",\"\",VLOOKUP($CO343,'Vmáx(material) - Tab.4.3'!$R$35:$X$41,2))","v":""},{"$f":"IF(CK343=\"\",\"\",VLOOKUP($CO343,'Vmáx(material) - Tab.4.3'!$R$35:$X$41,3))","v":""},{"$f":"IF(CK343=\"\",\"\",VLOOKUP($CO343,'Vmáx(material) - Tab.4.3'!$R$35:$X$41,4))","v":""},{"$f":"IF(CK343=\"\",\"\",VLOOKUP($CO343,'Vmáx(material) - Tab.4.3'!$R$35:$X$41,5))","v":""},{"$f":"IF(CK343=\"\",\"\",VLOOKUP($CO343,'Vmáx(material) - Tab.4.3'!$R$35:$X$41,6))","v":""},{"$f":"IF(CK343=\"\",\"\",IF(CK343=\"\",\"\",VLOOKUP(CO343,'Vmáx(material) - Tab.4.3'!$R$35:$X$41,7)))","v":""},{"$f":"IF(CK343=\"\",\"\",IF(CL343=1,FCi(J343,CR343),FTr(J343,CQ343,CR343)))","v":""},"",{"$f":"IF(CK343=\"\",\"\",Hw(DO343,DP343,DQ343,DR343,DS343,DT343,Z,DU343,CV343,CR343))","v":""},"","","","","",{"$f":"IF(CK343=\"\",\"\",IF(CL343=1,PeriCi(CR343,DI343),PeriTr(CQ343,CU343,DI343)))","v":""},{"$f":"IF(CK343=\"\",\"\",IF(CL343=1,AreaCi(CR343,DI343),AreaTr(CQ343,CU343,DI343)))","v":""},{"$f":"IF(CK343=\"\",\"\",RhCi(DK343,EC343))","v":""},"",{"$f":"IF(CK343=\"\",\"\",hf(CS343,J343,CT343,DK343,EE343))","v":""},{"$f":"IF(CK343=\"\",\"\",LOOKUP(CW343,Tab.4.5!$J$6:$J$27,Tab.4.5!$L$6:$L$27))","v":""},{"$f":"IF(CK343=\"\",\"\",He(EH343,DM343))","v":""},{"$f":"IF(CK343=\"\",\"\",Hs(DM343))","v":""},{"$f":"IF(CK343=\"\",\"\",Hm(EB343,EG343,EI343,EJ343,CS343,CV343))","v":""},"","","","","","","K45+-45000 () ",{"$f":"IF(B343=\"Existe.\",IF(AE343=1,CONCATENATE(#REF!,AK343,\" m.\"),CONCATENATE(#REF!,AJ343,\" m x \",AK343,\" m.\")),IF(CL343=1,CONCATENATE(#REF!,CR343,\" m.\"),CONCATENATE(#REF!,CQ343,\" m x \",CR343,\" m.\")))","v":{"$error":"#REF!"}},"Concreto, L =  m, S = 0 %.","Cota clave eje= 0 msnm.",null,null,null,"","","","","",{"$f":"IF(EV343=\"\",\"\",VLOOKUP(EY343,'Estructura escalonada'!$D$3:$H$953,2))","v":""},"","","","","",""]
[null,null,null,null,null,null,null,null,null,null,null,0,null,0,null,null,null,null,null,null,{"$f":"IF(K346=\"No\",\"\",IF(O346=\"\",YcCi(P346,N346),YcTr(N346,O346,S346)))","v":{"$error":"#VALUE!"}},{"$f":"IF(K346=\"No\",\"\",IF(O346=\"\",Teta1(U346,P346),\"-\"))","v":{"$error":"#VALUE!"}},{"$error":"#VALUE!"},{"$error":"#VALUE!"},{"$f":"IF(K346=\"No\",\"\",IF(O346=\"\",Ynci(P346,N346,R346,T346),YnTr(1,R346,O346,S346,T346,N346)))","v":{"$error":"#VALUE!"}},{"$f":"IF(K346=\"No\",\"\",IF(O346=\"\",Teta1(Y346,P346),\"-\"))","v":{"$error":"#VALUE!"}},{"$f":"IF(K346=\"No\",\"\",IF(O346=\"\",AreaCi(P346,Y346),AreaTr(O346,S346,Y346)))","v":{"$error":"#VALUE!"}},{"$f":"IF(K346=\"No\",\"\",IF(O346=\"\",FrCi(AC346,9.806,Z346,P346),FrTr(AC346,9.806,O346,S346,Y346)))","v":{"$error":"#VALUE!"}},{"$error":"#VALUE!"},null,null,null,null,null,null,null,null,null,null,null,null,null,null,null,0,0,"","","",{"$f":"IF(AD346=\"\",\"\",IF(AE346=1,YcCi(AK346,J346),YcTr(J346,AJ346,AN346)))","v":""},{"$f":"IF(AD346=\"\",\"\",IF(AE346=1,Teta1(AX346,AK346),\"-\"))","v":""},{"$f":"IF(AD346=\"\",\"\",IF(AE346=1,AreaCi(AK346,AX346),AreaTr(AJ346,AN346,AX346)))","v":""},"",{"$f":"IF(AD346=\"\",\"\",IF(AE346=1,Ynci(AK346,J346,AM346,AO346),YnTr(1,AM346,AJ346,AN346,AO346,J346)))","v":""},{"$f":"IF(AD346=\"\",\"\",IF(AE346=1,Teta1(BB346,AK346),\"-\"))","v":""},{"$f":"IF(AD346=\"\",\"\",IF(AE346=1,AreaCi(AK346,BB346),AreaTr(AJ346,AN346,BB346)))","v":""},{"$f":"IF(AD346=\"\",\"\",IF(AE346=1,FrCi(BF346,9.806,BC346,AK346),FrTr(BF346,9.806,AJ346,AN346,BB346)))","v":""},"",{"$f":"IF(AD346=\"\",\"\",IF(AE346=1,LOOKUP(AI346,'Vmáx(material) - Tab.4.3'!$L$2:$L$11,'Vmáx(material) - Tab.4.3'!$M$2:$M$11),LOOKUP(AI346,'Vmáx(material) - Tab.4.3'!$L$15,'Vmáx(material) - Tab.4.3'!$M$15)))","v":""},{"$f":"IF(AD346=\"\",\"\",VLOOKUP($AH346,'Vmáx(material) - Tab.4.3'!$R$35:$X$41,2))","v":""},{"$f":"IF(AD346=\"\",\"\",VLOOKUP($AH346,'Vmáx(material) - Tab.4.3'!$R$35:$X$41,3))","v":""},{"$f":"IF(AD346=\"\",\"\",VLOOKUP($AH346,'Vmáx(material) - Tab.4.3'!$R$35:$X$41,4))","v":""},{"$f":"IF(AD346=\"\",\"\",VLOOKUP($AH346,'Vmáx(material) - Tab.4.3'!$R$35:$X$41,5))","v":""},{"$f":"IF(AD346=\"\",\"\",VLOOKUP($AH346,'Vmáx(material) - Tab.4.3'!$R$35:$X$41,6))","v":""},{"$f":"IF(AD346=\"\",\"\",IF(AD346=\"\",\"\",VLOOKUP($AH346,'Vmáx(material) - Tab.4.3'!$R$35:$X$41,7)))","v":""},{"$f":"IF(AD346=\"\",\"\",IF(AE346=1,FCi(J346,AK346),FTr(J346,AJ346,AK346)))","v":""},"",{"$f":"IF(AD346=\"\",\"\",Hw(BH346,BI346,BJ346,BK346,BL346,BM346,Z,BN346,AO346,AK346))","v":""},"","","","",{"$f":"IF(AD346=\"\",\"\",ho(BT346,AK346,AX346))","v":""},{"$f":"IF(AD346=\"\",\"\",IF(AE346=1,PeriCi(AK346,BB346),PeriTr(AJ346,AN346,BB346)))","v":""},{"$f":"IF(AD346=\"\",\"\",IF(AE346=1,AreaCi(AK346,BB346),AreaTr(AJ346,AN346,BB346)))","v":""},{"$f":"IF(AD346=\"\",\"\",RhCi(BW346,BV346))","v":""},"",{"$f":"IF(AD346=\"\",\"\",hf(AL346,J346,AM346,BW346,BX346))","v":""},{"$f":"IF(AD346=\"\",\"\",LOOKUP(AP346,Tab.4.5!$J$6:$J$27,Tab.4.5!$L$6:$L$27))","v":""},{"$f":"IF(AD346=\"\",\"\",He(CA346,BY346))","v":""},{"$f":"IF(AD346=\"\",\"\",Hs(BY346))","v":""},{"$f":"IF(AD346=\"\",\"\",Hm(BU346,BZ346,CB346,CC346,AL346,AO346))","v":""},"","","","","","",null,null,null,null,null,null,null,null,null,null,null,null,null,null,null,0,0,0,0,0,{"$f":"IF(CK346=\"\",\"\",IF(CL346=1,YcCi(CR346,J346),YcTr(J346,CQ346,CU346)))","v":""},{"$f":"IF(CK346=\"\",\"\",IF(CL346=1,Teta1(DE346,CR346),\"-\"))","v":""},"","",{"$f":"IF(CK346=\"\",\"\",IF(CL346=1,Ynci(CR346,J346,CT346,CV346),YnTr(1,CT346,CQ346,CU346,CV346,J346)))","v":""},{"$f":"IF(CK346=\"\",\"\",IF(CL346=1,Teta1(DI346,CR346),\"-\"))","v":""},{"$f":"IF(CK346=\"\",\"\",IF(CL346=1,AreaCi(CR346,J346),AreaTr(CQ346,CU346,DI346)))","v":""},{"$f":"IF(CK346=\"\",\"\",IF(CL346=1,FrCi(DM346,9.806,DJ346,CR346),FrTr(DM346,9.806,CQ346,CU346,DI346)))","v":""},"",{"$f":"IF(CK346=\"\",\"\",IF(CL346=1,LOOKUP(CP346,'Vmáx(material) - Tab.4.3'!$L$2:$L$11,'Vmáx(material) - Tab.4.3'!$M$2:$M$11),LOOKUP(CP346,'Vmáx(material) - Tab.4.3'!$L$15,'Vmáx(material) - Tab.4.3'!$M$15)))","v":""},{"$f":"IF(CK346=\"\",\"\",VLOOKUP($CO346,'Vmáx(material) - Tab.4.3'!$R$35:$X$41,2))","v":""},{"$f":"IF(CK346=\"\",\"\",VLOOKUP($CO346,'Vmáx(material) - Tab.4.3'!$R$35:$X$41,3))","v":""},{"$f":"IF(CK346=\"\",\"\",VLOOKUP($CO346,'Vmáx(material) - Tab.4.3'!$R$35:$X$41,4))","v":""},{"$f":"IF(CK346=\"\",\"\",VLOOKUP($CO346,'Vmáx(material) - Tab.4.3'!$R$35:$X$41,5))","v":""},{"$f":"IF(CK346=\"\",\"\",VLOOKUP($CO346,'Vmáx(material) - Tab.4.3'!$R$35:$X$41,6))","v":""},{"$f":"IF(CK346=\"\",\"\",IF(CK346=\"\",\"\",VLOOKUP(CO346,'Vmáx(material) - Tab.4.3'!$R$35:$X$41,7)))","v":""},{"$f":"IF(CK346=\"\",\"\",IF(CL346=1,FCi(J346,CR346),FTr(J346,CQ346,CR346)))","v":""},"",{"$f":"IF(CK346=\"\",\"\",Hw(DO346,DP346,DQ346,DR346,DS346,DT346,Z,DU346,CV346,CR346))","v":""},"","","","","",{"$f":"IF(CK346=\"\",\"\",IF(CL346=1,PeriCi(CR346,DI346),PeriTr(CQ346,CU346,DI346)))","v":""},{"$f":"IF(CK346=\"\",\"\",IF(CL346=1,AreaCi(CR346,DI346),AreaTr(CQ346,CU346,DI346)))","v":""},{"$f":"IF(CK346=\"\",\"\",RhCi(DK346,EC346))","v":""},"",{"$f":"IF(CK346=\"\",\"\",hf(CS346,J346,CT346,DK346,EE346))","v":""},{"$f":"IF(CK346=\"\",\"\",LOOKUP(CW346,Tab.4.5!$J$6:$J$27,Tab.4.5!$L$6:$L$27))","v":""},{"$f":"IF(CK346=\"\",\"\",He(EH346,DM346))","v":""},{"$f":"IF(CK346=\"\",\"\",Hs(DM346))","v":""},{"$f":"IF(CK346=\"\",\"\",Hm(EB346,EG346,EI346,EJ346,CS346,CV346))","v":""},"","","","","","","K45+-45000 () ",{"$f":"IF(B346=\"Existe.\",IF(AE346=1,CONCATENATE(#REF!,AK346,\" m.\"),CONCATENATE(#REF!,AJ346,\" m x \",AK346,\" m.\")),IF(CL346=1,CONCATENATE(#REF!,CR346,\" m.\"),CONCATENATE(#REF!,CQ346,\" m x \",CR346,\" m.\")))","v":{"$error":"#REF!"}},"Concreto, L =  m, S = 0 %.","Cota clave eje= 0 msnm.",null,null,null,"","","","","",{"$f":"IF(EV346=\"\",\"\",VLOOKUP(EY346,'Estructura escalonada'!$D$3:$H$953,2))","v":""},"","","","","",""]
[null,null,null,null,null,null,null,null,null,null,null,0,null,0,null,null,null,null,null,null,{"$f":"IF(K348=\"No\",\"\",IF(O348=\"\",YcCi(P348,N348),YcTr(N348,O348,S348)))","v":{"$error":"#VALUE!"}},{"$f":"IF(K348=\"No\",\"\",IF(O348=\"\",Teta1(U348,P348),\"-\"))","v":{"$error":"#VALUE!"}},{"$error":"#VALUE!"},{"$error":"#VALUE!"},{"$f":"IF(K348=\"No\",\"\",IF(O348=\"\",Ynci(P348,N348,R348,T348),YnTr(1,R348,O348,S348,T348,N348)))","v":{"$error":"#VALUE!"}},{"$f":"IF(K348=\"No\",\"\",IF(O348=\"\",Teta1(Y348,P348),\"-\"))","v":{"$error":"#VALUE!"}},{"$f":"IF(K348=\"No\",\"\",IF(O348=\"\",AreaCi(P348,Y348),AreaTr(O348,S348,Y348)))","v":{"$error":"#VALUE!"}},{"$f":"IF(K348=\"No\",\"\",IF(O348=\"\",FrCi(AC348,9.806,Z348,P348),FrTr(AC348,9.806,O348,S348,Y348)))","v":{"$error":"#VALUE!"}},{"$error":"#VALUE!"},null,null,null,null,null,null,null,null,null,null,null,null,null,null,null,0,0,"","","",{"$f":"IF(AD348=\"\",\"\",IF(AE348=1,YcCi(AK348,J348),YcTr(J348,AJ348,AN348)))","v":""},{"$f":"IF(AD348=\"\",\"\",IF(AE348=1,Teta1(AX348,AK348),\"-\"))","v":""},{"$f":"IF(AD348=\"\",\"\",IF(AE348=1,AreaCi(AK348,AX348),AreaTr(AJ348,AN348,AX348)))","v":""},"",{"$f":"IF(AD348=\"\",\"\",IF(AE348=1,Ynci(AK348,J348,AM348,AO348),YnTr(1,AM348,AJ348,AN348,AO348,J348)))","v":""},{"$f":"IF(AD348=\"\",\"\",IF(AE348=1,Teta1(BB348,AK348),\"-\"))","v":""},{"$f":"IF(AD348=\"\",\"\",IF(AE348=1,AreaCi(AK348,BB348),AreaTr(AJ348,AN348,BB348)))","v":""},{"$f":"IF(AD348=\"\",\"\",IF(AE348=1,FrCi(BF348,9.806,BC348,AK348),FrTr(BF348,9.806,AJ348,AN348,BB348)))","v":""},"",{"$f":"IF(AD348=\"\",\"\",IF(AE348=1,LOOKUP(AI348,'Vmáx(material) - Tab.4.3'!$L$2:$L$11,'Vmáx(material) - Tab.4.3'!$M$2:$M$11),LOOKUP(AI348,'Vmáx(material) - Tab.4.3'!$L$15,'Vmáx(material) - Tab.4.3'!$M$15)))","v":""},{"$f":"IF(AD348=\"\",\"\",VLOOKUP($AH348,'Vmáx(material) - Tab.4.3'!$R$35:$X$41,2))","v":""},{"$f":"IF(AD348=\"\",\"\",VLOOKUP($AH348,'Vmáx(material) - Tab.4.3'!$R$35:$X$41,3))","v":""},{"$f":"IF(AD348=\"\",\"\",VLOOKUP($AH348,'Vmáx(material) - Tab.4.3'!$R$35:$X$41,4))","v":""},{"$f":"IF(AD348=\"\",\"\",VLOOKUP($AH348,'Vmáx(material) - Tab.4.3'!$R$35:$X$41,5))","v":""},{"$f":"IF(AD348=\"\",\"\",VLOOKUP($AH348,'Vmáx(material) - Tab.4.3'!$R$35:$X$41,6))","v":""},{"$f":"IF(AD348=\"\",\"\",IF(AD348=\"\",\"\",VLOOKUP($AH348,'Vmáx(material) - Tab.4.3'!$R$35:$X$41,7)))","v":""},{"$f":"IF(AD348=\"\",\"\",IF(AE348=1,FCi(J348,AK348),FTr(J348,AJ348,AK348)))","v":""},"",{"$f":"IF(AD348=\"\",\"\",Hw(BH348,BI348,BJ348,BK348,BL348,BM348,Z,BN348,AO348,AK348))","v":""},"","","","",{"$f":"IF(AD348=\"\",\"\",ho(BT348,AK348,AX348))","v":""},{"$f":"IF(AD348=\"\",\"\",IF(AE348=1,PeriCi(AK348,BB348),PeriTr(AJ348,AN348,BB348)))","v":""},{"$f":"IF(AD348=\"\",\"\",IF(AE348=1,AreaCi(AK348,BB348),AreaTr(AJ348,AN348,BB348)))","v":""},{"$f":"IF(AD348=\"\",\"\",RhCi(BW348,BV348))","v":""},"",{"$f":"IF(AD348=\"\",\"\",hf(AL348,J348,AM348,BW348,BX348))","v":""},{"$f":"IF(AD348=\"\",\"\",LOOKUP(AP348,Tab.4.5!$J$6:$J$27,Tab.4.5!$L$6:$L$27))","v":""},{"$f":"IF(AD348=\"\",\"\",He(CA348,BY348))","v":""},{"$f":"IF(AD348=\"\",\"\",Hs(BY348))","v":""},{"$f":"IF(AD348=\"\",\"\",Hm(BU348,BZ348,CB348,CC348,AL348,AO348))","v":""},"","","","","","",null,null,null,null,null,null,null,null,null,null,null,null,null,null,null,0,0,0,0,0,{"$f":"IF(CK348=\"\",\"\",IF(CL348=1,YcCi(CR348,J348),YcTr(J348,CQ348,CU348)))","v":""},{"$f":"IF(CK348=\"\",\"\",IF(CL348=1,Teta1(DE348,CR348),\"-\"))","v":""},"","",{"$f":"IF(CK348=\"\",\"\",IF(CL348=1,Ynci(CR348,J348,CT348,CV348),YnTr(1,CT348,CQ348,CU348,CV348,J348)))","v":""},{"$f":"IF(CK348=\"\",\"\",IF(CL348=1,Teta1(DI348,CR348),\"-\"))","v":""},{"$f":"IF(CK348=\"\",\"\",IF(CL348=1,AreaCi(CR348,J348),AreaTr(CQ348,CU348,DI348)))","v":""},{"$f":"IF(CK348=\"\",\"\",IF(CL348=1,FrCi(DM348,9.806,DJ348,CR348),FrTr(DM348,9.806,CQ348,CU348,DI348)))","v":""},"",{"$f":"IF(CK348=\"\",\"\",IF(CL348=1,LOOKUP(CP348,'Vmáx(material) - Tab.4.3'!$L$2:$L$11,'Vmáx(material) - Tab.4.3'!$M$2:$M$11),LOOKUP(CP348,'Vmáx(material) - Tab.4.3'!$L$15,'Vmáx(material) - Tab.4.3'!$M$15)))","v":""},{"$f":"IF(CK348=\"\",\"\",VLOOKUP($CO348,'Vmáx(material) - Tab.4.3'!$R$35:$X$41,2))","v":""},{"$f":"IF(CK348=\"\",\"\",VLOOKUP($CO348,'Vmáx(material) - Tab.4.3'!$R$35:$X$41,3))","v":""},{"$f":"IF(CK348=\"\",\"\",VLOOKUP($CO348,'Vmáx(material) - Tab.4.3'!$R$35:$X$41,4))","v":""},{"$f":"IF(CK348=\"\",\"\",VLOOKUP($CO348,'Vmáx(material) - Tab.4.3'!$R$35:$X$41,5))","v":""},{"$f":"IF(CK348=\"\",\"\",VLOOKUP($CO348,'Vmáx(material) - Tab.4.3'!$R$35:$X$41,6))","v":""},{"$f":"IF(CK348=\"\",\"\",IF(CK348=\"\",\"\",VLOOKUP(CO348,'Vmáx(material) - Tab.4.3'!$R$35:$X$41,7)))","v":""},{"$f":"IF(CK348=\"\",\"\",IF(CL348=1,FCi(J348,CR348),FTr(J348,CQ348,CR348)))","v":""},"",{"$f":"IF(CK348=\"\",\"\",Hw(DO348,DP348,DQ348,DR348,DS348,DT348,Z,DU348,CV348,CR348))","v":""},"","","","","",{"$f":"IF(CK348=\"\",\"\",IF(CL348=1,PeriCi(CR348,DI348),PeriTr(CQ348,CU348,DI348)))","v":""},{"$f":"IF(CK348=\"\",\"\",IF(CL348=1,AreaCi(CR348,DI348),AreaTr(CQ348,CU348,DI348)))","v":""},{"$f":"IF(CK348=\"\",\"\",RhCi(DK348,EC348))","v":""},"",{"$f":"IF(CK348=\"\",\"\",hf(CS348,J348,CT348,DK348,EE348))","v":""},{"$f":"IF(CK348=\"\",\"\",LOOKUP(CW348,Tab.4.5!$J$6:$J$27,Tab.4.5!$L$6:$L$27))","v":""},{"$f":"IF(CK348=\"\",\"\",He(EH348,DM348))","v":""},{"$f":"IF(CK348=\"\",\"\",Hs(DM348))","v":""},{"$f":"IF(CK348=\"\",\"\",Hm(EB348,EG348,EI348,EJ348,CS348,CV348))","v":""},"","","","","","","K45+-45000 () ",{"$f":"IF(B348=\"Existe.\",IF(AE348=1,CONCATENATE(#REF!,AK348,\" m.\"),CONCATENATE(#REF!,AJ348,\" m x \",AK348,\" m.\")),IF(CL348=1,CONCATENATE(#REF!,CR348,\" m.\"),CONCATENATE(#REF!,CQ348,\" m x \",CR348,\" m.\")))","v":{"$error":"#REF!"}},"Concreto, L =  m, S = 0 %.","Cota clave eje= 0 msnm.",null,null,null,"","","","","",{"$f":"IF(EV348=\"\",\"\",VLOOKUP(EY348,'Estructura escalonada'!$D$3:$H$953,2))","v":""},"","","","","",""]
[null,null,null,null,null,null,null,null,null,null,null,0,null,0,null,null,null,null,null,null,{"$f":"IF(K352=\"No\",\"\",IF(O352=\"\",YcCi(P352,N352),YcTr(N352,O352,S352)))","v":{"$error":"#VALUE!"}},{"$f":"IF(K352=\"No\",\"\",IF(O352=\"\",Teta1(U352,P352),\"-\"))","v":{"$error":"#VALUE!"}},{"$error":"#VALUE!"},{"$error":"#VALUE!"},{"$f":"IF(K352=\"No\",\"\",IF(O352=\"\",Ynci(P352,N352,R352,T352),YnTr(1,R352,O352,S352,T352,N352)))","v":{"$error":"#VALUE!"}},{"$f":"IF(K352=\"No\",\"\",IF(O352=\"\",Teta1(Y352,P352),\"-\"))","v":{"$error":"#VALUE!"}},{"$f":"IF(K352=\"No\",\"\",IF(O352=\"\",AreaCi(P352,Y352),AreaTr(O352,S352,Y352)))","v":{"$error":"#VALUE!"}},{"$f":"IF(K352=\"No\",\"\",IF(O352=\"\",FrCi(AC352,9.806,Z352,P352),FrTr(AC352,9.806,O352,S352,Y352)))","v":{"$error":"#VALUE!"}},{"$error":"#VALUE!"},null,null,null,null,null,null,null,null,null,null,null,null,null,null,null,0,0,"","","",{"$f":"IF(AD352=\"\",\"\",IF(AE352=1,YcCi(AK352,J352),YcTr(J352,AJ352,AN352)))","v":""},{"$f":"IF(AD352=\"\",\"\",IF(AE352=1,Teta1(AX352,AK352),\"-\"))","v":""},{"$f":"IF(AD352=\"\",\"\",IF(AE352=1,AreaCi(AK352,AX352),AreaTr(AJ352,AN352,AX352)))","v":""},"",{"$f":"IF(AD352=\"\",\"\",IF(AE352=1,Ynci(AK352,J352,AM352,AO352),YnTr(1,AM352,AJ352,AN352,AO352,J352)))","v":""},{"$f":"IF(AD352=\"\",\"\",IF(AE352=1,Teta1(BB352,AK352),\"-\"))","v":""},{"$f":"IF(AD352=\"\",\"\",IF(AE352=1,AreaCi(AK352,BB352),AreaTr(AJ352,AN352,BB352)))","v":""},{"$f":"IF(AD352=\"\",\"\",IF(AE352=1,FrCi(BF352,9.806,BC352,AK352),FrTr(BF352,9.806,AJ352,AN352,BB352)))","v":""},"",{"$f":"IF(AD352=\"\",\"\",IF(AE352=1,LOOKUP(AI352,'Vmáx(material) - Tab.4.3'!$L$2:$L$11,'Vmáx(material) - Tab.4.3'!$M$2:$M$11),LOOKUP(AI352,'Vmáx(material) - Tab.4.3'!$L$15,'Vmáx(material) - Tab.4.3'!$M$15)))","v":""},{"$f":"IF(AD352=\"\",\"\",VLOOKUP($AH352,'Vmáx(material) - Tab.4.3'!$R$35:$X$41,2))","v":""},{"$f":"IF(AD352=\"\",\"\",VLOOKUP($AH352,'Vmáx(material) - Tab.4.3'!$R$35:$X$41,3))","v":""},{"$f":"IF(AD352=\"\",\"\",VLOOKUP($AH352,'Vmáx(material) - Tab.4.3'!$R$35:$X$41,4))","v":""},{"$f":"IF(AD352=\"\",\"\",VLOOKUP($AH352,'Vmáx(material) - Tab.4.3'!$R$35:$X$41,5))","v":""},{"$f":"IF(AD352=\"\",\"\",VLOOKUP($AH352,'Vmáx(material) - Tab.4.3'!$R$35:$X$41,6))","v":""},{"$f":"IF(AD352=\"\",\"\",IF(AD352=\"\",\"\",VLOOKUP($AH352,'Vmáx(material) - Tab.4.3'!$R$35:$X$41,7)))","v":""},{"$f":"IF(AD352=\"\",\"\",IF(AE352=1,FCi(J352,AK352),FTr(J352,AJ352,AK352)))","v":""},"",{"$f":"IF(AD352=\"\",\"\",Hw(BH352,BI352,BJ352,BK352,BL352,BM352,Z,BN352,AO352,AK352))","v":""},"","","","",{"$f":"IF(AD352=\"\",\"\",ho(BT352,AK352,AX352))","v":""},{"$f":"IF(AD352=\"\",\"\",IF(AE352=1,PeriCi(AK352,BB352),PeriTr(AJ352,AN352,BB352)))","v":""},{"$f":"IF(AD352=\"\",\"\",IF(AE352=1,AreaCi(AK352,BB352),AreaTr(AJ352,AN352,BB352)))","v":""},{"$f":"IF(AD352=\"\",\"\",RhCi(BW352,BV352))","v":""},"",{"$f":"IF(AD352=\"\",\"\",hf(AL352,J352,AM352,BW352,BX352))","v":""},{"$f":"IF(AD352=\"\",\"\",LOOKUP(AP352,Tab.4.5!$J$6:$J$27,Tab.4.5!$L$6:$L$27))","v":""},{"$f":"IF(AD352=\"\",\"\",He(CA352,BY352))","v":""},{"$f":"IF(AD352=\"\",\"\",Hs(BY352))","v":""},{"$f":"IF(AD352=\"\",\"\",Hm(BU352,BZ352,CB352,CC352,AL352,AO352))","v":""},"","","","","","",null,null,null,null,null,null,null,null,null,null,null,null,null,null,null,0,0,0,0,0,{"$f":"IF(CK352=\"\",\"\",IF(CL352=1,YcCi(CR352,J352),YcTr(J352,CQ352,CU352)))","v":""},{"$f":"IF(CK352=\"\",\"\",IF(CL352=1,Teta1(DE352,CR352),\"-\"))","v":""},"","",{"$f":"IF(CK352=\"\",\"\",IF(CL352=1,Ynci(CR352,J352,CT352,CV352),YnTr(1,CT352,CQ352,CU352,CV352,J352)))","v":""},{"$f":"IF(CK352=\"\",\"\",IF(CL352=1,Teta1(DI352,CR352),\"-\"))","v":""},{"$f":"IF(CK352=\"\",\"\",IF(CL352=1,AreaCi(CR352,J352),AreaTr(CQ352,CU352,DI352)))","v":""},{"$f":"IF(CK352=\"\",\"\",IF(CL352=1,FrCi(DM352,9.806,DJ352,CR352),FrTr(DM352,9.806,CQ352,CU352,DI352)))","v":""},"",{"$f":"IF(CK352=\"\",\"\",IF(CL352=1,LOOKUP(CP352,'Vmáx(material) - Tab.4.3'!$L$2:$L$11,'Vmáx(material) - Tab.4.3'!$M$2:$M$11),LOOKUP(CP352,'Vmáx(material) - Tab.4.3'!$L$15,'Vmáx(material) - Tab.4.3'!$M$15)))","v":""},{"$f":"IF(CK352=\"\",\"\",VLOOKUP($CO352,'Vmáx(material) - Tab.4.3'!$R$35:$X$41,2))","v":""},{"$f":"IF(CK352=\"\",\"\",VLOOKUP($CO352,'Vmáx(material) - Tab.4.3'!$R$35:$X$41,3))","v":""},{"$f":"IF(CK352=\"\",\"\",VLOOKUP($CO352,'Vmáx(material) - Tab.4.3'!$R$35:$X$41,4))","v":""},{"$f":"IF(CK352=\"\",\"\",VLOOKUP($CO352,'Vmáx(material) - Tab.4.3'!$R$35:$X$41,5))","v":""},{"$f":"IF(CK352=\"\",\"\",VLOOKUP($CO352,'Vmáx(material) - Tab.4.3'!$R$35:$X$41,6))","v":""},{"$f":"IF(CK352=\"\",\"\",IF(CK352=\"\",\"\",VLOOKUP(CO352,'Vmáx(material) - Tab.4.3'!$R$35:$X$41,7)))","v":""},{"$f":"IF(CK352=\"\",\"\",IF(CL352=1,FCi(J352,CR352),FTr(J352,CQ352,CR352)))","v":""},"",{"$f":"IF(CK352=\"\",\"\",Hw(DO352,DP352,DQ352,DR352,DS352,DT352,Z,DU352,CV352,CR352))","v":""},"","","","","",{"$f":"IF(CK352=\"\",\"\",IF(CL352=1,PeriCi(CR352,DI352),PeriTr(CQ352,CU352,DI352)))","v":""},{"$f":"IF(CK352=\"\",\"\",IF(CL352=1,AreaCi(CR352,DI352),AreaTr(CQ352,CU352,DI352)))","v":""},{"$f":"IF(CK352=\"\",\"\",RhCi(DK352,EC352))","v":""},"",{"$f":"IF(CK352=\"\",\"\",hf(CS352,J352,CT352,DK352,EE352))","v":""},{"$f":"IF(CK352=\"\",\"\",LOOKUP(CW352,Tab.4.5!$J$6:$J$27,Tab.4.5!$L$6:$L$27))","v":""},{"$f":"IF(CK352=\"\",\"\",He(EH352,DM352))","v":""},{"$f":"IF(CK352=\"\",\"\",Hs(DM352))","v":""},{"$f":"IF(CK352=\"\",\"\",Hm(EB352,EG352,EI352,EJ352,CS352,CV352))","v":""},"","","","","","","K45+-45000 () ",{"$f":"IF(B352=\"Existe.\",IF(AE352=1,CONCATENATE(#REF!,AK352,\" m.\"),CONCATENATE(#REF!,AJ352,\" m x \",AK352,\" m.\")),IF(CL352=1,CONCATENATE(#REF!,CR352,\" m.\"),CONCATENATE(#REF!,CQ352,\" m x \",CR352,\" m.\")))","v":{"$error":"#REF!"}},"Concreto, L =  m, S = 0 %.","Cota clave eje= 0 msnm.",null,null,null,"","","","","",{"$f":"IF(EV352=\"\",\"\",VLOOKUP(EY352,'Estructura escalonada'!$D$3:$H$953,2))","v":""},"","","","","",""]
[null,null,null,null,null,null,null,null,null,null,null,0,null,0,null,null,null,null,null,null,{"$f":"IF(K353=\"No\",\"\",IF(O353=\"\",YcCi(P353,N353),YcTr(N353,O353,S353)))","v":{"$error":"#VALUE!"}},{"$f":"IF(K353=\"No\",\"\",IF(O353=\"\",Teta1(U353,P353),\"-\"))","v":{"$error":"#VALUE!"}},{"$error":"#VALUE!"},{"$error":"#VALUE!"},{"$f":"IF(K353=\"No\",\"\",IF(O353=\"\",Ynci(P353,N353,R353,T353),YnTr(1,R353,O353,S353,T353,N353)))","v":{"$error":"#VALUE!"}},{"$f":"IF(K353=\"No\",\"\",IF(O353=\"\",Teta1(Y353,P353),\"-\"))","v":{"$error":"#VALUE!"}},{"$f":"IF(K353=\"No\",\"\",IF(O353=\"\",AreaCi(P353,Y353),AreaTr(O353,S353,Y353)))","v":{"$error":"#VALUE!"}},{"$f":"IF(K353=\"No\",\"\",IF(O353=\"\",FrCi(AC353,9.806,Z353,P353),FrTr(AC353,9.806,O353,S353,Y353)))","v":{"$error":"#VALUE!"}},{"$error":"#VALUE!"},null,null,null,null,null,null,null,null,null,null,null,null,null,null,null,0,0,"","","",{"$f":"IF(AD353=\"\",\"\",IF(AE353=1,YcCi(AK353,J353),YcTr(J353,AJ353,AN353)))","v":""},{"$f":"IF(AD353=\"\",\"\",IF(AE353=1,Teta1(AX353,AK353),\"-\"))","v":""},{"$f":"IF(AD353=\"\",\"\",IF(AE353=1,AreaCi(AK353,AX353),AreaTr(AJ353,AN353,AX353)))","v":""},"",{"$f":"IF(AD353=\"\",\"\",IF(AE353=1,Ynci(AK353,J353,AM353,AO353),YnTr(1,AM353,AJ353,AN353,AO353,J353)))","v":""},{"$f":"IF(AD353=\"\",\"\",IF(AE353=1,Teta1(BB353,AK353),\"-\"))","v":""},{"$f":"IF(AD353=\"\",\"\",IF(AE353=1,AreaCi(AK353,BB353),AreaTr(AJ353,AN353,BB353)))","v":""},{"$f":"IF(AD353=\"\",\"\",IF(AE353=1,FrCi(BF353,9.806,BC353,AK353),FrTr(BF353,9.806,AJ353,AN353,BB353)))","v":""},"",{"$f":"IF(AD353=\"\",\"\",IF(AE353=1,LOOKUP(AI353,'Vmáx(material) - Tab.4.3'!$L$2:$L$11,'Vmáx(material) - Tab.4.3'!$M$2:$M$11),LOOKUP(AI353,'Vmáx(material) - Tab.4.3'!$L$15,'Vmáx(material) - Tab.4.3'!$M$15)))","v":""},{"$f":"IF(AD353=\"\",\"\",VLOOKUP($AH353,'Vmáx(material) - Tab.4.3'!$R$35:$X$41,2))","v":""},{"$f":"IF(AD353=\"\",\"\",VLOOKUP($AH353,'Vmáx(material) - Tab.4.3'!$R$35:$X$41,3))","v":""},{"$f":"IF(AD353=\"\",\"\",VLOOKUP($AH353,'Vmáx(material) - Tab.4.3'!$R$35:$X$41,4))","v":""},{"$f":"IF(AD353=\"\",\"\",VLOOKUP($AH353,'Vmáx(material) - Tab.4.3'!$R$35:$X$41,5))","v":""},{"$f":"IF(AD353=\"\",\"\",VLOOKUP($AH353,'Vmáx(material) - Tab.4.3'!$R$35:$X$41,6))","v":""},{"$f":"IF(AD353=\"\",\"\",IF(AD353=\"\",\"\",VLOOKUP($AH353,'Vmáx(material) - Tab.4.3'!$R$35:$X$41,7)))","v":""},{"$f":"IF(AD353=\"\",\"\",IF(AE353=1,FCi(J353,AK353),FTr(J353,AJ353,AK353)))","v":""},"",{"$f":"IF(AD353=\"\",\"\",Hw(BH353,BI353,BJ353,BK353,BL353,BM353,Z,BN353,AO353,AK353))","v":""},"","","","",{"$f":"IF(AD353=\"\",\"\",ho(BT353,AK353,AX353))","v":""},{"$f":"IF(AD353=\"\",\"\",IF(AE353=1,PeriCi(AK353,BB353),PeriTr(AJ353,AN353,BB353)))","v":""},{"$f":"IF(AD353=\"\",\"\",IF(AE353=1,AreaCi(AK353,BB353),AreaTr(AJ353,AN353,BB353)))","v":""},{"$f":"IF(AD353=\"\",\"\",RhCi(BW353,BV353))","v":""},"",{"$f":"IF(AD353=\"\",\"\",hf(AL353,J353,AM353,BW353,BX353))","v":""},{"$f":"IF(AD353=\"\",\"\",LOOKUP(AP353,Tab.4.5!$J$6:$J$27,Tab.4.5!$L$6:$L$27))","v":""},{"$f":"IF(AD353=\"\",\"\",He(CA353,BY353))","v":""},{"$f":"IF(AD353=\"\",\"\",Hs(BY353))","v":""},{"$f":"IF(AD353=\"\",\"\",Hm(BU353,BZ353,CB353,CC353,AL353,AO353))","v":""},"","","","","","",null,null,null,null,null,null,null,null,null,null,null,null,null,null,null,0,0,0,0,0,{"$f":"IF(CK353=\"\",\"\",IF(CL353=1,YcCi(CR353,J353),YcTr(J353,CQ353,CU353)))","v":""},{"$f":"IF(CK353=\"\",\"\",IF(CL353=1,Teta1(DE353,CR353),\"-\"))","v":""},"","",{"$f":"IF(CK353=\"\",\"\",IF(CL353=1,Ynci(CR353,J353,CT353,CV353),YnTr(1,CT353,CQ353,CU353,CV353,J353)))","v":""},{"$f":"IF(CK353=\"\",\"\",IF(CL353=1,Teta1(DI353,CR353),\"-\"))","v":""},{"$f":"IF(CK353=\"\",\"\",IF(CL353=1,AreaCi(CR353,J353),AreaTr(CQ353,CU353,DI353)))","v":""},{"$f":"IF(CK353=\"\",\"\",IF(CL353=1,FrCi(DM353,9.806,DJ353,CR353),FrTr(DM353,9.806,CQ353,CU353,DI353)))","v":""},"",{"$f":"IF(CK353=\"\",\"\",IF(CL353=1,LOOKUP(CP353,'Vmáx(material) - Tab.4.3'!$L$2:$L$11,'Vmáx(material) - Tab.4.3'!$M$2:$M$11),LOOKUP(CP353,'Vmáx(material) - Tab.4.3'!$L$15,'Vmáx(material) - Tab.4.3'!$M$15)))","v":""},{"$f":"IF(CK353=\"\",\"\",VLOOKUP($CO353,'Vmáx(material) - Tab.4.3'!$R$35:$X$41,2))","v":""},{"$f":"IF(CK353=\"\",\"\",VLOOKUP($CO353,'Vmáx(material) - Tab.4.3'!$R$35:$X$41,3))","v":""},{"$f":"IF(CK353=\"\",\"\",VLOOKUP($CO353,'Vmáx(material) - Tab.4.3'!$R$35:$X$41,4))","v":""},{"$f":"IF(CK353=\"\",\"\",VLOOKUP($CO353,'Vmáx(material) - Tab.4.3'!$R$35:$X$41,5))","v":""},{"$f":"IF(CK353=\"\",\"\",VLOOKUP($CO353,'Vmáx(material) - Tab.4.3'!$R$35:$X$41,6))","v":""},{"$f":"IF(CK353=\"\",\"\",IF(CK353=\"\",\"\",VLOOKUP(CO353,'Vmáx(material) - Tab.4.3'!$R$35:$X$41,7)))","v":""},{"$f":"IF(CK353=\"\",\"\",IF(CL353=1,FCi(J353,CR353),FTr(J353,CQ353,CR353)))","v":""},"",{"$f":"IF(CK353=\"\",\"\",Hw(DO353,DP353,DQ353,DR353,DS353,DT353,Z,DU353,CV353,CR353))","v":""},"","","","","",{"$f":"IF(CK353=\"\",\"\",IF(CL353=1,PeriCi(CR353,DI353),PeriTr(CQ353,CU353,DI353)))","v":""},{"$f":"IF(CK353=\"\",\"\",IF(CL353=1,AreaCi(CR353,DI353),AreaTr(CQ353,CU353,DI353)))","v":""},{"$f":"IF(CK353=\"\",\"\",RhCi(DK353,EC353))","v":""},"",{"$f":"IF(CK353=\"\",\"\",hf(CS353,J353,CT353,DK353,EE353))","v":""},{"$f":"IF(CK353=\"\",\"\",LOOKUP(CW353,Tab.4.5!$J$6:$J$27,Tab.4.5!$L$6:$L$27))","v":""},{"$f":"IF(CK353=\"\",\"\",He(EH353,DM353))","v":""},{"$f":"IF(CK353=\"\",\"\",Hs(DM353))","v":""},{"$f":"IF(CK353=\"\",\"\",Hm(EB353,EG353,EI353,EJ353,CS353,CV353))","v":""},"","","","","","","K45+-45000 () ",{"$f":"IF(B353=\"Existe.\",IF(AE353=1,CONCATENATE(#REF!,AK353,\" m.\"),CONCATENATE(#REF!,AJ353,\" m x \",AK353,\" m.\")),IF(CL353=1,CONCATENATE(#REF!,CR353,\" m.\"),CONCATENATE(#REF!,CQ353,\" m x \",CR353,\" m.\")))","v":{"$error":"#REF!"}},"Concreto, L =  m, S = 0 %.","Cota clave eje= 0 msnm.",null,null,null,"","","","","",{"$f":"IF(EV353=\"\",\"\",VLOOKUP(EY353,'Estructura escalonada'!$D$3:$H$953,2))","v":""},"","","","","",""]
[null,null,null,null,null,null,null,null,null,null,null,0,null,0,null,null,null,null,null,null,{"$f":"IF(K356=\"No\",\"\",IF(O356=\"\",YcCi(P356,N356),YcTr(N356,O356,S356)))","v":{"$error":"#VALUE!"}},{"$f":"IF(K356=\"No\",\"\",IF(O356=\"\",Teta1(U356,P356),\"-\"))","v":{"$error":"#VALUE!"}},{"$error":"#VALUE!"},{"$error":"#VALUE!"},{"$f":"IF(K356=\"No\",\"\",IF(O356=\"\",Ynci(P356,N356,R356,T356),YnTr(1,R356,O356,S356,T356,N356)))","v":{"$error":"#VALUE!"}},{"$f":"IF(K356=\"No\",\"\",IF(O356=\"\",Teta1(Y356,P356),\"-\"))","v":{"$error":"#VALUE!"}},{"$f":"IF(K356=\"No\",\"\",IF(O356=\"\",AreaCi(P356,Y356),AreaTr(O356,S356,Y356)))","v":{"$error":"#VALUE!"}},{"$f":"IF(K356=\"No\",\"\",IF(O356=\"\",FrCi(AC356,9.806,Z356,P356),FrTr(AC356,9.806,O356,S356,Y356)))","v":{"$error":"#VALUE!"}},{"$error":"#VALUE!"},null,null,null,null,null,null,null,null,null,null,null,null,null,null,null,0,0,"","","",{"$f":"IF(AD356=\"\",\"\",IF(AE356=1,YcCi(AK356,J356),YcTr(J356,AJ356,AN356)))","v":""},{"$f":"IF(AD356=\"\",\"\",IF(AE356=1,Teta1(AX356,AK356),\"-\"))","v":""},{"$f":"IF(AD356=\"\",\"\",IF(AE356=1,AreaCi(AK356,AX356),AreaTr(AJ356,AN356,AX356)))","v":""},"",{"$f":"IF(AD356=\"\",\"\",IF(AE356=1,Ynci(AK356,J356,AM356,AO356),YnTr(1,AM356,AJ356,AN356,AO356,J356)))","v":""},{"$f":"IF(AD356=\"\",\"\",IF(AE356=1,Teta1(BB356,AK356),\"-\"))","v":""},{"$f":"IF(AD356=\"\",\"\",IF(AE356=1,AreaCi(AK356,BB356),AreaTr(AJ356,AN356,BB356)))","v":""},{"$f":"IF(AD356=\"\",\"\",IF(AE356=1,FrCi(BF356,9.806,BC356,AK356),FrTr(BF356,9.806,AJ356,AN356,BB356)))","v":""},"",{"$f":"IF(AD356=\"\",\"\",IF(AE356=1,LOOKUP(AI356,'Vmáx(material) - Tab.4.3'!$L$2:$L$11,'Vmáx(material) - Tab.4.3'!$M$2:$M$11),LOOKUP(AI356,'Vmáx(material) - Tab.4.3'!$L$15,'Vmáx(material) - Tab.4.3'!$M$15)))","v":""},{"$f":"IF(AD356=\"\",\"\",VLOOKUP($AH356,'Vmáx(material) - Tab.4.3'!$R$35:$X$41,2))","v":""},{"$f":"IF(AD356=\"\",\"\",VLOOKUP($AH356,'Vmáx(material) - Tab.4.3'!$R$35:$X$41,3))","v":""},{"$f":"IF(AD356=\"\",\"\",VLOOKUP($AH356,'Vmáx(material) - Tab.4.3'!$R$35:$X$41,4))","v":""},{"$f":"IF(AD356=\"\",\"\",VLOOKUP($AH356,'Vmáx(material) - Tab.4.3'!$R$35:$X$41,5))","v":""},{"$f":"IF(AD356=\"\",\"\",VLOOKUP($AH356,'Vmáx(material) - Tab.4.3'!$R$35:$X$41,6))","v":""},{"$f":"IF(AD356=\"\",\"\",IF(AD356=\"\",\"\",VLOOKUP($AH356,'Vmáx(material) - Tab.4.3'!$R$35:$X$41,7)))","v":""},{"$f":"IF(AD356=\"\",\"\",IF(AE356=1,FCi(J356,AK356),FTr(J356,AJ356,AK356)))","v":""},"",{"$f":"IF(AD356=\"\",\"\",Hw(BH356,BI356,BJ356,BK356,BL356,BM356,Z,BN356,AO356,AK356))","v":""},"","","","",{"$f":"IF(AD356=\"\",\"\",ho(BT356,AK356,AX356))","v":""},{"$f":"IF(AD356=\"\",\"\",IF(AE356=1,PeriCi(AK356,BB356),PeriTr(AJ356,AN356,BB356)))","v":""},{"$f":"IF(AD356=\"\",\"\",IF(AE356=1,AreaCi(AK356,BB356),AreaTr(AJ356,AN356,BB356)))","v":""},{"$f":"IF(AD356=\"\",\"\",RhCi(BW356,BV356))","v":""},"",{"$f":"IF(AD356=\"\",\"\",hf(AL356,J356,AM356,BW356,BX356))","v":""},{"$f":"IF(AD356=\"\",\"\",LOOKUP(AP356,Tab.4.5!$J$6:$J$27,Tab.4.5!$L$6:$L$27))","v":""},{"$f":"IF(AD356=\"\",\"\",He(CA356,BY356))","v":""},{"$f":"IF(AD356=\"\",\"\",Hs(BY356))","v":""},{"$f":"IF(AD356=\"\",\"\",Hm(BU356,BZ356,CB356,CC356,AL356,AO356))","v":""},"","","","","","",null,null,null,null,null,null,null,null,null,null,null,null,null,null,null,0,0,0,0,0,{"$f":"IF(CK356=\"\",\"\",IF(CL356=1,YcCi(CR356,J356),YcTr(J356,CQ356,CU356)))","v":""},{"$f":"IF(CK356=\"\",\"\",IF(CL356=1,Teta1(DE356,CR356),\"-\"))","v":""},"","",{"$f":"IF(CK356=\"\",\"\",IF(CL356=1,Ynci(CR356,J356,CT356,CV356),YnTr(1,CT356,CQ356,CU356,CV356,J356)))","v":""},{"$f":"IF(CK356=\"\",\"\",IF(CL356=1,Teta1(DI356,CR356),\"-\"))","v":""},{"$f":"IF(CK356=\"\",\"\",IF(CL356=1,AreaCi(CR356,J356),AreaTr(CQ356,CU356,DI356)))","v":""},{"$f":"IF(CK356=\"\",\"\",IF(CL356=1,FrCi(DM356,9.806,DJ356,CR356),FrTr(DM356,9.806,CQ356,CU356,DI356)))","v":""},"",{"$f":"IF(CK356=\"\",\"\",IF(CL356=1,LOOKUP(CP356,'Vmáx(material) - Tab.4.3'!$L$2:$L$11,'Vmáx(material) - Tab.4.3'!$M$2:$M$11),LOOKUP(CP356,'Vmáx(material) - Tab.4.3'!$L$15,'Vmáx(material) - Tab.4.3'!$M$15)))","v":""},{"$f":"IF(CK356=\"\",\"\",VLOOKUP($CO356,'Vmáx(material) - Tab.4.3'!$R$35:$X$41,2))","v":""},{"$f":"IF(CK356=\"\",\"\",VLOOKUP($CO356,'Vmáx(material) - Tab.4.3'!$R$35:$X$41,3))","v":""},{"$f":"IF(CK356=\"\",\"\",VLOOKUP($CO356,'Vmáx(material) - Tab.4.3'!$R$35:$X$41,4))","v":""},{"$f":"IF(CK356=\"\",\"\",VLOOKUP($CO356,'Vmáx(material) - Tab.4.3'!$R$35:$X$41,5))","v":""},{"$f":"IF(CK356=\"\",\"\",VLOOKUP($CO356,'Vmáx(material) - Tab.4.3'!$R$35:$X$41,6))","v":""},{"$f":"IF(CK356=\"\",\"\",IF(CK356=\"\",\"\",VLOOKUP(CO356,'Vmáx(material) - Tab.4.3'!$R$35:$X$41,7)))","v":""},{"$f":"IF(CK356=\"\",\"\",IF(CL356=1,FCi(J356,CR356),FTr(J356,CQ356,CR356)))","v":""},"",{"$f":"IF(CK356=\"\",\"\",Hw(DO356,DP356,DQ356,DR356,DS356,DT356,Z,DU356,CV356,CR356))","v":""},"","","","","",{"$f":"IF(CK356=\"\",\"\",IF(CL356=1,PeriCi(CR356,DI356),PeriTr(CQ356,CU356,DI356)))","v":""},{"$f":"IF(CK356=\"\",\"\",IF(CL356=1,AreaCi(CR356,DI356),AreaTr(CQ356,CU356,DI356)))","v":""},{"$f":"IF(CK356=\"\",\"\",RhCi(DK356,EC356))","v":""},"",{"$f":"IF(CK356=\"\",\"\",hf(CS356,J356,CT356,DK356,EE356))","v":""},{"$f":"IF(CK356=\"\",\"\",LOOKUP(CW356,Tab.4.5!$J$6:$J$27,Tab.4.5!$L$6:$L$27))","v":""},{"$f":"IF(CK356=\"\",\"\",He(EH356,DM356))","v":""},{"$f":"IF(CK356=\"\",\"\",Hs(DM356))","v":""},{"$f":"IF(CK356=\"\",\"\",Hm(EB356,EG356,EI356,EJ356,CS356,CV356))","v":""},"","","","","","","K45+-45000 () ",{"$f":"IF(B356=\"Existe.\",IF(AE356=1,CONCATENATE(#REF!,AK356,\" m.\"),CONCATENATE(#REF!,AJ356,\" m x \",AK356,\" m.\")),IF(CL356=1,CONCATENATE(#REF!,CR356,\" m.\"),CONCATENATE(#REF!,CQ356,\" m x \",CR356,\" m.\")))","v":{"$error":"#REF!"}},"Concreto, L =  m, S = 0 %.","Cota clave eje= 0 msnm.",null,null,null,"","","","","",{"$f":"IF(EV356=\"\",\"\",VLOOKUP(EY356,'Estructura escalonada'!$D$3:$H$953,2))","v":""},"","","","","",""]
[null,null,null,null,null,null,null,null,null,null,null,0,null,0,null,null,null,null,null,null,{"$f":"IF(K359=\"No\",\"\",IF(O359=\"\",YcCi(P359,N359),YcTr(N359,O359,S359)))","v":{"$error":"#VALUE!"}},{"$f":"IF(K359=\"No\",\"\",IF(O359=\"\",Teta1(U359,P359),\"-\"))","v":{"$error":"#VALUE!"}},{"$error":"#VALUE!"},{"$error":"#VALUE!"},{"$f":"IF(K359=\"No\",\"\",IF(O359=\"\",Ynci(P359,N359,R359,T359),YnTr(1,R359,O359,S359,T359,N359)))","v":{"$error":"#VALUE!"}},{"$f":"IF(K359=\"No\",\"\",IF(O359=\"\",Teta1(Y359,P359),\"-\"))","v":{"$error":"#VALUE!"}},{"$f":"IF(K359=\"No\",\"\",IF(O359=\"\",AreaCi(P359,Y359),AreaTr(O359,S359,Y359)))","v":{"$error":"#VALUE!"}},{"$f":"IF(K359=\"No\",\"\",IF(O359=\"\",FrCi(AC359,9.806,Z359,P359),FrTr(AC359,9.806,O359,S359,Y359)))","v":{"$error":"#VALUE!"}},{"$error":"#VALUE!"},null,null,null,null,null,null,null,null,null,null,null,null,null,null,null,0,0,"","","",{"$f":"IF(AD359=\"\",\"\",IF(AE359=1,YcCi(AK359,J359),YcTr(J359,AJ359,AN359)))","v":""},{"$f":"IF(AD359=\"\",\"\",IF(AE359=1,Teta1(AX359,AK359),\"-\"))","v":""},{"$f":"IF(AD359=\"\",\"\",IF(AE359=1,AreaCi(AK359,AX359),AreaTr(AJ359,AN359,AX359)))","v":""},"",{"$f":"IF(AD359=\"\",\"\",IF(AE359=1,Ynci(AK359,J359,AM359,AO359),YnTr(1,AM359,AJ359,AN359,AO359,J359)))","v":""},{"$f":"IF(AD359=\"\",\"\",IF(AE359=1,Teta1(BB359,AK359),\"-\"))","v":""},{"$f":"IF(AD359=\"\",\"\",IF(AE359=1,AreaCi(AK359,BB359),AreaTr(AJ359,AN359,BB359)))","v":""},{"$f":"IF(AD359=\"\",\"\",IF(AE359=1,FrCi(BF359,9.806,BC359,AK359),FrTr(BF359,9.806,AJ359,AN359,BB359)))","v":""},"",{"$f":"IF(AD359=\"\",\"\",IF(AE359=1,LOOKUP(AI359,'Vmáx(material) - Tab.4.3'!$L$2:$L$11,'Vmáx(material) - Tab.4.3'!$M$2:$M$11),LOOKUP(AI359,'Vmáx(material) - Tab.4.3'!$L$15,'Vmáx(material) - Tab.4.3'!$M$15)))","v":""},{"$f":"IF(AD359=\"\",\"\",VLOOKUP($AH359,'Vmáx(material) - Tab.4.3'!$R$35:$X$41,2))","v":""},{"$f":"IF(AD359=\"\",\"\",VLOOKUP($AH359,'Vmáx(material) - Tab.4.3'!$R$35:$X$41,3))","v":""},{"$f":"IF(AD359=\"\",\"\",VLOOKUP($AH359,'Vmáx(material) - Tab.4.3'!$R$35:$X$41,4))","v":""},{"$f":"IF(AD359=\"\",\"\",VLOOKUP($AH359,'Vmáx(material) - Tab.4.3'!$R$35:$X$41,5))","v":""},{"$f":"IF(AD359=\"\",\"\",VLOOKUP($AH359,'Vmáx(material) - Tab.4.3'!$R$35:$X$41,6))","v":""},{"$f":"IF(AD359=\"\",\"\",IF(AD359=\"\",\"\",VLOOKUP($AH359,'Vmáx(material) - Tab.4.3'!$R$35:$X$41,7)))","v":""},{"$f":"IF(AD359=\"\",\"\",IF(AE359=1,FCi(J359,AK359),FTr(J359,AJ359,AK359)))","v":""},"",{"$f":"IF(AD359=\"\",\"\",Hw(BH359,BI359,BJ359,BK359,BL359,BM359,Z,BN359,AO359,AK359))","v":""},"","","","",{"$f":"IF(AD359=\"\",\"\",ho(BT359,AK359,AX359))","v":""},{"$f":"IF(AD359=\"\",\"\",IF(AE359=1,PeriCi(AK359,BB359),PeriTr(AJ359,AN359,BB359)))","v":""},{"$f":"IF(AD359=\"\",\"\",IF(AE359=1,AreaCi(AK359,BB359),AreaTr(AJ359,AN359,BB359)))","v":""},{"$f":"IF(AD359=\"\",\"\",RhCi(BW359,BV359))","v":""},"",{"$f":"IF(AD359=\"\",\"\",hf(AL359,J359,AM359,BW359,BX359))","v":""},{"$f":"IF(AD359=\"\",\"\",LOOKUP(AP359,Tab.4.5!$J$6:$J$27,Tab.4.5!$L$6:$L$27))","v":""},{"$f":"IF(AD359=\"\",\"\",He(CA359,BY359))","v":""},{"$f":"IF(AD359=\"\",\"\",Hs(BY359))","v":""},{"$f":"IF(AD359=\"\",\"\",Hm(BU359,BZ359,CB359,CC359,AL359,AO359))","v":""},"","","","","","",null,null,null,null,null,null,null,null,null,null,null,null,null,null,null,0,0,0,0,0,{"$f":"IF(CK359=\"\",\"\",IF(CL359=1,YcCi(CR359,J359),YcTr(J359,CQ359,CU359)))","v":""},{"$f":"IF(CK359=\"\",\"\",IF(CL359=1,Teta1(DE359,CR359),\"-\"))","v":""},"","",{"$f":"IF(CK359=\"\",\"\",IF(CL359=1,Ynci(CR359,J359,CT359,CV359),YnTr(1,CT359,CQ359,CU359,CV359,J359)))","v":""},{"$f":"IF(CK359=\"\",\"\",IF(CL359=1,Teta1(DI359,CR359),\"-\"))","v":""},{"$f":"IF(CK359=\"\",\"\",IF(CL359=1,AreaCi(CR359,J359),AreaTr(CQ359,CU359,DI359)))","v":""},{"$f":"IF(CK359=\"\",\"\",IF(CL359=1,FrCi(DM359,9.806,DJ359,CR359),FrTr(DM359,9.806,CQ359,CU359,DI359)))","v":""},"",{"$f":"IF(CK359=\"\",\"\",IF(CL359=1,LOOKUP(CP359,'Vmáx(material) - Tab.4.3'!$L$2:$L$11,'Vmáx(material) - Tab.4.3'!$M$2:$M$11),LOOKUP(CP359,'Vmáx(material) - Tab.4.3'!$L$15,'Vmáx(material) - Tab.4.3'!$M$15)))","v":""},{"$f":"IF(CK359=\"\",\"\",VLOOKUP($CO359,'Vmáx(material) - Tab.4.3'!$R$35:$X$41,2))","v":""},{"$f":"IF(CK359=\"\",\"\",VLOOKUP($CO359,'Vmáx(material) - Tab.4.3'!$R$35:$X$41,3))","v":""},{"$f":"IF(CK359=\"\",\"\",VLOOKUP($CO359,'Vmáx(material) - Tab.4.3'!$R$35:$X$41,4))","v":""},{"$f":"IF(CK359=\"\",\"\",VLOOKUP($CO359,'Vmáx(material) - Tab.4.3'!$R$35:$X$41,5))","v":""},{"$f":"IF(CK359=\"\",\"\",VLOOKUP($CO359,'Vmáx(material) - Tab.4.3'!$R$35:$X$41,6))","v":""},{"$f":"IF(CK359=\"\",\"\",IF(CK359=\"\",\"\",VLOOKUP(CO359,'Vmáx(material) - Tab.4.3'!$R$35:$X$41,7)))","v":""},{"$f":"IF(CK359=\"\",\"\",IF(CL359=1,FCi(J359,CR359),FTr(J359,CQ359,CR359)))","v":""},"",{"$f":"IF(CK359=\"\",\"\",Hw(DO359,DP359,DQ359,DR359,DS359,DT359,Z,DU359,CV359,CR359))","v":""},"","","","","",{"$f":"IF(CK359=\"\",\"\",IF(CL359=1,PeriCi(CR359,DI359),PeriTr(CQ359,CU359,DI359)))","v":""},{"$f":"IF(CK359=\"\",\"\",IF(CL359=1,AreaCi(CR359,DI359),AreaTr(CQ359,CU359,DI359)))","v":""},{"$f":"IF(CK359=\"\",\"\",RhCi(DK359,EC359))","v":""},"",{"$f":"IF(CK359=\"\",\"\",hf(CS359,J359,CT359,DK359,EE359))","v":""},{"$f":"IF(CK359=\"\",\"\",LOOKUP(CW359,Tab.4.5!$J$6:$J$27,Tab.4.5!$L$6:$L$27))","v":""},{"$f":"IF(CK359=\"\",\"\",He(EH359,DM359))","v":""},{"$f":"IF(CK359=\"\",\"\",Hs(DM359))","v":""},{"$f":"IF(CK359=\"\",\"\",Hm(EB359,EG359,EI359,EJ359,CS359,CV359))","v":""},"","","","","","","K45+-45000 () ",{"$f":"IF(B359=\"Existe.\",IF(AE359=1,CONCATENATE(#REF!,AK359,\" m.\"),CONCATENATE(#REF!,AJ359,\" m x \",AK359,\" m.\")),IF(CL359=1,CONCATENATE(#REF!,CR359,\" m.\"),CONCATENATE(#REF!,CQ359,\" m x \",CR359,\" m.\")))","v":{"$error":"#REF!"}},"Concreto, L =  m, S = 0 %.","Cota clave eje= 0 msnm.",null,null,null,"","","","","",{"$f":"IF(EV359=\"\",\"\",VLOOKUP(EY359,'Estructura escalonada'!$D$3:$H$953,2))","v":""},"","","","","",""]
[null,null,null,null,null,null,null,null,null,null,null,0,null,0,null,null,null,null,null,null,{"$f":"IF(K363=\"No\",\"\",IF(O363=\"\",YcCi(P363,N363),YcTr(N363,O363,S363)))","v":{"$error":"#VALUE!"}},{"$f":"IF(K363=\"No\",\"\",IF(O363=\"\",Teta1(U363,P363),\"-\"))","v":{"$error":"#VALUE!"}},{"$error":"#VALUE!"},{"$error":"#VALUE!"},{"$f":"IF(K363=\"No\",\"\",IF(O363=\"\",Ynci(P363,N363,R363,T363),YnTr(1,R363,O363,S363,T363,N363)))","v":{"$error":"#VALUE!"}},{"$f":"IF(K363=\"No\",\"\",IF(O363=\"\",Teta1(Y363,P363),\"-\"))","v":{"$error":"#VALUE!"}},{"$f":"IF(K363=\"No\",\"\",IF(O363=\"\",AreaCi(P363,Y363),AreaTr(O363,S363,Y363)))","v":{"$error":"#VALUE!"}},{"$f":"IF(K363=\"No\",\"\",IF(O363=\"\",FrCi(AC363,9.806,Z363,P363),FrTr(AC363,9.806,O363,S363,Y363)))","v":{"$error":"#VALUE!"}},{"$error":"#VALUE!"},null,null,null,null,null,null,null,null,null,null,null,null,null,null,null,0,0,"","","",{"$f":"IF(AD363=\"\",\"\",IF(AE363=1,YcCi(AK363,J363),YcTr(J363,AJ363,AN363)))","v":""},{"$f":"IF(AD363=\"\",\"\",IF(AE363=1,Teta1(AX363,AK363),\"-\"))","v":""},{"$f":"IF(AD363=\"\",\"\",IF(AE363=1,AreaCi(AK363,AX363),AreaTr(AJ363,AN363,AX363)))","v":""},"",{"$f":"IF(AD363=\"\",\"\",IF(AE363=1,Ynci(AK363,J363,AM363,AO363),YnTr(1,AM363,AJ363,AN363,AO363,J363)))","v":""},{"$f":"IF(AD363=\"\",\"\",IF(AE363=1,Teta1(BB363,AK363),\"-\"))","v":""},{"$f":"IF(AD363=\"\",\"\",IF(AE363=1,AreaCi(AK363,BB363),AreaTr(AJ363,AN363,BB363)))","v":""},{"$f":"IF(AD363=\"\",\"\",IF(AE363=1,FrCi(BF363,9.806,BC363,AK363),FrTr(BF363,9.806,AJ363,AN363,BB363)))","v":""},"",{"$f":"IF(AD363=\"\",\"\",IF(AE363=1,LOOKUP(AI363,'Vmáx(material) - Tab.4.3'!$L$2:$L$11,'Vmáx(material) - Tab.4.3'!$M$2:$M$11),LOOKUP(AI363,'Vmáx(material) - Tab.4.3'!$L$15,'Vmáx(material) - Tab.4.3'!$M$15)))","v":""},{"$f":"IF(AD363=\"\",\"\",VLOOKUP($AH363,'Vmáx(material) - Tab.4.3'!$R$35:$X$41,2))","v":""},{"$f":"IF(AD363=\"\",\"\",VLOOKUP($AH363,'Vmáx(material) - Tab.4.3'!$R$35:$X$41,3))","v":""},{"$f":"IF(AD363=\"\",\"\",VLOOKUP($AH363,'Vmáx(material) - Tab.4.3'!$R$35:$X$41,4))","v":""},{"$f":"IF(AD363=\"\",\"\",VLOOKUP($AH363,'Vmáx(material) - Tab.4.3'!$R$35:$X$41,5))","v":""},{"$f":"IF(AD363=\"\",\"\",VLOOKUP($AH363,'Vmáx(material) - Tab.4.3'!$R$35:$X$41,6))","v":""},{"$f":"IF(AD363=\"\",\"\",IF(AD363=\"\",\"\",VLOOKUP($AH363,'Vmáx(material) - Tab.4.3'!$R$35:$X$41,7)))","v":""},{"$f":"IF(AD363=\"\",\"\",IF(AE363=1,FCi(J363,AK363),FTr(J363,AJ363,AK363)))","v":""},"",{"$f":"IF(AD363=\"\",\"\",Hw(BH363,BI363,BJ363,BK363,BL363,BM363,Z,BN363,AO363,AK363))","v":""},"","","","",{"$f":"IF(AD363=\"\",\"\",ho(BT363,AK363,AX363))","v":""},{"$f":"IF(AD363=\"\",\"\",IF(AE363=1,PeriCi(AK363,BB363),PeriTr(AJ363,AN363,BB363)))","v":""},{"$f":"IF(AD363=\"\",\"\",IF(AE363=1,AreaCi(AK363,BB363),AreaTr(AJ363,AN363,BB363)))","v":""},{"$f":"IF(AD363=\"\",\"\",RhCi(BW363,BV363))","v":""},"",{"$f":"IF(AD363=\"\",\"\",hf(AL363,J363,AM363,BW363,BX363))","v":""},{"$f":"IF(AD363=\"\",\"\",LOOKUP(AP363,Tab.4.5!$J$6:$J$27,Tab.4.5!$L$6:$L$27))","v":""},{"$f":"IF(AD363=\"\",\"\",He(CA363,BY363))","v":""},{"$f":"IF(AD363=\"\",\"\",Hs(BY363))","v":""},{"$f":"IF(AD363=\"\",\"\",Hm(BU363,BZ363,CB363,CC363,AL363,AO363))","v":""},"","","","","","",null,null,null,null,null,null,null,null,null,null,null,null,null,null,null,0,0,0,0,0,{"$f":"IF(CK363=\"\",\"\",IF(CL363=1,YcCi(CR363,J363),YcTr(J363,CQ363,CU363)))","v":""},{"$f":"IF(CK363=\"\",\"\",IF(CL363=1,Teta1(DE363,CR363),\"-\"))","v":""},"","",{"$f":"IF(CK363=\"\",\"\",IF(CL363=1,Ynci(CR363,J363,CT363,CV363),YnTr(1,CT363,CQ363,CU363,CV363,J363)))","v":""},{"$f":"IF(CK363=\"\",\"\",IF(CL363=1,Teta1(DI363,CR363),\"-\"))","v":""},{"$f":"IF(CK363=\"\",\"\",IF(CL363=1,AreaCi(CR363,J363),AreaTr(CQ363,CU363,DI363)))","v":""},{"$f":"IF(CK363=\"\",\"\",IF(CL363=1,FrCi(DM363,9.806,DJ363,CR363),FrTr(DM363,9.806,CQ363,CU363,DI363)))","v":""},"",{"$f":"IF(CK363=\"\",\"\",IF(CL363=1,LOOKUP(CP363,'Vmáx(material) - Tab.4.3'!$L$2:$L$11,'Vmáx(material) - Tab.4.3'!$M$2:$M$11),LOOKUP(CP363,'Vmáx(material) - Tab.4.3'!$L$15,'Vmáx(material) - Tab.4.3'!$M$15)))","v":""},{"$f":"IF(CK363=\"\",\"\",VLOOKUP($CO363,'Vmáx(material) - Tab.4.3'!$R$35:$X$41,2))","v":""},{"$f":"IF(CK363=\"\",\"\",VLOOKUP($CO363,'Vmáx(material) - Tab.4.3'!$R$35:$X$41,3))","v":""},{"$f":"IF(CK363=\"\",\"\",VLOOKUP($CO363,'Vmáx(material) - Tab.4.3'!$R$35:$X$41,4))","v":""},{"$f":"IF(CK363=\"\",\"\",VLOOKUP($CO363,'Vmáx(material) - Tab.4.3'!$R$35:$X$41,5))","v":""},{"$f":"IF(CK363=\"\",\"\",VLOOKUP($CO363,'Vmáx(material) - Tab.4.3'!$R$35:$X$41,6))","v":""},{"$f":"IF(CK363=\"\",\"\",IF(CK363=\"\",\"\",VLOOKUP(CO363,'Vmáx(material) - Tab.4.3'!$R$35:$X$41,7)))","v":""},{"$f":"IF(CK363=\"\",\"\",IF(CL363=1,FCi(J363,CR363),FTr(J363,CQ363,CR363)))","v":""},"",{"$f":"IF(CK363=\"\",\"\",Hw(DO363,DP363,DQ363,DR363,DS363,DT363,Z,DU363,CV363,CR363))","v":""},"","","","","",{"$f":"IF(CK363=\"\",\"\",IF(CL363=1,PeriCi(CR363,DI363),PeriTr(CQ363,CU363,DI363)))","v":""},{"$f":"IF(CK363=\"\",\"\",IF(CL363=1,AreaCi(CR363,DI363),AreaTr(CQ363,CU363,DI363)))","v":""},{"$f":"IF(CK363=\"\",\"\",RhCi(DK363,EC363))","v":""},"",{"$f":"IF(CK363=\"\",\"\",hf(CS363,J363,CT363,DK363,EE363))","v":""},{"$f":"IF(CK363=\"\",\"\",LOOKUP(CW363,Tab.4.5!$J$6:$J$27,Tab.4.5!$L$6:$L$27))","v":""},{"$f":"IF(CK363=\"\",\"\",He(EH363,DM363))","v":""},{"$f":"IF(CK363=\"\",\"\",Hs(DM363))","v":""},{"$f":"IF(CK363=\"\",\"\",Hm(EB363,EG363,EI363,EJ363,CS363,CV363))","v":""},"","","","","","","K45+-45000 () ",{"$f":"IF(B363=\"Existe.\",IF(AE363=1,CONCATENATE(#REF!,AK363,\" m.\"),CONCATENATE(#REF!,AJ363,\" m x \",AK363,\" m.\")),IF(CL363=1,CONCATENATE(#REF!,CR363,\" m.\"),CONCATENATE(#REF!,CQ363,\" m x \",CR363,\" m.\")))","v":{"$error":"#REF!"}},"Concreto, L =  m, S = 0 %.","Cota clave eje= 0 msnm.",null,null,null,"","","","","",{"$f":"IF(EV363=\"\",\"\",VLOOKUP(EY363,'Estructura escalonada'!$D$3:$H$953,2))","v":""},"","","","","",""]
[null,null,null,null,null,null,null,null,null,null,null,0,null,0,null,null,null,null,null,null,{"$f":"IF(K365=\"No\",\"\",IF(O365=\"\",YcCi(P365,N365),YcTr(N365,O365,S365)))","v":{"$error":"#VALUE!"}},{"$f":"IF(K365=\"No\",\"\",IF(O365=\"\",Teta1(U365,P365),\"-\"))","v":{"$error":"#VALUE!"}},{"$error":"#VALUE!"},{"$error":"#VALUE!"},{"$f":"IF(K365=\"No\",\"\",IF(O365=\"\",Ynci(P365,N365,R365,T365),YnTr(1,R365,O365,S365,T365,N365)))","v":{"$error":"#VALUE!"}},{"$f":"IF(K365=\"No\",\"\",IF(O365=\"\",Teta1(Y365,P365),\"-\"))","v":{"$error":"#VALUE!"}},{"$f":"IF(K365=\"No\",\"\",IF(O365=\"\",AreaCi(P365,Y365),AreaTr(O365,S365,Y365)))","v":{"$error":"#VALUE!"}},{"$f":"IF(K365=\"No\",\"\",IF(O365=\"\",FrCi(AC365,9.806,Z365,P365),FrTr(AC365,9.806,O365,S365,Y365)))","v":{"$error":"#VALUE!"}},{"$error":"#VALUE!"},null,null,null,null,null,null,null,null,null,null,null,null,null,null,null,0,0,"","","",{"$f":"IF(AD365=\"\",\"\",IF(AE365=1,YcCi(AK365,J365),YcTr(J365,AJ365,AN365)))","v":""},{"$f":"IF(AD365=\"\",\"\",IF(AE365=1,Teta1(AX365,AK365),\"-\"))","v":""},{"$f":"IF(AD365=\"\",\"\",IF(AE365=1,AreaCi(AK365,AX365),AreaTr(AJ365,AN365,AX365)))","v":""},"",{"$f":"IF(AD365=\"\",\"\",IF(AE365=1,Ynci(AK365,J365,AM365,AO365),YnTr(1,AM365,AJ365,AN365,AO365,J365)))","v":""},{"$f":"IF(AD365=\"\",\"\",IF(AE365=1,Teta1(BB365,AK365),\"-\"))","v":""},{"$f":"IF(AD365=\"\",\"\",IF(AE365=1,AreaCi(AK365,BB365),AreaTr(AJ365,AN365,BB365)))","v":""},{"$f":"IF(AD365=\"\",\"\",IF(AE365=1,FrCi(BF365,9.806,BC365,AK365),FrTr(BF365,9.806,AJ365,AN365,BB365)))","v":""},"",{"$f":"IF(AD365=\"\",\"\",IF(AE365=1,LOOKUP(AI365,'Vmáx(material) - Tab.4.3'!$L$2:$L$11,'Vmáx(material) - Tab.4.3'!$M$2:$M$11),LOOKUP(AI365,'Vmáx(material) - Tab.4.3'!$L$15,'Vmáx(material) - Tab.4.3'!$M$15)))","v":""},{"$f":"IF(AD365=\"\",\"\",VLOOKUP($AH365,'Vmáx(material) - Tab.4.3'!$R$35:$X$41,2))","v":""},{"$f":"IF(AD365=\"\",\"\",VLOOKUP($AH365,'Vmáx(material) - Tab.4.3'!$R$35:$X$41,3))","v":""},{"$f":"IF(AD365=\"\",\"\",VLOOKUP($AH365,'Vmáx(material) - Tab.4.3'!$R$35:$X$41,4))","v":""},{"$f":"IF(AD365=\"\",\"\",VLOOKUP($AH365,'Vmáx(material) - Tab.4.3'!$R$35:$X$41,5))","v":""},{"$f":"IF(AD365=\"\",\"\",VLOOKUP($AH365,'Vmáx(material) - Tab.4.3'!$R$35:$X$41,6))","v":""},{"$f":"IF(AD365=\"\",\"\",IF(AD365=\"\",\"\",VLOOKUP($AH365,'Vmáx(material) - Tab.4.3'!$R$35:$X$41,7)))","v":""},{"$f":"IF(AD365=\"\",\"\",IF(AE365=1,FCi(J365,AK365),FTr(J365,AJ365,AK365)))","v":""},"",{"$f":"IF(AD365=\"\",\"\",Hw(BH365,BI365,BJ365,BK365,BL365,BM365,Z,BN365,AO365,AK365))","v":""},"","","","",{"$f":"IF(AD365=\"\",\"\",ho(BT365,AK365,AX365))","v":""},{"$f":"IF(AD365=\"\",\"\",IF(AE365=1,PeriCi(AK365,BB365),PeriTr(AJ365,AN365,BB365)))","v":""},{"$f":"IF(AD365=\"\",\"\",IF(AE365=1,AreaCi(AK365,BB365),AreaTr(AJ365,AN365,BB365)))","v":""},{"$f":"IF(AD365=\"\",\"\",RhCi(BW365,BV365))","v":""},"",{"$f":"IF(AD365=\"\",\"\",hf(AL365,J365,AM365,BW365,BX365))","v":""},{"$f":"IF(AD365=\"\",\"\",LOOKUP(AP365,Tab.4.5!$J$6:$J$27,Tab.4.5!$L$6:$L$27))","v":""},{"$f":"IF(AD365=\"\",\"\",He(CA365,BY365))","v":""},{"$f":"IF(AD365=\"\",\"\",Hs(BY365))","v":""},{"$f":"IF(AD365=\"\",\"\",Hm(BU365,BZ365,CB365,CC365,AL365,AO365))","v":""},"","","","","","",null,null,null,null,null,null,null,null,null,null,null,null,null,null,null,0,0,0,0,0,{"$f":"IF(CK365=\"\",\"\",IF(CL365=1,YcCi(CR365,J365),YcTr(J365,CQ365,CU365)))","v":""},{"$f":"IF(CK365=\"\",\"\",IF(CL365=1,Teta1(DE365,CR365),\"-\"))","v":""},"","",{"$f":"IF(CK365=\"\",\"\",IF(CL365=1,Ynci(CR365,J365,CT365,CV365),YnTr(1,CT365,CQ365,CU365,CV365,J365)))","v":""},{"$f":"IF(CK365=\"\",\"\",IF(CL365=1,Teta1(DI365,CR365),\"-\"))","v":""},{"$f":"IF(CK365=\"\",\"\",IF(CL365=1,AreaCi(CR365,J365),AreaTr(CQ365,CU365,DI365)))","v":""},{"$f":"IF(CK365=\"\",\"\",IF(CL365=1,FrCi(DM365,9.806,DJ365,CR365),FrTr(DM365,9.806,CQ365,CU365,DI365)))","v":""},"",{"$f":"IF(CK365=\"\",\"\",IF(CL365=1,LOOKUP(CP365,'Vmáx(material) - Tab.4.3'!$L$2:$L$11,'Vmáx(material) - Tab.4.3'!$M$2:$M$11),LOOKUP(CP365,'Vmáx(material) - Tab.4.3'!$L$15,'Vmáx(material) - Tab.4.3'!$M$15)))","v":""},{"$f":"IF(CK365=\"\",\"\",VLOOKUP($CO365,'Vmáx(material) - Tab.4.3'!$R$35:$X$41,2))","v":""},{"$f":"IF(CK365=\"\",\"\",VLOOKUP($CO365,'Vmáx(material) - Tab.4.3'!$R$35:$X$41,3))","v":""},{"$f":"IF(CK365=\"\",\"\",VLOOKUP($CO365,'Vmáx(material) - Tab.4.3'!$R$35:$X$41,4))","v":""},{"$f":"IF(CK365=\"\",\"\",VLOOKUP($CO365,'Vmáx(material) - Tab.4.3'!$R$35:$X$41,5))","v":""},{"$f":"IF(CK365=\"\",\"\",VLOOKUP($CO365,'Vmáx(material) - Tab.4.3'!$R$35:$X$41,6))","v":""},{"$f":"IF(CK365=\"\",\"\",IF(CK365=\"\",\"\",VLOOKUP(CO365,'Vmáx(material) - Tab.4.3'!$R$35:$X$41,7)))","v":""},{"$f":"IF(CK365=\"\",\"\",IF(CL365=1,FCi(J365,CR365),FTr(J365,CQ365,CR365)))","v":""},"",{"$f":"IF(CK365=\"\",\"\",Hw(DO365,DP365,DQ365,DR365,DS365,DT365,Z,DU365,CV365,CR365))","v":""},"","","","","",{"$f":"IF(CK365=\"\",\"\",IF(CL365=1,PeriCi(CR365,DI365),PeriTr(CQ365,CU365,DI365)))","v":""},{"$f":"IF(CK365=\"\",\"\",IF(CL365=1,AreaCi(CR365,DI365),AreaTr(CQ365,CU365,DI365)))","v":""},{"$f":"IF(CK365=\"\",\"\",RhCi(DK365,EC365))","v":""},"",{"$f":"IF(CK365=\"\",\"\",hf(CS365,J365,CT365,DK365,EE365))","v":""},{"$f":"IF(CK365=\"\",\"\",LOOKUP(CW365,Tab.4.5!$J$6:$J$27,Tab.4.5!$L$6:$L$27))","v":""},{"$f":"IF(CK365=\"\",\"\",He(EH365,DM365))","v":""},{"$f":"IF(CK365=\"\",\"\",Hs(DM365))","v":""},{"$f":"IF(CK365=\"\",\"\",Hm(EB365,EG365,EI365,EJ365,CS365,CV365))","v":""},"","","","","","","K45+-45000 () ",{"$f":"IF(B365=\"Existe.\",IF(AE365=1,CONCATENATE(#REF!,AK365,\" m.\"),CONCATENATE(#REF!,AJ365,\" m x \",AK365,\" m.\")),IF(CL365=1,CONCATENATE(#REF!,CR365,\" m.\"),CONCATENATE(#REF!,CQ365,\" m x \",CR365,\" m.\")))","v":{"$error":"#REF!"}},"Concreto, L =  m, S = 0 %.","Cota clave eje= 0 msnm.",null,null,null,"","","","","",{"$f":"IF(EV365=\"\",\"\",VLOOKUP(EY365,'Estructura escalonada'!$D$3:$H$953,2))","v":""},"","","","","",""]
[null,null,null,null,null,null,null,null,null,null,null,0,null,0,null,null,null,null,null,null,{"$f":"IF(K369=\"No\",\"\",IF(O369=\"\",YcCi(P369,N369),YcTr(N369,O369,S369)))","v":{"$error":"#VALUE!"}},{"$f":"IF(K369=\"No\",\"\",IF(O369=\"\",Teta1(U369,P369),\"-\"))","v":{"$error":"#VALUE!"}},{"$error":"#VALUE!"},{"$error":"#VALUE!"},{"$f":"IF(K369=\"No\",\"\",IF(O369=\"\",Ynci(P369,N369,R369,T369),YnTr(1,R369,O369,S369,T369,N369)))","v":{"$error":"#VALUE!"}},{"$f":"IF(K369=\"No\",\"\",IF(O369=\"\",Teta1(Y369,P369),\"-\"))","v":{"$error":"#VALUE!"}},{"$f":"IF(K369=\"No\",\"\",IF(O369=\"\",AreaCi(P369,Y369),AreaTr(O369,S369,Y369)))","v":{"$error":"#VALUE!"}},{"$f":"IF(K369=\"No\",\"\",IF(O369=\"\",FrCi(AC369,9.806,Z369,P369),FrTr(AC369,9.806,O369,S369,Y369)))","v":{"$error":"#VALUE!"}},{"$error":"#VALUE!"},null,null,null,null,null,null,null,null,null,null,null,null,null,null,null,0,0,"","","",{"$f":"IF(AD369=\"\",\"\",IF(AE369=1,YcCi(AK369,J369),YcTr(J369,AJ369,AN369)))","v":""},{"$f":"IF(AD369=\"\",\"\",IF(AE369=1,Teta1(AX369,AK369),\"-\"))","v":""},{"$f":"IF(AD369=\"\",\"\",IF(AE369=1,AreaCi(AK369,AX369),AreaTr(AJ369,AN369,AX369)))","v":""},"",{"$f":"IF(AD369=\"\",\"\",IF(AE369=1,Ynci(AK369,J369,AM369,AO369),YnTr(1,AM369,AJ369,AN369,AO369,J369)))","v":""},{"$f":"IF(AD369=\"\",\"\",IF(AE369=1,Teta1(BB369,AK369),\"-\"))","v":""},{"$f":"IF(AD369=\"\",\"\",IF(AE369=1,AreaCi(AK369,BB369),AreaTr(AJ369,AN369,BB369)))","v":""},{"$f":"IF(AD369=\"\",\"\",IF(AE369=1,FrCi(BF369,9.806,BC369,AK369),FrTr(BF369,9.806,AJ369,AN369,BB369)))","v":""},"",{"$f":"IF(AD369=\"\",\"\",IF(AE369=1,LOOKUP(AI369,'Vmáx(material) - Tab.4.3'!$L$2:$L$11,'Vmáx(material) - Tab.4.3'!$M$2:$M$11),LOOKUP(AI369,'Vmáx(material) - Tab.4.3'!$L$15,'Vmáx(material) - Tab.4.3'!$M$15)))","v":""},{"$f":"IF(AD369=\"\",\"\",VLOOKUP($AH369,'Vmáx(material) - Tab.4.3'!$R$35:$X$41,2))","v":""},{"$f":"IF(AD369=\"\",\"\",VLOOKUP($AH369,'Vmáx(material) - Tab.4.3'!$R$35:$X$41,3))","v":""},{"$f":"IF(AD369=\"\",\"\",VLOOKUP($AH369,'Vmáx(material) - Tab.4.3'!$R$35:$X$41,4))","v":""},{"$f":"IF(AD369=\"\",\"\",VLOOKUP($AH369,'Vmáx(material) - Tab.4.3'!$R$35:$X$41,5))","v":""},{"$f":"IF(AD369=\"\",\"\",VLOOKUP($AH369,'Vmáx(material) - Tab.4.3'!$R$35:$X$41,6))","v":""},{"$f":"IF(AD369=\"\",\"\",IF(AD369=\"\",\"\",VLOOKUP($AH369,'Vmáx(material) - Tab.4.3'!$R$35:$X$41,7)))","v":""},{"$f":"IF(AD369=\"\",\"\",IF(AE369=1,FCi(J369,AK369),FTr(J369,AJ369,AK369)))","v":""},"",{"$f":"IF(AD369=\"\",\"\",Hw(BH369,BI369,BJ369,BK369,BL369,BM369,Z,BN369,AO369,AK369))","v":""},"","","","",{"$f":"IF(AD369=\"\",\"\",ho(BT369,AK369,AX369))","v":""},{"$f":"IF(AD369=\"\",\"\",IF(AE369=1,PeriCi(AK369,BB369),PeriTr(AJ369,AN369,BB369)))","v":""},{"$f":"IF(AD369=\"\",\"\",IF(AE369=1,AreaCi(AK369,BB369),AreaTr(AJ369,AN369,BB369)))","v":""},{"$f":"IF(AD369=\"\",\"\",RhCi(BW369,BV369))","v":""},"",{"$f":"IF(AD369=\"\",\"\",hf(AL369,J369,AM369,BW369,BX369))","v":""},{"$f":"IF(AD369=\"\",\"\",LOOKUP(AP369,Tab.4.5!$J$6:$J$27,Tab.4.5!$L$6:$L$27))","v":""},{"$f":"IF(AD369=\"\",\"\",He(CA369,BY369))","v":""},{"$f":"IF(AD369=\"\",\"\",Hs(BY369))","v":""},{"$f":"IF(AD369=\"\",\"\",Hm(BU369,BZ369,CB369,CC369,AL369,AO369))","v":""},"","","","","","",null,null,null,null,null,null,null,null,null,null,null,null,null,null,null,0,0,0,0,0,{"$f":"IF(CK369=\"\",\"\",IF(CL369=1,YcCi(CR369,J369),YcTr(J369,CQ369,CU369)))","v":""},{"$f":"IF(CK369=\"\",\"\",IF(CL369=1,Teta1(DE369,CR369),\"-\"))","v":""},"","",{"$f":"IF(CK369=\"\",\"\",IF(CL369=1,Ynci(CR369,J369,CT369,CV369),YnTr(1,CT369,CQ369,CU369,CV369,J369)))","v":""},{"$f":"IF(CK369=\"\",\"\",IF(CL369=1,Teta1(DI369,CR369),\"-\"))","v":""},{"$f":"IF(CK369=\"\",\"\",IF(CL369=1,AreaCi(CR369,J369),AreaTr(CQ369,CU369,DI369)))","v":""},{"$f":"IF(CK369=\"\",\"\",IF(CL369=1,FrCi(DM369,9.806,DJ369,CR369),FrTr(DM369,9.806,CQ369,CU369,DI369)))","v":""},"",{"$f":"IF(CK369=\"\",\"\",IF(CL369=1,LOOKUP(CP369,'Vmáx(material) - Tab.4.3'!$L$2:$L$11,'Vmáx(material) - Tab.4.3'!$M$2:$M$11),LOOKUP(CP369,'Vmáx(material) - Tab.4.3'!$L$15,'Vmáx(material) - Tab.4.3'!$M$15)))","v":""},{"$f":"IF(CK369=\"\",\"\",VLOOKUP($CO369,'Vmáx(material) - Tab.4.3'!$R$35:$X$41,2))","v":""},{"$f":"IF(CK369=\"\",\"\",VLOOKUP($CO369,'Vmáx(material) - Tab.4.3'!$R$35:$X$41,3))","v":""},{"$f":"IF(CK369=\"\",\"\",VLOOKUP($CO369,'Vmáx(material) - Tab.4.3'!$R$35:$X$41,4))","v":""},{"$f":"IF(CK369=\"\",\"\",VLOOKUP($CO369,'Vmáx(material) - Tab.4.3'!$R$35:$X$41,5))","v":""},{"$f":"IF(CK369=\"\",\"\",VLOOKUP($CO369,'Vmáx(material) - Tab.4.3'!$R$35:$X$41,6))","v":""},{"$f":"IF(CK369=\"\",\"\",IF(CK369=\"\",\"\",VLOOKUP(CO369,'Vmáx(material) - Tab.4.3'!$R$35:$X$41,7)))","v":""},{"$f":"IF(CK369=\"\",\"\",IF(CL369=1,FCi(J369,CR369),FTr(J369,CQ369,CR369)))","v":""},"",{"$f":"IF(CK369=\"\",\"\",Hw(DO369,DP369,DQ369,DR369,DS369,DT369,Z,DU369,CV369,CR369))","v":""},"","","","","",{"$f":"IF(CK369=\"\",\"\",IF(CL369=1,PeriCi(CR369,DI369),PeriTr(CQ369,CU369,DI369)))","v":""},{"$f":"IF(CK369=\"\",\"\",IF(CL369=1,AreaCi(CR369,DI369),AreaTr(CQ369,CU369,DI369)))","v":""},{"$f":"IF(CK369=\"\",\"\",RhCi(DK369,EC369))","v":""},"",{"$f":"IF(CK369=\"\",\"\",hf(CS369,J369,CT369,DK369,EE369))","v":""},{"$f":"IF(CK369=\"\",\"\",LOOKUP(CW369,Tab.4.5!$J$6:$J$27,Tab.4.5!$L$6:$L$27))","v":""},{"$f":"IF(CK369=\"\",\"\",He(EH369,DM369))","v":""},{"$f":"IF(CK369=\"\",\"\",Hs(DM369))","v":""},{"$f":"IF(CK369=\"\",\"\",Hm(EB369,EG369,EI369,EJ369,CS369,CV369))","v":""},"","","","","","","K45+-45000 () ",{"$f":"IF(B369=\"Existe.\",IF(AE369=1,CONCATENATE(#REF!,AK369,\" m.\"),CONCATENATE(#REF!,AJ369,\" m x \",AK369,\" m.\")),IF(CL369=1,CONCATENATE(#REF!,CR369,\" m.\"),CONCATENATE(#REF!,CQ369,\" m x \",CR369,\" m.\")))","v":{"$error":"#REF!"}},"Concreto, L =  m, S = 0 %.","Cota clave eje= 0 msnm.",null,null,null,"","","","","",{"$f":"IF(EV369=\"\",\"\",VLOOKUP(EY369,'Estructura escalonada'!$D$3:$H$953,2))","v":""},"","","","","",""]
[null,null,null,null,null,null,null,null,null,null,null,0,null,0,null,null,null,null,null,null,{"$f":"IF(K372=\"No\",\"\",IF(O372=\"\",YcCi(P372,N372),YcTr(N372,O372,S372)))","v":{"$error":"#VALUE!"}},{"$f":"IF(K372=\"No\",\"\",IF(O372=\"\",Teta1(U372,P372),\"-\"))","v":{"$error":"#VALUE!"}},{"$error":"#VALUE!"},{"$error":"#VALUE!"},{"$f":"IF(K372=\"No\",\"\",IF(O372=\"\",Ynci(P372,N372,R372,T372),YnTr(1,R372,O372,S372,T372,N372)))","v":{"$error":"#VALUE!"}},{"$f":"IF(K372=\"No\",\"\",IF(O372=\"\",Teta1(Y372,P372),\"-\"))","v":{"$error":"#VALUE!"}},{"$f":"IF(K372=\"No\",\"\",IF(O372=\"\",AreaCi(P372,Y372),AreaTr(O372,S372,Y372)))","v":{"$error":"#VALUE!"}},{"$f":"IF(K372=\"No\",\"\",IF(O372=\"\",FrCi(AC372,9.806,Z372,P372),FrTr(AC372,9.806,O372,S372,Y372)))","v":{"$error":"#VALUE!"}},{"$error":"#VALUE!"},null,null,null,null,null,null,null,null,null,null,null,null,null,null,null,0,0,"","","",{"$f":"IF(AD372=\"\",\"\",IF(AE372=1,YcCi(AK372,J372),YcTr(J372,AJ372,AN372)))","v":""},{"$f":"IF(AD372=\"\",\"\",IF(AE372=1,Teta1(AX372,AK372),\"-\"))","v":""},{"$f":"IF(AD372=\"\",\"\",IF(AE372=1,AreaCi(AK372,AX372),AreaTr(AJ372,AN372,AX372)))","v":""},"",{"$f":"IF(AD372=\"\",\"\",IF(AE372=1,Ynci(AK372,J372,AM372,AO372),YnTr(1,AM372,AJ372,AN372,AO372,J372)))","v":""},{"$f":"IF(AD372=\"\",\"\",IF(AE372=1,Teta1(BB372,AK372),\"-\"))","v":""},{"$f":"IF(AD372=\"\",\"\",IF(AE372=1,AreaCi(AK372,BB372),AreaTr(AJ372,AN372,BB372)))","v":""},{"$f":"IF(AD372=\"\",\"\",IF(AE372=1,FrCi(BF372,9.806,BC372,AK372),FrTr(BF372,9.806,AJ372,AN372,BB372)))","v":""},"",{"$f":"IF(AD372=\"\",\"\",IF(AE372=1,LOOKUP(AI372,'Vmáx(material) - Tab.4.3'!$L$2:$L$11,'Vmáx(material) - Tab.4.3'!$M$2:$M$11),LOOKUP(AI372,'Vmáx(material) - Tab.4.3'!$L$15,'Vmáx(material) - Tab.4.3'!$M$15)))","v":""},{"$f":"IF(AD372=\"\",\"\",VLOOKUP($AH372,'Vmáx(material) - Tab.4.3'!$R$35:$X$41,2))","v":""},{"$f":"IF(AD372=\"\",\"\",VLOOKUP($AH372,'Vmáx(material) - Tab.4.3'!$R$35:$X$41,3))","v":""},{"$f":"IF(AD372=\"\",\"\",VLOOKUP($AH372,'Vmáx(material) - Tab.4.3'!$R$35:$X$41,4))","v":""},{"$f":"IF(AD372=\"\",\"\",VLOOKUP($AH372,'Vmáx(material) - Tab.4.3'!$R$35:$X$41,5))","v":""},{"$f":"IF(AD372=\"\",\"\",VLOOKUP($AH372,'Vmáx(material) - Tab.4.3'!$R$35:$X$41,6))","v":""},{"$f":"IF(AD372=\"\",\"\",IF(AD372=\"\",\"\",VLOOKUP($AH372,'Vmáx(material) - Tab.4.3'!$R$35:$X$41,7)))","v":""},{"$f":"IF(AD372=\"\",\"\",IF(AE372=1,FCi(J372,AK372),FTr(J372,AJ372,AK372)))","v":""},"",{"$f":"IF(AD372=\"\",\"\",Hw(BH372,BI372,BJ372,BK372,BL372,BM372,Z,BN372,AO372,AK372))","v":""},"","","","",{"$f":"IF(AD372=\"\",\"\",ho(BT372,AK372,AX372))","v":""},{"$f":"IF(AD372=\"\",\"\",IF(AE372=1,PeriCi(AK372,BB372),PeriTr(AJ372,AN372,BB372)))","v":""},{"$f":"IF(AD372=\"\",\"\",IF(AE372=1,AreaCi(AK372,BB372),AreaTr(AJ372,AN372,BB372)))","v":""},{"$f":"IF(AD372=\"\",\"\",RhCi(BW372,BV372))","v":""},"",{"$f":"IF(AD372=\"\",\"\",hf(AL372,J372,AM372,BW372,BX372))","v":""},{"$f":"IF(AD372=\"\",\"\",LOOKUP(AP372,Tab.4.5!$J$6:$J$27,Tab.4.5!$L$6:$L$27))","v":""},{"$f":"IF(AD372=\"\",\"\",He(CA372,BY372))","v":""},{"$f":"IF(AD372=\"\",\"\",Hs(BY372))","v":""},{"$f":"IF(AD372=\"\",\"\",Hm(BU372,BZ372,CB372,CC372,AL372,AO372))","v":""},"","","","","","",null,null,null,null,null,null,null,null,null,null,null,null,null,null,null,0,0,0,0,0,{"$f":"IF(CK372=\"\",\"\",IF(CL372=1,YcCi(CR372,J372),YcTr(J372,CQ372,CU372)))","v":""},{"$f":"IF(CK372=\"\",\"\",IF(CL372=1,Teta1(DE372,CR372),\"-\"))","v":""},"","",{"$f":"IF(CK372=\"\",\"\",IF(CL372=1,Ynci(CR372,J372,CT372,CV372),YnTr(1,CT372,CQ372,CU372,CV372,J372)))","v":""},{"$f":"IF(CK372=\"\",\"\",IF(CL372=1,Teta1(DI372,CR372),\"-\"))","v":""},{"$f":"IF(CK372=\"\",\"\",IF(CL372=1,AreaCi(CR372,J372),AreaTr(CQ372,CU372,DI372)))","v":""},{"$f":"IF(CK372=\"\",\"\",IF(CL372=1,FrCi(DM372,9.806,DJ372,CR372),FrTr(DM372,9.806,CQ372,CU372,DI372)))","v":""},"",{"$f":"IF(CK372=\"\",\"\",IF(CL372=1,LOOKUP(CP372,'Vmáx(material) - Tab.4.3'!$L$2:$L$11,'Vmáx(material) - Tab.4.3'!$M$2:$M$11),LOOKUP(CP372,'Vmáx(material) - Tab.4.3'!$L$15,'Vmáx(material) - Tab.4.3'!$M$15)))","v":""},{"$f":"IF(CK372=\"\",\"\",VLOOKUP($CO372,'Vmáx(material) - Tab.4.3'!$R$35:$X$41,2))","v":""},{"$f":"IF(CK372=\"\",\"\",VLOOKUP($CO372,'Vmáx(material) - Tab.4.3'!$R$35:$X$41,3))","v":""},{"$f":"IF(CK372=\"\",\"\",VLOOKUP($CO372,'Vmáx(material) - Tab.4.3'!$R$35:$X$41,4))","v":""},{"$f":"IF(CK372=\"\",\"\",VLOOKUP($CO372,'Vmáx(material) - Tab.4.3'!$R$35:$X$41,5))","v":""},{"$f":"IF(CK372=\"\",\"\",VLOOKUP($CO372,'Vmáx(material) - Tab.4.3'!$R$35:$X$41,6))","v":""},{"$f":"IF(CK372=\"\",\"\",IF(CK372=\"\",\"\",VLOOKUP(CO372,'Vmáx(material) - Tab.4.3'!$R$35:$X$41,7)))","v":""},{"$f":"IF(CK372=\"\",\"\",IF(CL372=1,FCi(J372,CR372),FTr(J372,CQ372,CR372)))","v":""},"",{"$f":"IF(CK372=\"\",\"\",Hw(DO372,DP372,DQ372,DR372,DS372,DT372,Z,DU372,CV372,CR372))","v":""},"","","","","",{"$f":"IF(CK372=\"\",\"\",IF(CL372=1,PeriCi(CR372,DI372),PeriTr(CQ372,CU372,DI372)))","v":""},{"$f":"IF(CK372=\"\",\"\",IF(CL372=1,AreaCi(CR372,DI372),AreaTr(CQ372,CU372,DI372)))","v":""},{"$f":"IF(CK372=\"\",\"\",RhCi(DK372,EC372))","v":""},"",{"$f":"IF(CK372=\"\",\"\",hf(CS372,J372,CT372,DK372,EE372))","v":""},{"$f":"IF(CK372=\"\",\"\",LOOKUP(CW372,Tab.4.5!$J$6:$J$27,Tab.4.5!$L$6:$L$27))","v":""},{"$f":"IF(CK372=\"\",\"\",He(EH372,DM372))","v":""},{"$f":"IF(CK372=\"\",\"\",Hs(DM372))","v":""},{"$f":"IF(CK372=\"\",\"\",Hm(EB372,EG372,EI372,EJ372,CS372,CV372))","v":""},"","","","","","","K45+-45000 () ",{"$f":"IF(B372=\"Existe.\",IF(AE372=1,CONCATENATE(#REF!,AK372,\" m.\"),CONCATENATE(#REF!,AJ372,\" m x \",AK372,\" m.\")),IF(CL372=1,CONCATENATE(#REF!,CR372,\" m.\"),CONCATENATE(#REF!,CQ372,\" m x \",CR372,\" m.\")))","v":{"$error":"#REF!"}},"Concreto, L =  m, S = 0 %.","Cota clave eje= 0 msnm.",null,null,null,"","","","","",{"$f":"IF(EV372=\"\",\"\",VLOOKUP(EY372,'Estructura escalonada'!$D$3:$H$953,2))","v":""},"","","","","",""]
[null,null,null,null,null,null,null,null,null,null,null,0,null,0,null,null,null,null,null,null,{"$f":"IF(K374=\"No\",\"\",IF(O374=\"\",YcCi(P374,N374),YcTr(N374,O374,S374)))","v":{"$error":"#VALUE!"}},{"$f":"IF(K374=\"No\",\"\",IF(O374=\"\",Teta1(U374,P374),\"-\"))","v":{"$error":"#VALUE!"}},{"$error":"#VALUE!"},{"$error":"#VALUE!"},{"$f":"IF(K374=\"No\",\"\",IF(O374=\"\",Ynci(P374,N374,R374,T374),YnTr(1,R374,O374,S374,T374,N374)))","v":{"$error":"#VALUE!"}},{"$f":"IF(K374=\"No\",\"\",IF(O374=\"\",Teta1(Y374,P374),\"-\"))","v":{"$error":"#VALUE!"}},{"$f":"IF(K374=\"No\",\"\",IF(O374=\"\",AreaCi(P374,Y374),AreaTr(O374,S374,Y374)))","v":{"$error":"#VALUE!"}},{"$f":"IF(K374=\"No\",\"\",IF(O374=\"\",FrCi(AC374,9.806,Z374,P374),FrTr(AC374,9.806,O374,S374,Y374)))","v":{"$error":"#VALUE!"}},{"$error":"#VALUE!"},null,null,null,null,null,null,null,null,null,null,null,null,null,null,null,0,0,"","","",{"$f":"IF(AD374=\"\",\"\",IF(AE374=1,YcCi(AK374,J374),YcTr(J374,AJ374,AN374)))","v":""},{"$f":"IF(AD374=\"\",\"\",IF(AE374=1,Teta1(AX374,AK374),\"-\"))","v":""},{"$f":"IF(AD374=\"\",\"\",IF(AE374=1,AreaCi(AK374,AX374),AreaTr(AJ374,AN374,AX374)))","v":""},"",{"$f":"IF(AD374=\"\",\"\",IF(AE374=1,Ynci(AK374,J374,AM374,AO374),YnTr(1,AM374,AJ374,AN374,AO374,J374)))","v":""},{"$f":"IF(AD374=\"\",\"\",IF(AE374=1,Teta1(BB374,AK374),\"-\"))","v":""},{"$f":"IF(AD374=\"\",\"\",IF(AE374=1,AreaCi(AK374,BB374),AreaTr(AJ374,AN374,BB374)))","v":""},{"$f":"IF(AD374=\"\",\"\",IF(AE374=1,FrCi(BF374,9.806,BC374,AK374),FrTr(BF374,9.806,AJ374,AN374,BB374)))","v":""},"",{"$f":"IF(AD374=\"\",\"\",IF(AE374=1,LOOKUP(AI374,'Vmáx(material) - Tab.4.3'!$L$2:$L$11,'Vmáx(material) - Tab.4.3'!$M$2:$M$11),LOOKUP(AI374,'Vmáx(material) - Tab.4.3'!$L$15,'Vmáx(material) - Tab.4.3'!$M$15)))","v":""},{"$f":"IF(AD374=\"\",\"\",VLOOKUP($AH374,'Vmáx(material) - Tab.4.3'!$R$35:$X$41,2))","v":""},{"$f":"IF(AD374=\"\",\"\",VLOOKUP($AH374,'Vmáx(material) - Tab.4.3'!$R$35:$X$41,3))","v":""},{"$f":"IF(AD374=\"\",\"\",VLOOKUP($AH374,'Vmáx(material) - Tab.4.3'!$R$35:$X$41,4))","v":""},{"$f":"IF(AD374=\"\",\"\",VLOOKUP($AH374,'Vmáx(material) - Tab.4.3'!$R$35:$X$41,5))","v":""},{"$f":"IF(AD374=\"\",\"\",VLOOKUP($AH374,'Vmáx(material) - Tab.4.3'!$R$35:$X$41,6))","v":""},{"$f":"IF(AD374=\"\",\"\",IF(AD374=\"\",\"\",VLOOKUP($AH374,'Vmáx(material) - Tab.4.3'!$R$35:$X$41,7)))","v":""},{"$f":"IF(AD374=\"\",\"\",IF(AE374=1,FCi(J374,AK374),FTr(J374,AJ374,AK374)))","v":""},"",{"$f":"IF(AD374=\"\",\"\",Hw(BH374,BI374,BJ374,BK374,BL374,BM374,Z,BN374,AO374,AK374))","v":""},"","","","",{"$f":"IF(AD374=\"\",\"\",ho(BT374,AK374,AX374))","v":""},{"$f":"IF(AD374=\"\",\"\",IF(AE374=1,PeriCi(AK374,BB374),PeriTr(AJ374,AN374,BB374)))","v":""},{"$f":"IF(AD374=\"\",\"\",IF(AE374=1,AreaCi(AK374,BB374),AreaTr(AJ374,AN374,BB374)))","v":""},{"$f":"IF(AD374=\"\",\"\",RhCi(BW374,BV374))","v":""},"",{"$f":"IF(AD374=\"\",\"\",hf(AL374,J374,AM374,BW374,BX374))","v":""},{"$f":"IF(AD374=\"\",\"\",LOOKUP(AP374,Tab.4.5!$J$6:$J$27,Tab.4.5!$L$6:$L$27))","v":""},{"$f":"IF(AD374=\"\",\"\",He(CA374,BY374))","v":""},{"$f":"IF(AD374=\"\",\"\",Hs(BY374))","v":""},{"$f":"IF(AD374=\"\",\"\",Hm(BU374,BZ374,CB374,CC374,AL374,AO374))","v":""},"","","","","","",null,null,null,null,null,null,null,null,null,null,null,null,null,null,null,0,0,0,0,0,{"$f":"IF(CK374=\"\",\"\",IF(CL374=1,YcCi(CR374,J374),YcTr(J374,CQ374,CU374)))","v":""},{"$f":"IF(CK374=\"\",\"\",IF(CL374=1,Teta1(DE374,CR374),\"-\"))","v":""},"","",{"$f":"IF(CK374=\"\",\"\",IF(CL374=1,Ynci(CR374,J374,CT374,CV374),YnTr(1,CT374,CQ374,CU374,CV374,J374)))","v":""},{"$f":"IF(CK374=\"\",\"\",IF(CL374=1,Teta1(DI374,CR374),\"-\"))","v":""},{"$f":"IF(CK374=\"\",\"\",IF(CL374=1,AreaCi(CR374,J374),AreaTr(CQ374,CU374,DI374)))","v":""},{"$f":"IF(CK374=\"\",\"\",IF(CL374=1,FrCi(DM374,9.806,DJ374,CR374),FrTr(DM374,9.806,CQ374,CU374,DI374)))","v":""},"",{"$f":"IF(CK374=\"\",\"\",IF(CL374=1,LOOKUP(CP374,'Vmáx(material) - Tab.4.3'!$L$2:$L$11,'Vmáx(material) - Tab.4.3'!$M$2:$M$11),LOOKUP(CP374,'Vmáx(material) - Tab.4.3'!$L$15,'Vmáx(material) - Tab.4.3'!$M$15)))","v":""},{"$f":"IF(CK374=\"\",\"\",VLOOKUP($CO374,'Vmáx(material) - Tab.4.3'!$R$35:$X$41,2))","v":""},{"$f":"IF(CK374=\"\",\"\",VLOOKUP($CO374,'Vmáx(material) - Tab.4.3'!$R$35:$X$41,3))","v":""},{"$f":"IF(CK374=\"\",\"\",VLOOKUP($CO374,'Vmáx(material) - Tab.4.3'!$R$35:$X$41,4))","v":""},{"$f":"IF(CK374=\"\",\"\",VLOOKUP($CO374,'Vmáx(material) - Tab.4.3'!$R$35:$X$41,5))","v":""},{"$f":"IF(CK374=\"\",\"\",VLOOKUP($CO374,'Vmáx(material) - Tab.4.3'!$R$35:$X$41,6))","v":""},{"$f":"IF(CK374=\"\",\"\",IF(CK374=\"\",\"\",VLOOKUP(CO374,'Vmáx(material) - Tab.4.3'!$R$35:$X$41,7)))","v":""},{"$f":"IF(CK374=\"\",\"\",IF(CL374=1,FCi(J374,CR374),FTr(J374,CQ374,CR374)))","v":""},"",{"$f":"IF(CK374=\"\",\"\",Hw(DO374,DP374,DQ374,DR374,DS374,DT374,Z,DU374,CV374,CR374))","v":""},"","","","","",{"$f":"IF(CK374=\"\",\"\",IF(CL374=1,PeriCi(CR374,DI374),PeriTr(CQ374,CU374,DI374)))","v":""},{"$f":"IF(CK374=\"\",\"\",IF(CL374=1,AreaCi(CR374,DI374),AreaTr(CQ374,CU374,DI374)))","v":""},{"$f":"IF(CK374=\"\",\"\",RhCi(DK374,EC374))","v":""},"",{"$f":"IF(CK374=\"\",\"\",hf(CS374,J374,CT374,DK374,EE374))","v":""},{"$f":"IF(CK374=\"\",\"\",LOOKUP(CW374,Tab.4.5!$J$6:$J$27,Tab.4.5!$L$6:$L$27))","v":""},{"$f":"IF(CK374=\"\",\"\",He(EH374,DM374))","v":""},{"$f":"IF(CK374=\"\",\"\",Hs(DM374))","v":""},{"$f":"IF(CK374=\"\",\"\",Hm(EB374,EG374,EI374,EJ374,CS374,CV374))","v":""},"","","","","","","K45+-45000 () ",{"$f":"IF(B374=\"Existe.\",IF(AE374=1,CONCATENATE(#REF!,AK374,\" m.\"),CONCATENATE(#REF!,AJ374,\" m x \",AK374,\" m.\")),IF(CL374=1,CONCATENATE(#REF!,CR374,\" m.\"),CONCATENATE(#REF!,CQ374,\" m x \",CR374,\" m.\")))","v":{"$error":"#REF!"}},"Concreto, L =  m, S = 0 %.","Cota clave eje= 0 msnm.",null,null,null,"","","","","",{"$f":"IF(EV374=\"\",\"\",VLOOKUP(EY374,'Estructura escalonada'!$D$3:$H$953,2))","v":""},"","","","","",""]
[null,null,null,null,null,null,null,null,null,null,null,0,null,0,null,null,null,null,null,null,{"$f":"IF(K375=\"No\",\"\",IF(O375=\"\",YcCi(P375,N375),YcTr(N375,O375,S375)))","v":{"$error":"#VALUE!"}},{"$f":"IF(K375=\"No\",\"\",IF(O375=\"\",Teta1(U375,P375),\"-\"))","v":{"$error":"#VALUE!"}},{"$error":"#VALUE!"},{"$error":"#VALUE!"},{"$f":"IF(K375=\"No\",\"\",IF(O375=\"\",Ynci(P375,N375,R375,T375),YnTr(1,R375,O375,S375,T375,N375)))","v":{"$error":"#VALUE!"}},{"$f":"IF(K375=\"No\",\"\",IF(O375=\"\",Teta1(Y375,P375),\"-\"))","v":{"$error":"#VALUE!"}},{"$f":"IF(K375=\"No\",\"\",IF(O375=\"\",AreaCi(P375,Y375),AreaTr(O375,S375,Y375)))","v":{"$error":"#VALUE!"}},{"$f":"IF(K375=\"No\",\"\",IF(O375=\"\",FrCi(AC375,9.806,Z375,P375),FrTr(AC375,9.806,O375,S375,Y375)))","v":{"$error":"#VALUE!"}},{"$error":"#VALUE!"},null,null,null,null,null,null,null,null,null,null,null,null,null,null,null,0,0,"","","",{"$f":"IF(AD375=\"\",\"\",IF(AE375=1,YcCi(AK375,J375),YcTr(J375,AJ375,AN375)))","v":""},{"$f":"IF(AD375=\"\",\"\",IF(AE375=1,Teta1(AX375,AK375),\"-\"))","v":""},{"$f":"IF(AD375=\"\",\"\",IF(AE375=1,AreaCi(AK375,AX375),AreaTr(AJ375,AN375,AX375)))","v":""},"",{"$f":"IF(AD375=\"\",\"\",IF(AE375=1,Ynci(AK375,J375,AM375,AO375),YnTr(1,AM375,AJ375,AN375,AO375,J375)))","v":""},{"$f":"IF(AD375=\"\",\"\",IF(AE375=1,Teta1(BB375,AK375),\"-\"))","v":""},{"$f":"IF(AD375=\"\",\"\",IF(AE375=1,AreaCi(AK375,BB375),AreaTr(AJ375,AN375,BB375)))","v":""},{"$f":"IF(AD375=\"\",\"\",IF(AE375=1,FrCi(BF375,9.806,BC375,AK375),FrTr(BF375,9.806,AJ375,AN375,BB375)))","v":""},"",{"$f":"IF(AD375=\"\",\"\",IF(AE375=1,LOOKUP(AI375,'Vmáx(material) - Tab.4.3'!$L$2:$L$11,'Vmáx(material) - Tab.4.3'!$M$2:$M$11),LOOKUP(AI375,'Vmáx(material) - Tab.4.3'!$L$15,'Vmáx(material) - Tab.4.3'!$M$15)))","v":""},{"$f":"IF(AD375=\"\",\"\",VLOOKUP($AH375,'Vmáx(material) - Tab.4.3'!$R$35:$X$41,2))","v":""},{"$f":"IF(AD375=\"\",\"\",VLOOKUP($AH375,'Vmáx(material) - Tab.4.3'!$R$35:$X$41,3))","v":""},{"$f":"IF(AD375=\"\",\"\",VLOOKUP($AH375,'Vmáx(material) - Tab.4.3'!$R$35:$X$41,4))","v":""},{"$f":"IF(AD375=\"\",\"\",VLOOKUP($AH375,'Vmáx(material) - Tab.4.3'!$R$35:$X$41,5))","v":""},{"$f":"IF(AD375=\"\",\"\",VLOOKUP($AH375,'Vmáx(material) - Tab.4.3'!$R$35:$X$41,6))","v":""},{"$f":"IF(AD375=\"\",\"\",IF(AD375=\"\",\"\",VLOOKUP($AH375,'Vmáx(material) - Tab.4.3'!$R$35:$X$41,7)))","v":""},{"$f":"IF(AD375=\"\",\"\",IF(AE375=1,FCi(J375,AK375),FTr(J375,AJ375,AK375)))","v":""},"",{"$f":"IF(AD375=\"\",\"\",Hw(BH375,BI375,BJ375,BK375,BL375,BM375,Z,BN375,AO375,AK375))","v":""},"","","","",{"$f":"IF(AD375=\"\",\"\",ho(BT375,AK375,AX375))","v":""},{"$f":"IF(AD375=\"\",\"\",IF(AE375=1,PeriCi(AK375,BB375),PeriTr(AJ375,AN375,BB375)))","v":""},{"$f":"IF(AD375=\"\",\"\",IF(AE375=1,AreaCi(AK375,BB375),AreaTr(AJ375,AN375,BB375)))","v":""},{"$f":"IF(AD375=\"\",\"\",RhCi(BW375,BV375))","v":""},"",{"$f":"IF(AD375=\"\",\"\",hf(AL375,J375,AM375,BW375,BX375))","v":""},{"$f":"IF(AD375=\"\",\"\",LOOKUP(AP375,Tab.4.5!$J$6:$J$27,Tab.4.5!$L$6:$L$27))","v":""},{"$f":"IF(AD375=\"\",\"\",He(CA375,BY375))","v":""},{"$f":"IF(AD375=\"\",\"\",Hs(BY375))","v":""},{"$f":"IF(AD375=\"\",\"\",Hm(BU375,BZ375,CB375,CC375,AL375,AO375))","v":""},"","","","","","",null,null,null,null,null,null,null,null,null,null,null,null,null,null,null,0,0,0,0,0,{"$f":"IF(CK375=\"\",\"\",IF(CL375=1,YcCi(CR375,J375),YcTr(J375,CQ375,CU375)))","v":""},{"$f":"IF(CK375=\"\",\"\",IF(CL375=1,Teta1(DE375,CR375),\"-\"))","v":""},"","",{"$f":"IF(CK375=\"\",\"\",IF(CL375=1,Ynci(CR375,J375,CT375,CV375),YnTr(1,CT375,CQ375,CU375,CV375,J375)))","v":""},{"$f":"IF(CK375=\"\",\"\",IF(CL375=1,Teta1(DI375,CR375),\"-\"))","v":""},{"$f":"IF(CK375=\"\",\"\",IF(CL375=1,AreaCi(CR375,J375),AreaTr(CQ375,CU375,DI375)))","v":""},{"$f":"IF(CK375=\"\",\"\",IF(CL375=1,FrCi(DM375,9.806,DJ375,CR375),FrTr(DM375,9.806,CQ375,CU375,DI375)))","v":""},"",{"$f":"IF(CK375=\"\",\"\",IF(CL375=1,LOOKUP(CP375,'Vmáx(material) - Tab.4.3'!$L$2:$L$11,'Vmáx(material) - Tab.4.3'!$M$2:$M$11),LOOKUP(CP375,'Vmáx(material) - Tab.4.3'!$L$15,'Vmáx(material) - Tab.4.3'!$M$15)))","v":""},{"$f":"IF(CK375=\"\",\"\",VLOOKUP($CO375,'Vmáx(material) - Tab.4.3'!$R$35:$X$41,2))","v":""},{"$f":"IF(CK375=\"\",\"\",VLOOKUP($CO375,'Vmáx(material) - Tab.4.3'!$R$35:$X$41,3))","v":""},{"$f":"IF(CK375=\"\",\"\",VLOOKUP($CO375,'Vmáx(material) - Tab.4.3'!$R$35:$X$41,4))","v":""},{"$f":"IF(CK375=\"\",\"\",VLOOKUP($CO375,'Vmáx(material) - Tab.4.3'!$R$35:$X$41,5))","v":""},{"$f":"IF(CK375=\"\",\"\",VLOOKUP($CO375,'Vmáx(material) - Tab.4.3'!$R$35:$X$41,6))","v":""},{"$f":"IF(CK375=\"\",\"\",IF(CK375=\"\",\"\",VLOOKUP(CO375,'Vmáx(material) - Tab.4.3'!$R$35:$X$41,7)))","v":""},{"$f":"IF(CK375=\"\",\"\",IF(CL375=1,FCi(J375,CR375),FTr(J375,CQ375,CR375)))","v":""},"",{"$f":"IF(CK375=\"\",\"\",Hw(DO375,DP375,DQ375,DR375,DS375,DT375,Z,DU375,CV375,CR375))","v":""},"","","","","",{"$f":"IF(CK375=\"\",\"\",IF(CL375=1,PeriCi(CR375,DI375),PeriTr(CQ375,CU375,DI375)))","v":""},{"$f":"IF(CK375=\"\",\"\",IF(CL375=1,AreaCi(CR375,DI375),AreaTr(CQ375,CU375,DI375)))","v":""},{"$f":"IF(CK375=\"\",\"\",RhCi(DK375,EC375))","v":""},"",{"$f":"IF(CK375=\"\",\"\",hf(CS375,J375,CT375,DK375,EE375))","v":""},{"$f":"IF(CK375=\"\",\"\",LOOKUP(CW375,Tab.4.5!$J$6:$J$27,Tab.4.5!$L$6:$L$27))","v":""},{"$f":"IF(CK375=\"\",\"\",He(EH375,DM375))","v":""},{"$f":"IF(CK375=\"\",\"\",Hs(DM375))","v":""},{"$f":"IF(CK375=\"\",\"\",Hm(EB375,EG375,EI375,EJ375,CS375,CV375))","v":""},"","","","","","","K45+-45000 () ",{"$f":"IF(B375=\"Existe.\",IF(AE375=1,CONCATENATE(#REF!,AK375,\" m.\"),CONCATENATE(#REF!,AJ375,\" m x \",AK375,\" m.\")),IF(CL375=1,CONCATENATE(#REF!,CR375,\" m.\"),CONCATENATE(#REF!,CQ375,\" m x \",CR375,\" m.\")))","v":{"$error":"#REF!"}},"Concreto, L =  m, S = 0 %.","Cota clave eje= 0 msnm.",null,null,null,"","","","","",{"$f":"IF(EV375=\"\",\"\",VLOOKUP(EY375,'Estructura escalonada'!$D$3:$H$953,2))","v":""},"","","","","",""]
[null,null,null,null,null,null,null,null,null,null,null,0,null,0,null,null,null,null,null,null,{"$f":"IF(K378=\"No\",\"\",IF(O378=\"\",YcCi(P378,N378),YcTr(N378,O378,S378)))","v":{"$error":"#VALUE!"}},{"$f":"IF(K378=\"No\",\"\",IF(O378=\"\",Teta1(U378,P378),\"-\"))","v":{"$error":"#VALUE!"}},{"$error":"#VALUE!"},{"$error":"#VALUE!"},{"$f":"IF(K378=\"No\",\"\",IF(O378=\"\",Ynci(P378,N378,R378,T378),YnTr(1,R378,O378,S378,T378,N378)))","v":{"$error":"#VALUE!"}},{"$f":"IF(K378=\"No\",\"\",IF(O378=\"\",Teta1(Y378,P378),\"-\"))","v":{"$error":"#VALUE!"}},{"$f":"IF(K378=\"No\",\"\",IF(O378=\"\",AreaCi(P378,Y378),AreaTr(O378,S378,Y378)))","v":{"$error":"#VALUE!"}},{"$f":"IF(K378=\"No\",\"\",IF(O378=\"\",FrCi(AC378,9.806,Z378,P378),FrTr(AC378,9.806,O378,S378,Y378)))","v":{"$error":"#VALUE!"}},{"$error":"#VALUE!"},null,null,null,null,null,null,null,null,null,null,null,null,null,null,null,0,0,"","","",{"$f":"IF(AD378=\"\",\"\",IF(AE378=1,YcCi(AK378,J378),YcTr(J378,AJ378,AN378)))","v":""},{"$f":"IF(AD378=\"\",\"\",IF(AE378=1,Teta1(AX378,AK378),\"-\"))","v":""},{"$f":"IF(AD378=\"\",\"\",IF(AE378=1,AreaCi(AK378,AX378),AreaTr(AJ378,AN378,AX378)))","v":""},"",{"$f":"IF(AD378=\"\",\"\",IF(AE378=1,Ynci(AK378,J378,AM378,AO378),YnTr(1,AM378,AJ378,AN378,AO378,J378)))","v":""},{"$f":"IF(AD378=\"\",\"\",IF(AE378=1,Teta1(BB378,AK378),\"-\"))","v":""},{"$f":"IF(AD378=\"\",\"\",IF(AE378=1,AreaCi(AK378,BB378),AreaTr(AJ378,AN378,BB378)))","v":""},{"$f":"IF(AD378=\"\",\"\",IF(AE378=1,FrCi(BF378,9.806,BC378,AK378),FrTr(BF378,9.806,AJ378,AN378,BB378)))","v":""},"",{"$f":"IF(AD378=\"\",\"\",IF(AE378=1,LOOKUP(AI378,'Vmáx(material) - Tab.4.3'!$L$2:$L$11,'Vmáx(material) - Tab.4.3'!$M$2:$M$11),LOOKUP(AI378,'Vmáx(material) - Tab.4.3'!$L$15,'Vmáx(material) - Tab.4.3'!$M$15)))","v":""},{"$f":"IF(AD378=\"\",\"\",VLOOKUP($AH378,'Vmáx(material) - Tab.4.3'!$R$35:$X$41,2))","v":""},{"$f":"IF(AD378=\"\",\"\",VLOOKUP($AH378,'Vmáx(material) - Tab.4.3'!$R$35:$X$41,3))","v":""},{"$f":"IF(AD378=\"\",\"\",VLOOKUP($AH378,'Vmáx(material) - Tab.4.3'!$R$35:$X$41,4))","v":""},{"$f":"IF(AD378=\"\",\"\",VLOOKUP($AH378,'Vmáx(material) - Tab.4.3'!$R$35:$X$41,5))","v":""},{"$f":"IF(AD378=\"\",\"\",VLOOKUP($AH378,'Vmáx(material) - Tab.4.3'!$R$35:$X$41,6))","v":""},{"$f":"IF(AD378=\"\",\"\",IF(AD378=\"\",\"\",VLOOKUP($AH378,'Vmáx(material) - Tab.4.3'!$R$35:$X$41,7)))","v":""},{"$f":"IF(AD378=\"\",\"\",IF(AE378=1,FCi(J378,AK378),FTr(J378,AJ378,AK378)))","v":""},"",{"$f":"IF(AD378=\"\",\"\",Hw(BH378,BI378,BJ378,BK378,BL378,BM378,Z,BN378,AO378,AK378))","v":""},"","","","",{"$f":"IF(AD378=\"\",\"\",ho(BT378,AK378,AX378))","v":""},{"$f":"IF(AD378=\"\",\"\",IF(AE378=1,PeriCi(AK378,BB378),PeriTr(AJ378,AN378,BB378)))","v":""},{"$f":"IF(AD378=\"\",\"\",IF(AE378=1,AreaCi(AK378,BB378),AreaTr(AJ378,AN378,BB378)))","v":""},{"$f":"IF(AD378=\"\",\"\",RhCi(BW378,BV378))","v":""},"",{"$f":"IF(AD378=\"\",\"\",hf(AL378,J378,AM378,BW378,BX378))","v":""},{"$f":"IF(AD378=\"\",\"\",LOOKUP(AP378,Tab.4.5!$J$6:$J$27,Tab.4.5!$L$6:$L$27))","v":""},{"$f":"IF(AD378=\"\",\"\",He(CA378,BY378))","v":""},{"$f":"IF(AD378=\"\",\"\",Hs(BY378))","v":""},{"$f":"IF(AD378=\"\",\"\",Hm(BU378,BZ378,CB378,CC378,AL378,AO378))","v":""},"","","","","","",null,null,null,null,null,null,null,null,null,null,null,null,null,null,null,0,0,0,0,0,{"$f":"IF(CK378=\"\",\"\",IF(CL378=1,YcCi(CR378,J378),YcTr(J378,CQ378,CU378)))","v":""},{"$f":"IF(CK378=\"\",\"\",IF(CL378=1,Teta1(DE378,CR378),\"-\"))","v":""},"","",{"$f":"IF(CK378=\"\",\"\",IF(CL378=1,Ynci(CR378,J378,CT378,CV378),YnTr(1,CT378,CQ378,CU378,CV378,J378)))","v":""},{"$f":"IF(CK378=\"\",\"\",IF(CL378=1,Teta1(DI378,CR378),\"-\"))","v":""},{"$f":"IF(CK378=\"\",\"\",IF(CL378=1,AreaCi(CR378,J378),AreaTr(CQ378,CU378,DI378)))","v":""},{"$f":"IF(CK378=\"\",\"\",IF(CL378=1,FrCi(DM378,9.806,DJ378,CR378),FrTr(DM378,9.806,CQ378,CU378,DI378)))","v":""},"",{"$f":"IF(CK378=\"\",\"\",IF(CL378=1,LOOKUP(CP378,'Vmáx(material) - Tab.4.3'!$L$2:$L$11,'Vmáx(material) - Tab.4.3'!$M$2:$M$11),LOOKUP(CP378,'Vmáx(material) - Tab.4.3'!$L$15,'Vmáx(material) - Tab.4.3'!$M$15)))","v":""},{"$f":"IF(CK378=\"\",\"\",VLOOKUP($CO378,'Vmáx(material) - Tab.4.3'!$R$35:$X$41,2))","v":""},{"$f":"IF(CK378=\"\",\"\",VLOOKUP($CO378,'Vmáx(material) - Tab.4.3'!$R$35:$X$41,3))","v":""},{"$f":"IF(CK378=\"\",\"\",VLOOKUP($CO378,'Vmáx(material) - Tab.4.3'!$R$35:$X$41,4))","v":""},{"$f":"IF(CK378=\"\",\"\",VLOOKUP($CO378,'Vmáx(material) - Tab.4.3'!$R$35:$X$41,5))","v":""},{"$f":"IF(CK378=\"\",\"\",VLOOKUP($CO378,'Vmáx(material) - Tab.4.3'!$R$35:$X$41,6))","v":""},{"$f":"IF(CK378=\"\",\"\",IF(CK378=\"\",\"\",VLOOKUP(CO378,'Vmáx(material) - Tab.4.3'!$R$35:$X$41,7)))","v":""},{"$f":"IF(CK378=\"\",\"\",IF(CL378=1,FCi(J378,CR378),FTr(J378,CQ378,CR378)))","v":""},"",{"$f":"IF(CK378=\"\",\"\",Hw(DO378,DP378,DQ378,DR378,DS378,DT378,Z,DU378,CV378,CR378))","v":""},"","","","","",{"$f":"IF(CK378=\"\",\"\",IF(CL378=1,PeriCi(CR378,DI378),PeriTr(CQ378,CU378,DI378)))","v":""},{"$f":"IF(CK378=\"\",\"\",IF(CL378=1,AreaCi(CR378,DI378),AreaTr(CQ378,CU378,DI378)))","v":""},{"$f":"IF(CK378=\"\",\"\",RhCi(DK378,EC378))","v":""},"",{"$f":"IF(CK378=\"\",\"\",hf(CS378,J378,CT378,DK378,EE378))","v":""},{"$f":"IF(CK378=\"\",\"\",LOOKUP(CW378,Tab.4.5!$J$6:$J$27,Tab.4.5!$L$6:$L$27))","v":""},{"$f":"IF(CK378=\"\",\"\",He(EH378,DM378))","v":""},{"$f":"IF(CK378=\"\",\"\",Hs(DM378))","v":""},{"$f":"IF(CK378=\"\",\"\",Hm(EB378,EG378,EI378,EJ378,CS378,CV378))","v":""},"","","","","","","K45+-45000 () ",{"$f":"IF(B378=\"Existe.\",IF(AE378=1,CONCATENATE(#REF!,AK378,\" m.\"),CONCATENATE(#REF!,AJ378,\" m x \",AK378,\" m.\")),IF(CL378=1,CONCATENATE(#REF!,CR378,\" m.\"),CONCATENATE(#REF!,CQ378,\" m x \",CR378,\" m.\")))","v":{"$error":"#REF!"}},"Concreto, L =  m, S = 0 %.","Cota clave eje= 0 msnm.",null,null,null,"","","","","",{"$f":"IF(EV378=\"\",\"\",VLOOKUP(EY378,'Estructura escalonada'!$D$3:$H$953,2))","v":""},"","","","","",""]
[null,null,null,null,null,null,null,null,null,null,null,0,null,0,null,null,null,null,null,null,{"$f":"IF(K381=\"No\",\"\",IF(O381=\"\",YcCi(P381,N381),YcTr(N381,O381,S381)))","v":{"$error":"#VALUE!"}},{"$f":"IF(K381=\"No\",\"\",IF(O381=\"\",Teta1(U381,P381),\"-\"))","v":{"$error":"#VALUE!"}},{"$error":"#VALUE!"},{"$error":"#VALUE!"},{"$f":"IF(K381=\"No\",\"\",IF(O381=\"\",Ynci(P381,N381,R381,T381),YnTr(1,R381,O381,S381,T381,N381)))","v":{"$error":"#VALUE!"}},{"$f":"IF(K381=\"No\",\"\",IF(O381=\"\",Teta1(Y381,P381),\"-\"))","v":{"$error":"#VALUE!"}},{"$f":"IF(K381=\"No\",\"\",IF(O381=\"\",AreaCi(P381,Y381),AreaTr(O381,S381,Y381)))","v":{"$error":"#VALUE!"}},{"$f":"IF(K381=\"No\",\"\",IF(O381=\"\",FrCi(AC381,9.806,Z381,P381),FrTr(AC381,9.806,O381,S381,Y381)))","v":{"$error":"#VALUE!"}},{"$error":"#VALUE!"},null,null,null,null,null,null,null,null,null,null,null,null,null,null,null,0,0,"","","",{"$f":"IF(AD381=\"\",\"\",IF(AE381=1,YcCi(AK381,J381),YcTr(J381,AJ381,AN381)))","v":""},{"$f":"IF(AD381=\"\",\"\",IF(AE381=1,Teta1(AX381,AK381),\"-\"))","v":""},{"$f":"IF(AD381=\"\",\"\",IF(AE381=1,AreaCi(AK381,AX381),AreaTr(AJ381,AN381,AX381)))","v":""},"",{"$f":"IF(AD381=\"\",\"\",IF(AE381=1,Ynci(AK381,J381,AM381,AO381),YnTr(1,AM381,AJ381,AN381,AO381,J381)))","v":""},{"$f":"IF(AD381=\"\",\"\",IF(AE381=1,Teta1(BB381,AK381),\"-\"))","v":""},{"$f":"IF(AD381=\"\",\"\",IF(AE381=1,AreaCi(AK381,BB381),AreaTr(AJ381,AN381,BB381)))","v":""},{"$f":"IF(AD381=\"\",\"\",IF(AE381=1,FrCi(BF381,9.806,BC381,AK381),FrTr(BF381,9.806,AJ381,AN381,BB381)))","v":""},"",{"$f":"IF(AD381=\"\",\"\",IF(AE381=1,LOOKUP(AI381,'Vmáx(material) - Tab.4.3'!$L$2:$L$11,'Vmáx(material) - Tab.4.3'!$M$2:$M$11),LOOKUP(AI381,'Vmáx(material) - Tab.4.3'!$L$15,'Vmáx(material) - Tab.4.3'!$M$15)))","v":""},{"$f":"IF(AD381=\"\",\"\",VLOOKUP($AH381,'Vmáx(material) - Tab.4.3'!$R$35:$X$41,2))","v":""},{"$f":"IF(AD381=\"\",\"\",VLOOKUP($AH381,'Vmáx(material) - Tab.4.3'!$R$35:$X$41,3))","v":""},{"$f":"IF(AD381=\"\",\"\",VLOOKUP($AH381,'Vmáx(material) - Tab.4.3'!$R$35:$X$41,4))","v":""},{"$f":"IF(AD381=\"\",\"\",VLOOKUP($AH381,'Vmáx(material) - Tab.4.3'!$R$35:$X$41,5))","v":""},{"$f":"IF(AD381=\"\",\"\",VLOOKUP($AH381,'Vmáx(material) - Tab.4.3'!$R$35:$X$41,6))","v":""},{"$f":"IF(AD381=\"\",\"\",IF(AD381=\"\",\"\",VLOOKUP($AH381,'Vmáx(material) - Tab.4.3'!$R$35:$X$41,7)))","v":""},{"$f":"IF(AD381=\"\",\"\",IF(AE381=1,FCi(J381,AK381),FTr(J381,AJ381,AK381)))","v":""},"",{"$f":"IF(AD381=\"\",\"\",Hw(BH381,BI381,BJ381,BK381,BL381,BM381,Z,BN381,AO381,AK381))","v":""},"","","","",{"$f":"IF(AD381=\"\",\"\",ho(BT381,AK381,AX381))","v":""},{"$f":"IF(AD381=\"\",\"\",IF(AE381=1,PeriCi(AK381,BB381),PeriTr(AJ381,AN381,BB381)))","v":""},{"$f":"IF(AD381=\"\",\"\",IF(AE381=1,AreaCi(AK381,BB381),AreaTr(AJ381,AN381,BB381)))","v":""},{"$f":"IF(AD381=\"\",\"\",RhCi(BW381,BV381))","v":""},"",{"$f":"IF(AD381=\"\",\"\",hf(AL381,J381,AM381,BW381,BX381))","v":""},{"$f":"IF(AD381=\"\",\"\",LOOKUP(AP381,Tab.4.5!$J$6:$J$27,Tab.4.5!$L$6:$L$27))","v":""},{"$f":"IF(AD381=\"\",\"\",He(CA381,BY381))","v":""},{"$f":"IF(AD381=\"\",\"\",Hs(BY381))","v":""},{"$f":"IF(AD381=\"\",\"\",Hm(BU381,BZ381,CB381,CC381,AL381,AO381))","v":""},"","","","","","",null,null,null,null,null,null,null,null,null,null,null,null,null,null,null,0,0,0,0,0,{"$f":"IF(CK381=\"\",\"\",IF(CL381=1,YcCi(CR381,J381),YcTr(J381,CQ381,CU381)))","v":""},{"$f":"IF(CK381=\"\",\"\",IF(CL381=1,Teta1(DE381,CR381),\"-\"))","v":""},"","",{"$f":"IF(CK381=\"\",\"\",IF(CL381=1,Ynci(CR381,J381,CT381,CV381),YnTr(1,CT381,CQ381,CU381,CV381,J381)))","v":""},{"$f":"IF(CK381=\"\",\"\",IF(CL381=1,Teta1(DI381,CR381),\"-\"))","v":""},{"$f":"IF(CK381=\"\",\"\",IF(CL381=1,AreaCi(CR381,J381),AreaTr(CQ381,CU381,DI381)))","v":""},{"$f":"IF(CK381=\"\",\"\",IF(CL381=1,FrCi(DM381,9.806,DJ381,CR381),FrTr(DM381,9.806,CQ381,CU381,DI381)))","v":""},"",{"$f":"IF(CK381=\"\",\"\",IF(CL381=1,LOOKUP(CP381,'Vmáx(material) - Tab.4.3'!$L$2:$L$11,'Vmáx(material) - Tab.4.3'!$M$2:$M$11),LOOKUP(CP381,'Vmáx(material) - Tab.4.3'!$L$15,'Vmáx(material) - Tab.4.3'!$M$15)))","v":""},{"$f":"IF(CK381=\"\",\"\",VLOOKUP($CO381,'Vmáx(material) - Tab.4.3'!$R$35:$X$41,2))","v":""},{"$f":"IF(CK381=\"\",\"\",VLOOKUP($CO381,'Vmáx(material) - Tab.4.3'!$R$35:$X$41,3))","v":""},{"$f":"IF(CK381=\"\",\"\",VLOOKUP($CO381,'Vmáx(material) - Tab.4.3'!$R$35:$X$41,4))","v":""},{"$f":"IF(CK381=\"\",\"\",VLOOKUP($CO381,'Vmáx(material) - Tab.4.3'!$R$35:$X$41,5))","v":""},{"$f":"IF(CK381=\"\",\"\",VLOOKUP($CO381,'Vmáx(material) - Tab.4.3'!$R$35:$X$41,6))","v":""},{"$f":"IF(CK381=\"\",\"\",IF(CK381=\"\",\"\",VLOOKUP(CO381,'Vmáx(material) - Tab.4.3'!$R$35:$X$41,7)))","v":""},{"$f":"IF(CK381=\"\",\"\",IF(CL381=1,FCi(J381,CR381),FTr(J381,CQ381,CR381)))","v":""},"",{"$f":"IF(CK381=\"\",\"\",Hw(DO381,DP381,DQ381,DR381,DS381,DT381,Z,DU381,CV381,CR381))","v":""},"","","","","",{"$f":"IF(CK381=\"\",\"\",IF(CL381=1,PeriCi(CR381,DI381),PeriTr(CQ381,CU381,DI381)))","v":""},{"$f":"IF(CK381=\"\",\"\",IF(CL381=1,AreaCi(CR381,DI381),AreaTr(CQ381,CU381,DI381)))","v":""},{"$f":"IF(CK381=\"\",\"\",RhCi(DK381,EC381))","v":""},"",{"$f":"IF(CK381=\"\",\"\",hf(CS381,J381,CT381,DK381,EE381))","v":""},{"$f":"IF(CK381=\"\",\"\",LOOKUP(CW381,Tab.4.5!$J$6:$J$27,Tab.4.5!$L$6:$L$27))","v":""},{"$f":"IF(CK381=\"\",\"\",He(EH381,DM381))","v":""},{"$f":"IF(CK381=\"\",\"\",Hs(DM381))","v":""},{"$f":"IF(CK381=\"\",\"\",Hm(EB381,EG381,EI381,EJ381,CS381,CV381))","v":""},"","","","","","","K45+-45000 () ",{"$f":"IF(B381=\"Existe.\",IF(AE381=1,CONCATENATE(#REF!,AK381,\" m.\"),CONCATENATE(#REF!,AJ381,\" m x \",AK381,\" m.\")),IF(CL381=1,CONCATENATE(#REF!,CR381,\" m.\"),CONCATENATE(#REF!,CQ381,\" m x \",CR381,\" m.\")))","v":{"$error":"#REF!"}},"Concreto, L =  m, S = 0 %.","Cota clave eje= 0 msnm.",null,null,null,"","","","","",{"$f":"IF(EV381=\"\",\"\",VLOOKUP(EY381,'Estructura escalonada'!$D$3:$H$953,2))","v":""},"","","","","",""]
[null,null,null,null,null,null,null,null,null,null,null,0,null,0,null,null,null,null,null,null,{"$f":"IF(K385=\"No\",\"\",IF(O385=\"\",YcCi(P385,N385),YcTr(N385,O385,S385)))","v":{"$error":"#VALUE!"}},{"$f":"IF(K385=\"No\",\"\",IF(O385=\"\",Teta1(U385,P385),\"-\"))","v":{"$error":"#VALUE!"}},{"$error":"#VALUE!"},{"$error":"#VALUE!"},{"$f":"IF(K385=\"No\",\"\",IF(O385=\"\",Ynci(P385,N385,R385,T385),YnTr(1,R385,O385,S385,T385,N385)))","v":{"$error":"#VALUE!"}},{"$f":"IF(K385=\"No\",\"\",IF(O385=\"\",Teta1(Y385,P385),\"-\"))","v":{"$error":"#VALUE!"}},{"$f":"IF(K385=\"No\",\"\",IF(O385=\"\",AreaCi(P385,Y385),AreaTr(O385,S385,Y385)))","v":{"$error":"#VALUE!"}},{"$f":"IF(K385=\"No\",\"\",IF(O385=\"\",FrCi(AC385,9.806,Z385,P385),FrTr(AC385,9.806,O385,S385,Y385)))","v":{"$error":"#VALUE!"}},{"$error":"#VALUE!"},null,null,null,null,null,null,null,null,null,null,null,null,null,null,null,0,0,"","","",{"$f":"IF(AD385=\"\",\"\",IF(AE385=1,YcCi(AK385,J385),YcTr(J385,AJ385,AN385)))","v":""},{"$f":"IF(AD385=\"\",\"\",IF(AE385=1,Teta1(AX385,AK385),\"-\"))","v":""},{"$f":"IF(AD385=\"\",\"\",IF(AE385=1,AreaCi(AK385,AX385),AreaTr(AJ385,AN385,AX385)))","v":""},"",{"$f":"IF(AD385=\"\",\"\",IF(AE385=1,Ynci(AK385,J385,AM385,AO385),YnTr(1,AM385,AJ385,AN385,AO385,J385)))","v":""},{"$f":"IF(AD385=\"\",\"\",IF(AE385=1,Teta1(BB385,AK385),\"-\"))","v":""},{"$f":"IF(AD385=\"\",\"\",IF(AE385=1,AreaCi(AK385,BB385),AreaTr(AJ385,AN385,BB385)))","v":""},{"$f":"IF(AD385=\"\",\"\",IF(AE385=1,FrCi(BF385,9.806,BC385,AK385),FrTr(BF385,9.806,AJ385,AN385,BB385)))","v":""},"",{"$f":"IF(AD385=\"\",\"\",IF(AE385=1,LOOKUP(AI385,'Vmáx(material) - Tab.4.3'!$L$2:$L$11,'Vmáx(material) - Tab.4.3'!$M$2:$M$11),LOOKUP(AI385,'Vmáx(material) - Tab.4.3'!$L$15,'Vmáx(material) - Tab.4.3'!$M$15)))","v":""},{"$f":"IF(AD385=\"\",\"\",VLOOKUP($AH385,'Vmáx(material) - Tab.4.3'!$R$35:$X$41,2))","v":""},{"$f":"IF(AD385=\"\",\"\",VLOOKUP($AH385,'Vmáx(material) - Tab.4.3'!$R$35:$X$41,3))","v":""},{"$f":"IF(AD385=\"\",\"\",VLOOKUP($AH385,'Vmáx(material) - Tab.4.3'!$R$35:$X$41,4))","v":""},{"$f":"IF(AD385=\"\",\"\",VLOOKUP($AH385,'Vmáx(material) - Tab.4.3'!$R$35:$X$41,5))","v":""},{"$f":"IF(AD385=\"\",\"\",VLOOKUP($AH385,'Vmáx(material) - Tab.4.3'!$R$35:$X$41,6))","v":""},{"$f":"IF(AD385=\"\",\"\",IF(AD385=\"\",\"\",VLOOKUP($AH385,'Vmáx(material) - Tab.4.3'!$R$35:$X$41,7)))","v":""},{"$f":"IF(AD385=\"\",\"\",IF(AE385=1,FCi(J385,AK385),FTr(J385,AJ385,AK385)))","v":""},"",{"$f":"IF(AD385=\"\",\"\",Hw(BH385,BI385,BJ385,BK385,BL385,BM385,Z,BN385,AO385,AK385))","v":""},"","","","",{"$f":"IF(AD385=\"\",\"\",ho(BT385,AK385,AX385))","v":""},{"$f":"IF(AD385=\"\",\"\",IF(AE385=1,PeriCi(AK385,BB385),PeriTr(AJ385,AN385,BB385)))","v":""},{"$f":"IF(AD385=\"\",\"\",IF(AE385=1,AreaCi(AK385,BB385),AreaTr(AJ385,AN385,BB385)))","v":""},{"$f":"IF(AD385=\"\",\"\",RhCi(BW385,BV385))","v":""},"",{"$f":"IF(AD385=\"\",\"\",hf(AL385,J385,AM385,BW385,BX385))","v":""},{"$f":"IF(AD385=\"\",\"\",LOOKUP(AP385,Tab.4.5!$J$6:$J$27,Tab.4.5!$L$6:$L$27))","v":""},{"$f":"IF(AD385=\"\",\"\",He(CA385,BY385))","v":""},{"$f":"IF(AD385=\"\",\"\",Hs(BY385))","v":""},{"$f":"IF(AD385=\"\",\"\",Hm(BU385,BZ385,CB385,CC385,AL385,AO385))","v":""},"","","","","","",null,null,null,null,null,null,null,null,null,null,null,null,null,null,null,0,0,0,0,0,{"$f":"IF(CK385=\"\",\"\",IF(CL385=1,YcCi(CR385,J385),YcTr(J385,CQ385,CU385)))","v":""},{"$f":"IF(CK385=\"\",\"\",IF(CL385=1,Teta1(DE385,CR385),\"-\"))","v":""},"","",{"$f":"IF(CK385=\"\",\"\",IF(CL385=1,Ynci(CR385,J385,CT385,CV385),YnTr(1,CT385,CQ385,CU385,CV385,J385)))","v":""},{"$f":"IF(CK385=\"\",\"\",IF(CL385=1,Teta1(DI385,CR385),\"-\"))","v":""},{"$f":"IF(CK385=\"\",\"\",IF(CL385=1,AreaCi(CR385,J385),AreaTr(CQ385,CU385,DI385)))","v":""},{"$f":"IF(CK385=\"\",\"\",IF(CL385=1,FrCi(DM385,9.806,DJ385,CR385),FrTr(DM385,9.806,CQ385,CU385,DI385)))","v":""},"",{"$f":"IF(CK385=\"\",\"\",IF(CL385=1,LOOKUP(CP385,'Vmáx(material) - Tab.4.3'!$L$2:$L$11,'Vmáx(material) - Tab.4.3'!$M$2:$M$11),LOOKUP(CP385,'Vmáx(material) - Tab.4.3'!$L$15,'Vmáx(material) - Tab.4.3'!$M$15)))","v":""},{"$f":"IF(CK385=\"\",\"\",VLOOKUP($CO385,'Vmáx(material) - Tab.4.3'!$R$35:$X$41,2))","v":""},{"$f":"IF(CK385=\"\",\"\",VLOOKUP($CO385,'Vmáx(material) - Tab.4.3'!$R$35:$X$41,3))","v":""},{"$f":"IF(CK385=\"\",\"\",VLOOKUP($CO385,'Vmáx(material) - Tab.4.3'!$R$35:$X$41,4))","v":""},{"$f":"IF(CK385=\"\",\"\",VLOOKUP($CO385,'Vmáx(material) - Tab.4.3'!$R$35:$X$41,5))","v":""},{"$f":"IF(CK385=\"\",\"\",VLOOKUP($CO385,'Vmáx(material) - Tab.4.3'!$R$35:$X$41,6))","v":""},{"$f":"IF(CK385=\"\",\"\",IF(CK385=\"\",\"\",VLOOKUP(CO385,'Vmáx(material) - Tab.4.3'!$R$35:$X$41,7)))","v":""},{"$f":"IF(CK385=\"\",\"\",IF(CL385=1,FCi(J385,CR385),FTr(J385,CQ385,CR385)))","v":""},"",{"$f":"IF(CK385=\"\",\"\",Hw(DO385,DP385,DQ385,DR385,DS385,DT385,Z,DU385,CV385,CR385))","v":""},"","","","","",{"$f":"IF(CK385=\"\",\"\",IF(CL385=1,PeriCi(CR385,DI385),PeriTr(CQ385,CU385,DI385)))","v":""},{"$f":"IF(CK385=\"\",\"\",IF(CL385=1,AreaCi(CR385,DI385),AreaTr(CQ385,CU385,DI385)))","v":""},{"$f":"IF(CK385=\"\",\"\",RhCi(DK385,EC385))","v":""},"",{"$f":"IF(CK385=\"\",\"\",hf(CS385,J385,CT385,DK385,EE385))","v":""},{"$f":"IF(CK385=\"\",\"\",LOOKUP(CW385,Tab.4.5!$J$6:$J$27,Tab.4.5!$L$6:$L$27))","v":""},{"$f":"IF(CK385=\"\",\"\",He(EH385,DM385))","v":""},{"$f":"IF(CK385=\"\",\"\",Hs(DM385))","v":""},{"$f":"IF(CK385=\"\",\"\",Hm(EB385,EG385,EI385,EJ385,CS385,CV385))","v":""},"","","","","","","K45+-45000 () ",{"$f":"IF(B385=\"Existe.\",IF(AE385=1,CONCATENATE(#REF!,AK385,\" m.\"),CONCATENATE(#REF!,AJ385,\" m x \",AK385,\" m.\")),IF(CL385=1,CONCATENATE(#REF!,CR385,\" m.\"),CONCATENATE(#REF!,CQ385,\" m x \",CR385,\" m.\")))","v":{"$error":"#REF!"}},"Concreto, L =  m, S = 0 %.","Cota clave eje= 0 msnm.",null,null,null,"","","","","",{"$f":"IF(EV385=\"\",\"\",VLOOKUP(EY385,'Estructura escalonada'!$D$3:$H$953,2))","v":""},"","","","","",""]
[null,null,null,null,null,null,null,null,null,null,null,0,null,0,null,null,null,null,null,null,{"$f":"IF(K387=\"No\",\"\",IF(O387=\"\",YcCi(P387,N387),YcTr(N387,O387,S387)))","v":{"$error":"#VALUE!"}},{"$f":"IF(K387=\"No\",\"\",IF(O387=\"\",Teta1(U387,P387),\"-\"))","v":{"$error":"#VALUE!"}},{"$error":"#VALUE!"},{"$error":"#VALUE!"},{"$f":"IF(K387=\"No\",\"\",IF(O387=\"\",Ynci(P387,N387,R387,T387),YnTr(1,R387,O387,S387,T387,N387)))","v":{"$error":"#VALUE!"}},{"$f":"IF(K387=\"No\",\"\",IF(O387=\"\",Teta1(Y387,P387),\"-\"))","v":{"$error":"#VALUE!"}},{"$f":"IF(K387=\"No\",\"\",IF(O387=\"\",AreaCi(P387,Y387),AreaTr(O387,S387,Y387)))","v":{"$error":"#VALUE!"}},{"$f":"IF(K387=\"No\",\"\",IF(O387=\"\",FrCi(AC387,9.806,Z387,P387),FrTr(AC387,9.806,O387,S387,Y387)))","v":{"$error":"#VALUE!"}},{"$error":"#VALUE!"},null,null,null,null,null,null,null,null,null,null,null,null,null,null,null,0,0,"","","",{"$f":"IF(AD387=\"\",\"\",IF(AE387=1,YcCi(AK387,J387),YcTr(J387,AJ387,AN387)))","v":""},{"$f":"IF(AD387=\"\",\"\",IF(AE387=1,Teta1(AX387,AK387),\"-\"))","v":""},{"$f":"IF(AD387=\"\",\"\",IF(AE387=1,AreaCi(AK387,AX387),AreaTr(AJ387,AN387,AX387)))","v":""},"",{"$f":"IF(AD387=\"\",\"\",IF(AE387=1,Ynci(AK387,J387,AM387,AO387),YnTr(1,AM387,AJ387,AN387,AO387,J387)))","v":""},{"$f":"IF(AD387=\"\",\"\",IF(AE387=1,Teta1(BB387,AK387),\"-\"))","v":""},{"$f":"IF(AD387=\"\",\"\",IF(AE387=1,AreaCi(AK387,BB387),AreaTr(AJ387,AN387,BB387)))","v":""},{"$f":"IF(AD387=\"\",\"\",IF(AE387=1,FrCi(BF387,9.806,BC387,AK387),FrTr(BF387,9.806,AJ387,AN387,BB387)))","v":""},"",{"$f":"IF(AD387=\"\",\"\",IF(AE387=1,LOOKUP(AI387,'Vmáx(material) - Tab.4.3'!$L$2:$L$11,'Vmáx(material) - Tab.4.3'!$M$2:$M$11),LOOKUP(AI387,'Vmáx(material) - Tab.4.3'!$L$15,'Vmáx(material) - Tab.4.3'!$M$15)))","v":""},{"$f":"IF(AD387=\"\",\"\",VLOOKUP($AH387,'Vmáx(material) - Tab.4.3'!$R$35:$X$41,2))","v":""},{"$f":"IF(AD387=\"\",\"\",VLOOKUP($AH387,'Vmáx(material) - Tab.4.3'!$R$35:$X$41,3))","v":""},{"$f":"IF(AD387=\"\",\"\",VLOOKUP($AH387,'Vmáx(material) - Tab.4.3'!$R$35:$X$41,4))","v":""},{"$f":"IF(AD387=\"\",\"\",VLOOKUP($AH387,'Vmáx(material) - Tab.4.3'!$R$35:$X$41,5))","v":""},{"$f":"IF(AD387=\"\",\"\",VLOOKUP($AH387,'Vmáx(material) - Tab.4.3'!$R$35:$X$41,6))","v":""},{"$f":"IF(AD387=\"\",\"\",IF(AD387=\"\",\"\",VLOOKUP($AH387,'Vmáx(material) - Tab.4.3'!$R$35:$X$41,7)))","v":""},{"$f":"IF(AD387=\"\",\"\",IF(AE387=1,FCi(J387,AK387),FTr(J387,AJ387,AK387)))","v":""},"",{"$f":"IF(AD387=\"\",\"\",Hw(BH387,BI387,BJ387,BK387,BL387,BM387,Z,BN387,AO387,AK387))","v":""},"","","","",{"$f":"IF(AD387=\"\",\"\",ho(BT387,AK387,AX387))","v":""},{"$f":"IF(AD387=\"\",\"\",IF(AE387=1,PeriCi(AK387,BB387),PeriTr(AJ387,AN387,BB387)))","v":""},{"$f":"IF(AD387=\"\",\"\",IF(AE387=1,AreaCi(AK387,BB387),AreaTr(AJ387,AN387,BB387)))","v":""},{"$f":"IF(AD387=\"\",\"\",RhCi(BW387,BV387))","v":""},"",{"$f":"IF(AD387=\"\",\"\",hf(AL387,J387,AM387,BW387,BX387))","v":""},{"$f":"IF(AD387=\"\",\"\",LOOKUP(AP387,Tab.4.5!$J$6:$J$27,Tab.4.5!$L$6:$L$27))","v":""},{"$f":"IF(AD387=\"\",\"\",He(CA387,BY387))","v":""},{"$f":"IF(AD387=\"\",\"\",Hs(BY387))","v":""},{"$f":"IF(AD387=\"\",\"\",Hm(BU387,BZ387,CB387,CC387,AL387,AO387))","v":""},"","","","","","",null,null,null,null,null,null,null,null,null,null,null,null,null,null,null,0,0,0,0,0,{"$f":"IF(CK387=\"\",\"\",IF(CL387=1,YcCi(CR387,J387),YcTr(J387,CQ387,CU387)))","v":""},{"$f":"IF(CK387=\"\",\"\",IF(CL387=1,Teta1(DE387,CR387),\"-\"))","v":""},"","",{"$f":"IF(CK387=\"\",\"\",IF(CL387=1,Ynci(CR387,J387,CT387,CV387),YnTr(1,CT387,CQ387,CU387,CV387,J387)))","v":""},{"$f":"IF(CK387=\"\",\"\",IF(CL387=1,Teta1(DI387,CR387),\"-\"))","v":""},{"$f":"IF(CK387=\"\",\"\",IF(CL387=1,AreaCi(CR387,J387),AreaTr(CQ387,CU387,DI387)))","v":""},{"$f":"IF(CK387=\"\",\"\",IF(CL387=1,FrCi(DM387,9.806,DJ387,CR387),FrTr(DM387,9.806,CQ387,CU387,DI387)))","v":""},"",{"$f":"IF(CK387=\"\",\"\",IF(CL387=1,LOOKUP(CP387,'Vmáx(material) - Tab.4.3'!$L$2:$L$11,'Vmáx(material) - Tab.4.3'!$M$2:$M$11),LOOKUP(CP387,'Vmáx(material) - Tab.4.3'!$L$15,'Vmáx(material) - Tab.4.3'!$M$15)))","v":""},{"$f":"IF(CK387=\"\",\"\",VLOOKUP($CO387,'Vmáx(material) - Tab.4.3'!$R$35:$X$41,2))","v":""},{"$f":"IF(CK387=\"\",\"\",VLOOKUP($CO387,'Vmáx(material) - Tab.4.3'!$R$35:$X$41,3))","v":""},{"$f":"IF(CK387=\"\",\"\",VLOOKUP($CO387,'Vmáx(material) - Tab.4.3'!$R$35:$X$41,4))","v":""},{"$f":"IF(CK387=\"\",\"\",VLOOKUP($CO387,'Vmáx(material) - Tab.4.3'!$R$35:$X$41,5))","v":""},{"$f":"IF(CK387=\"\",\"\",VLOOKUP($CO387,'Vmáx(material) - Tab.4.3'!$R$35:$X$41,6))","v":""},{"$f":"IF(CK387=\"\",\"\",IF(CK387=\"\",\"\",VLOOKUP(CO387,'Vmáx(material) - Tab.4.3'!$R$35:$X$41,7)))","v":""},{"$f":"IF(CK387=\"\",\"\",IF(CL387=1,FCi(J387,CR387),FTr(J387,CQ387,CR387)))","v":""},"",{"$f":"IF(CK387=\"\",\"\",Hw(DO387,DP387,DQ387,DR387,DS387,DT387,Z,DU387,CV387,CR387))","v":""},"","","","","",{"$f":"IF(CK387=\"\",\"\",IF(CL387=1,PeriCi(CR387,DI387),PeriTr(CQ387,CU387,DI387)))","v":""},{"$f":"IF(CK387=\"\",\"\",IF(CL387=1,AreaCi(CR387,DI387),AreaTr(CQ387,CU387,DI387)))","v":""},{"$f":"IF(CK387=\"\",\"\",RhCi(DK387,EC387))","v":""},"",{"$f":"IF(CK387=\"\",\"\",hf(CS387,J387,CT387,DK387,EE387))","v":""},{"$f":"IF(CK387=\"\",\"\",LOOKUP(CW387,Tab.4.5!$J$6:$J$27,Tab.4.5!$L$6:$L$27))","v":""},{"$f":"IF(CK387=\"\",\"\",He(EH387,DM387))","v":""},{"$f":"IF(CK387=\"\",\"\",Hs(DM387))","v":""},{"$f":"IF(CK387=\"\",\"\",Hm(EB387,EG387,EI387,EJ387,CS387,CV387))","v":""},"","","","","","","K45+-45000 () ",{"$f":"IF(B387=\"Existe.\",IF(AE387=1,CONCATENATE(#REF!,AK387,\" m.\"),CONCATENATE(#REF!,AJ387,\" m x \",AK387,\" m.\")),IF(CL387=1,CONCATENATE(#REF!,CR387,\" m.\"),CONCATENATE(#REF!,CQ387,\" m x \",CR387,\" m.\")))","v":{"$error":"#REF!"}},"Concreto, L =  m, S = 0 %.","Cota clave eje= 0 msnm.",null,null,null,"","","","","",{"$f":"IF(EV387=\"\",\"\",VLOOKUP(EY387,'Estructura escalonada'!$D$3:$H$953,2))","v":""},"","","","","",""]
[null,null,null,null,null,null,null,null,null,null,null,0,null,0,null,null,null,null,null,null,{"$f":"IF(K391=\"No\",\"\",IF(O391=\"\",YcCi(P391,N391),YcTr(N391,O391,S391)))","v":{"$error":"#VALUE!"}},{"$f":"IF(K391=\"No\",\"\",IF(O391=\"\",Teta1(U391,P391),\"-\"))","v":{"$error":"#VALUE!"}},{"$error":"#VALUE!"},{"$error":"#VALUE!"},{"$f":"IF(K391=\"No\",\"\",IF(O391=\"\",Ynci(P391,N391,R391,T391),YnTr(1,R391,O391,S391,T391,N391)))","v":{"$error":"#VALUE!"}},{"$f":"IF(K391=\"No\",\"\",IF(O391=\"\",Teta1(Y391,P391),\"-\"))","v":{"$error":"#VALUE!"}},{"$f":"IF(K391=\"No\",\"\",IF(O391=\"\",AreaCi(P391,Y391),AreaTr(O391,S391,Y391)))","v":{"$error":"#VALUE!"}},{"$f":"IF(K391=\"No\",\"\",IF(O391=\"\",FrCi(AC391,9.806,Z391,P391),FrTr(AC391,9.806,O391,S391,Y391)))","v":{"$error":"#VALUE!"}},{"$error":"#VALUE!"},null,null,null,null,null,null,null,null,null,null,null,null,null,null,null,0,0,"","","",{"$f":"IF(AD391=\"\",\"\",IF(AE391=1,YcCi(AK391,J391),YcTr(J391,AJ391,AN391)))","v":""},{"$f":"IF(AD391=\"\",\"\",IF(AE391=1,Teta1(AX391,AK391),\"-\"))","v":""},{"$f":"IF(AD391=\"\",\"\",IF(AE391=1,AreaCi(AK391,AX391),AreaTr(AJ391,AN391,AX391)))","v":""},"",{"$f":"IF(AD391=\"\",\"\",IF(AE391=1,Ynci(AK391,J391,AM391,AO391),YnTr(1,AM391,AJ391,AN391,AO391,J391)))","v":""},{"$f":"IF(AD391=\"\",\"\",IF(AE391=1,Teta1(BB391,AK391),\"-\"))","v":""},{"$f":"IF(AD391=\"\",\"\",IF(AE391=1,AreaCi(AK391,BB391),AreaTr(AJ391,AN391,BB391)))","v":""},{"$f":"IF(AD391=\"\",\"\",IF(AE391=1,FrCi(BF391,9.806,BC391,AK391),FrTr(BF391,9.806,AJ391,AN391,BB391)))","v":""},"",{"$f":"IF(AD391=\"\",\"\",IF(AE391=1,LOOKUP(AI391,'Vmáx(material) - Tab.4.3'!$L$2:$L$11,'Vmáx(material) - Tab.4.3'!$M$2:$M$11),LOOKUP(AI391,'Vmáx(material) - Tab.4.3'!$L$15,'Vmáx(material) - Tab.4.3'!$M$15)))","v":""},{"$f":"IF(AD391=\"\",\"\",VLOOKUP($AH391,'Vmáx(material) - Tab.4.3'!$R$35:$X$41,2))","v":""},{"$f":"IF(AD391=\"\",\"\",VLOOKUP($AH391,'Vmáx(material) - Tab.4.3'!$R$35:$X$41,3))","v":""},{"$f":"IF(AD391=\"\",\"\",VLOOKUP($AH391,'Vmáx(material) - Tab.4.3'!$R$35:$X$41,4))","v":""},{"$f":"IF(AD391=\"\",\"\",VLOOKUP($AH391,'Vmáx(material) - Tab.4.3'!$R$35:$X$41,5))","v":""},{"$f":"IF(AD391=\"\",\"\",VLOOKUP($AH391,'Vmáx(material) - Tab.4.3'!$R$35:$X$41,6))","v":""},{"$f":"IF(AD391=\"\",\"\",IF(AD391=\"\",\"\",VLOOKUP($AH391,'Vmáx(material) - Tab.4.3'!$R$35:$X$41,7)))","v":""},{"$f":"IF(AD391=\"\",\"\",IF(AE391=1,FCi(J391,AK391),FTr(J391,AJ391,AK391)))","v":""},"",{"$f":"IF(AD391=\"\",\"\",Hw(BH391,BI391,BJ391,BK391,BL391,BM391,Z,BN391,AO391,AK391))","v":""},"","","","",{"$f":"IF(AD391=\"\",\"\",ho(BT391,AK391,AX391))","v":""},{"$f":"IF(AD391=\"\",\"\",IF(AE391=1,PeriCi(AK391,BB391),PeriTr(AJ391,AN391,BB391)))","v":""},{"$f":"IF(AD391=\"\",\"\",IF(AE391=1,AreaCi(AK391,BB391),AreaTr(AJ391,AN391,BB391)))","v":""},{"$f":"IF(AD391=\"\",\"\",RhCi(BW391,BV391))","v":""},"",{"$f":"IF(AD391=\"\",\"\",hf(AL391,J391,AM391,BW391,BX391))","v":""},{"$f":"IF(AD391=\"\",\"\",LOOKUP(AP391,Tab.4.5!$J$6:$J$27,Tab.4.5!$L$6:$L$27))","v":""},{"$f":"IF(AD391=\"\",\"\",He(CA391,BY391))","v":""},{"$f":"IF(AD391=\"\",\"\",Hs(BY391))","v":""},{"$f":"IF(AD391=\"\",\"\",Hm(BU391,BZ391,CB391,CC391,AL391,AO391))","v":""},"","","","","","",null,null,null,null,null,null,null,null,null,null,null,null,null,null,null,0,0,0,0,0,{"$f":"IF(CK391=\"\",\"\",IF(CL391=1,YcCi(CR391,J391),YcTr(J391,CQ391,CU391)))","v":""},{"$f":"IF(CK391=\"\",\"\",IF(CL391=1,Teta1(DE391,CR391),\"-\"))","v":""},"","",{"$f":"IF(CK391=\"\",\"\",IF(CL391=1,Ynci(CR391,J391,CT391,CV391),YnTr(1,CT391,CQ391,CU391,CV391,J391)))","v":""},{"$f":"IF(CK391=\"\",\"\",IF(CL391=1,Teta1(DI391,CR391),\"-\"))","v":""},{"$f":"IF(CK391=\"\",\"\",IF(CL391=1,AreaCi(CR391,J391),AreaTr(CQ391,CU391,DI391)))","v":""},{"$f":"IF(CK391=\"\",\"\",IF(CL391=1,FrCi(DM391,9.806,DJ391,CR391),FrTr(DM391,9.806,CQ391,CU391,DI391)))","v":""},"",{"$f":"IF(CK391=\"\",\"\",IF(CL391=1,LOOKUP(CP391,'Vmáx(material) - Tab.4.3'!$L$2:$L$11,'Vmáx(material) - Tab.4.3'!$M$2:$M$11),LOOKUP(CP391,'Vmáx(material) - Tab.4.3'!$L$15,'Vmáx(material) - Tab.4.3'!$M$15)))","v":""},{"$f":"IF(CK391=\"\",\"\",VLOOKUP($CO391,'Vmáx(material) - Tab.4.3'!$R$35:$X$41,2))","v":""},{"$f":"IF(CK391=\"\",\"\",VLOOKUP($CO391,'Vmáx(material) - Tab.4.3'!$R$35:$X$41,3))","v":""},{"$f":"IF(CK391=\"\",\"\",VLOOKUP($CO391,'Vmáx(material) - Tab.4.3'!$R$35:$X$41,4))","v":""},{"$f":"IF(CK391=\"\",\"\",VLOOKUP($CO391,'Vmáx(material) - Tab.4.3'!$R$35:$X$41,5))","v":""},{"$f":"IF(CK391=\"\",\"\",VLOOKUP($CO391,'Vmáx(material) - Tab.4.3'!$R$35:$X$41,6))","v":""},{"$f":"IF(CK391=\"\",\"\",IF(CK391=\"\",\"\",VLOOKUP(CO391,'Vmáx(material) - Tab.4.3'!$R$35:$X$41,7)))","v":""},{"$f":"IF(CK391=\"\",\"\",IF(CL391=1,FCi(J391,CR391),FTr(J391,CQ391,CR391)))","v":""},"",{"$f":"IF(CK391=\"\",\"\",Hw(DO391,DP391,DQ391,DR391,DS391,DT391,Z,DU391,CV391,CR391))","v":""},"","","","","",{"$f":"IF(CK391=\"\",\"\",IF(CL391=1,PeriCi(CR391,DI391),PeriTr(CQ391,CU391,DI391)))","v":""},{"$f":"IF(CK391=\"\",\"\",IF(CL391=1,AreaCi(CR391,DI391),AreaTr(CQ391,CU391,DI391)))","v":""},{"$f":"IF(CK391=\"\",\"\",RhCi(DK391,EC391))","v":""},"",{"$f":"IF(CK391=\"\",\"\",hf(CS391,J391,CT391,DK391,EE391))","v":""},{"$f":"IF(CK391=\"\",\"\",LOOKUP(CW391,Tab.4.5!$J$6:$J$27,Tab.4.5!$L$6:$L$27))","v":""},{"$f":"IF(CK391=\"\",\"\",He(EH391,DM391))","v":""},{"$f":"IF(CK391=\"\",\"\",Hs(DM391))","v":""},{"$f":"IF(CK391=\"\",\"\",Hm(EB391,EG391,EI391,EJ391,CS391,CV391))","v":""},"","","","","","","K45+-45000 () ",{"$f":"IF(B391=\"Existe.\",IF(AE391=1,CONCATENATE(#REF!,AK391,\" m.\"),CONCATENATE(#REF!,AJ391,\" m x \",AK391,\" m.\")),IF(CL391=1,CONCATENATE(#REF!,CR391,\" m.\"),CONCATENATE(#REF!,CQ391,\" m x \",CR391,\" m.\")))","v":{"$error":"#REF!"}},"Concreto, L =  m, S = 0 %.","Cota clave eje= 0 msnm.",null,null,null,"","","","","",{"$f":"IF(EV391=\"\",\"\",VLOOKUP(EY391,'Estructura escalonada'!$D$3:$H$953,2))","v":""},"","","","","",""]
[null,null,null,null,null,null,null,null,null,null,null,0,null,0,null,null,null,null,null,null,{"$f":"IF(K394=\"No\",\"\",IF(O394=\"\",YcCi(P394,N394),YcTr(N394,O394,S394)))","v":{"$error":"#VALUE!"}},{"$f":"IF(K394=\"No\",\"\",IF(O394=\"\",Teta1(U394,P394),\"-\"))","v":{"$error":"#VALUE!"}},{"$error":"#VALUE!"},{"$error":"#VALUE!"},{"$f":"IF(K394=\"No\",\"\",IF(O394=\"\",Ynci(P394,N394,R394,T394),YnTr(1,R394,O394,S394,T394,N394)))","v":{"$error":"#VALUE!"}},{"$f":"IF(K394=\"No\",\"\",IF(O394=\"\",Teta1(Y394,P394),\"-\"))","v":{"$error":"#VALUE!"}},{"$f":"IF(K394=\"No\",\"\",IF(O394=\"\",AreaCi(P394,Y394),AreaTr(O394,S394,Y394)))","v":{"$error":"#VALUE!"}},{"$f":"IF(K394=\"No\",\"\",IF(O394=\"\",FrCi(AC394,9.806,Z394,P394),FrTr(AC394,9.806,O394,S394,Y394)))","v":{"$error":"#VALUE!"}},{"$error":"#VALUE!"},null,null,null,null,null,null,null,null,null,null,null,null,null,null,null,0,0,"","","",{"$f":"IF(AD394=\"\",\"\",IF(AE394=1,YcCi(AK394,J394),YcTr(J394,AJ394,AN394)))","v":""},{"$f":"IF(AD394=\"\",\"\",IF(AE394=1,Teta1(AX394,AK394),\"-\"))","v":""},{"$f":"IF(AD394=\"\",\"\",IF(AE394=1,AreaCi(AK394,AX394),AreaTr(AJ394,AN394,AX394)))","v":""},"",{"$f":"IF(AD394=\"\",\"\",IF(AE394=1,Ynci(AK394,J394,AM394,AO394),YnTr(1,AM394,AJ394,AN394,AO394,J394)))","v":""},{"$f":"IF(AD394=\"\",\"\",IF(AE394=1,Teta1(BB394,AK394),\"-\"))","v":""},{"$f":"IF(AD394=\"\",\"\",IF(AE394=1,AreaCi(AK394,BB394),AreaTr(AJ394,AN394,BB394)))","v":""},{"$f":"IF(AD394=\"\",\"\",IF(AE394=1,FrCi(BF394,9.806,BC394,AK394),FrTr(BF394,9.806,AJ394,AN394,BB394)))","v":""},"",{"$f":"IF(AD394=\"\",\"\",IF(AE394=1,LOOKUP(AI394,'Vmáx(material) - Tab.4.3'!$L$2:$L$11,'Vmáx(material) - Tab.4.3'!$M$2:$M$11),LOOKUP(AI394,'Vmáx(material) - Tab.4.3'!$L$15,'Vmáx(material) - Tab.4.3'!$M$15)))","v":""},{"$f":"IF(AD394=\"\",\"\",VLOOKUP($AH394,'Vmáx(material) - Tab.4.3'!$R$35:$X$41,2))","v":""},{"$f":"IF(AD394=\"\",\"\",VLOOKUP($AH394,'Vmáx(material) - Tab.4.3'!$R$35:$X$41,3))","v":""},{"$f":"IF(AD394=\"\",\"\",VLOOKUP($AH394,'Vmáx(material) - Tab.4.3'!$R$35:$X$41,4))","v":""},{"$f":"IF(AD394=\"\",\"\",VLOOKUP($AH394,'Vmáx(material) - Tab.4.3'!$R$35:$X$41,5))","v":""},{"$f":"IF(AD394=\"\",\"\",VLOOKUP($AH394,'Vmáx(material) - Tab.4.3'!$R$35:$X$41,6))","v":""},{"$f":"IF(AD394=\"\",\"\",IF(AD394=\"\",\"\",VLOOKUP($AH394,'Vmáx(material) - Tab.4.3'!$R$35:$X$41,7)))","v":""},{"$f":"IF(AD394=\"\",\"\",IF(AE394=1,FCi(J394,AK394),FTr(J394,AJ394,AK394)))","v":""},"",{"$f":"IF(AD394=\"\",\"\",Hw(BH394,BI394,BJ394,BK394,BL394,BM394,Z,BN394,AO394,AK394))","v":""},"","","","",{"$f":"IF(AD394=\"\",\"\",ho(BT394,AK394,AX394))","v":""},{"$f":"IF(AD394=\"\",\"\",IF(AE394=1,PeriCi(AK394,BB394),PeriTr(AJ394,AN394,BB394)))","v":""},{"$f":"IF(AD394=\"\",\"\",IF(AE394=1,AreaCi(AK394,BB394),AreaTr(AJ394,AN394,BB394)))","v":""},{"$f":"IF(AD394=\"\",\"\",RhCi(BW394,BV394))","v":""},"",{"$f":"IF(AD394=\"\",\"\",hf(AL394,J394,AM394,BW394,BX394))","v":""},{"$f":"IF(AD394=\"\",\"\",LOOKUP(AP394,Tab.4.5!$J$6:$J$27,Tab.4.5!$L$6:$L$27))","v":""},{"$f":"IF(AD394=\"\",\"\",He(CA394,BY394))","v":""},{"$f":"IF(AD394=\"\",\"\",Hs(BY394))","v":""},{"$f":"IF(AD394=\"\",\"\",Hm(BU394,BZ394,CB394,CC394,AL394,AO394))","v":""},"","","","","","",null,null,null,null,null,null,null,null,null,null,null,null,null,null,null,0,0,0,0,0,{"$f":"IF(CK394=\"\",\"\",IF(CL394=1,YcCi(CR394,J394),YcTr(J394,CQ394,CU394)))","v":""},{"$f":"IF(CK394=\"\",\"\",IF(CL394=1,Teta1(DE394,CR394),\"-\"))","v":""},"","",{"$f":"IF(CK394=\"\",\"\",IF(CL394=1,Ynci(CR394,J394,CT394,CV394),YnTr(1,CT394,CQ394,CU394,CV394,J394)))","v":""},{"$f":"IF(CK394=\"\",\"\",IF(CL394=1,Teta1(DI394,CR394),\"-\"))","v":""},{"$f":"IF(CK394=\"\",\"\",IF(CL394=1,AreaCi(CR394,J394),AreaTr(CQ394,CU394,DI394)))","v":""},{"$f":"IF(CK394=\"\",\"\",IF(CL394=1,FrCi(DM394,9.806,DJ394,CR394),FrTr(DM394,9.806,CQ394,CU394,DI394)))","v":""},"",{"$f":"IF(CK394=\"\",\"\",IF(CL394=1,LOOKUP(CP394,'Vmáx(material) - Tab.4.3'!$L$2:$L$11,'Vmáx(material) - Tab.4.3'!$M$2:$M$11),LOOKUP(CP394,'Vmáx(material) - Tab.4.3'!$L$15,'Vmáx(material) - Tab.4.3'!$M$15)))","v":""},{"$f":"IF(CK394=\"\",\"\",VLOOKUP($CO394,'Vmáx(material) - Tab.4.3'!$R$35:$X$41,2))","v":""},{"$f":"IF(CK394=\"\",\"\",VLOOKUP($CO394,'Vmáx(material) - Tab.4.3'!$R$35:$X$41,3))","v":""},{"$f":"IF(CK394=\"\",\"\",VLOOKUP($CO394,'Vmáx(material) - Tab.4.3'!$R$35:$X$41,4))","v":""},{"$f":"IF(CK394=\"\",\"\",VLOOKUP($CO394,'Vmáx(material) - Tab.4.3'!$R$35:$X$41,5))","v":""},{"$f":"IF(CK394=\"\",\"\",VLOOKUP($CO394,'Vmáx(material) - Tab.4.3'!$R$35:$X$41,6))","v":""},{"$f":"IF(CK394=\"\",\"\",IF(CK394=\"\",\"\",VLOOKUP(CO394,'Vmáx(material) - Tab.4.3'!$R$35:$X$41,7)))","v":""},{"$f":"IF(CK394=\"\",\"\",IF(CL394=1,FCi(J394,CR394),FTr(J394,CQ394,CR394)))","v":""},"",{"$f":"IF(CK394=\"\",\"\",Hw(DO394,DP394,DQ394,DR394,DS394,DT394,Z,DU394,CV394,CR394))","v":""},"","","","","",{"$f":"IF(CK394=\"\",\"\",IF(CL394=1,PeriCi(CR394,DI394),PeriTr(CQ394,CU394,DI394)))","v":""},{"$f":"IF(CK394=\"\",\"\",IF(CL394=1,AreaCi(CR394,DI394),AreaTr(CQ394,CU394,DI394)))","v":""},{"$f":"IF(CK394=\"\",\"\",RhCi(DK394,EC394))","v":""},"",{"$f":"IF(CK394=\"\",\"\",hf(CS394,J394,CT394,DK394,EE394))","v":""},{"$f":"IF(CK394=\"\",\"\",LOOKUP(CW394,Tab.4.5!$J$6:$J$27,Tab.4.5!$L$6:$L$27))","v":""},{"$f":"IF(CK394=\"\",\"\",He(EH394,DM394))","v":""},{"$f":"IF(CK394=\"\",\"\",Hs(DM394))","v":""},{"$f":"IF(CK394=\"\",\"\",Hm(EB394,EG394,EI394,EJ394,CS394,CV394))","v":""},"","","","","","","K45+-45000 () ",{"$f":"IF(B394=\"Existe.\",IF(AE394=1,CONCATENATE(#REF!,AK394,\" m.\"),CONCATENATE(#REF!,AJ394,\" m x \",AK394,\" m.\")),IF(CL394=1,CONCATENATE(#REF!,CR394,\" m.\"),CONCATENATE(#REF!,CQ394,\" m x \",CR394,\" m.\")))","v":{"$error":"#REF!"}},"Concreto, L =  m, S = 0 %.","Cota clave eje= 0 msnm.",null,null,null,"","","","","",{"$f":"IF(EV394=\"\",\"\",VLOOKUP(EY394,'Estructura escalonada'!$D$3:$H$953,2))","v":""},"","","","","",""]
[null,null,null,null,null,null,null,null,null,null,null,0,null,0,null,null,null,null,null,null,{"$f":"IF(K397=\"No\",\"\",IF(O397=\"\",YcCi(P397,N397),YcTr(N397,O397,S397)))","v":{"$error":"#VALUE!"}},{"$f":"IF(K397=\"No\",\"\",IF(O397=\"\",Teta1(U397,P397),\"-\"))","v":{"$error":"#VALUE!"}},{"$error":"#VALUE!"},{"$error":"#VALUE!"},{"$f":"IF(K397=\"No\",\"\",IF(O397=\"\",Ynci(P397,N397,R397,T397),YnTr(1,R397,O397,S397,T397,N397)))","v":{"$error":"#VALUE!"}},{"$f":"IF(K397=\"No\",\"\",IF(O397=\"\",Teta1(Y397,P397),\"-\"))","v":{"$error":"#VALUE!"}},{"$f":"IF(K397=\"No\",\"\",IF(O397=\"\",AreaCi(P397,Y397),AreaTr(O397,S397,Y397)))","v":{"$error":"#VALUE!"}},{"$f":"IF(K397=\"No\",\"\",IF(O397=\"\",FrCi(AC397,9.806,Z397,P397),FrTr(AC397,9.806,O397,S397,Y397)))","v":{"$error":"#VALUE!"}},{"$error":"#VALUE!"},null,null,null,null,null,null,null,null,null,null,null,null,null,null,null,0,0,"","","",{"$f":"IF(AD397=\"\",\"\",IF(AE397=1,YcCi(AK397,J397),YcTr(J397,AJ397,AN397)))","v":""},{"$f":"IF(AD397=\"\",\"\",IF(AE397=1,Teta1(AX397,AK397),\"-\"))","v":""},{"$f":"IF(AD397=\"\",\"\",IF(AE397=1,AreaCi(AK397,AX397),AreaTr(AJ397,AN397,AX397)))","v":""},"",{"$f":"IF(AD397=\"\",\"\",IF(AE397=1,Ynci(AK397,J397,AM397,AO397),YnTr(1,AM397,AJ397,AN397,AO397,J397)))","v":""},{"$f":"IF(AD397=\"\",\"\",IF(AE397=1,Teta1(BB397,AK397),\"-\"))","v":""},{"$f":"IF(AD397=\"\",\"\",IF(AE397=1,AreaCi(AK397,BB397),AreaTr(AJ397,AN397,BB397)))","v":""},{"$f":"IF(AD397=\"\",\"\",IF(AE397=1,FrCi(BF397,9.806,BC397,AK397),FrTr(BF397,9.806,AJ397,AN397,BB397)))","v":""},"",{"$f":"IF(AD397=\"\",\"\",IF(AE397=1,LOOKUP(AI397,'Vmáx(material) - Tab.4.3'!$L$2:$L$11,'Vmáx(material) - Tab.4.3'!$M$2:$M$11),LOOKUP(AI397,'Vmáx(material) - Tab.4.3'!$L$15,'Vmáx(material) - Tab.4.3'!$M$15)))","v":""},{"$f":"IF(AD397=\"\",\"\",VLOOKUP($AH397,'Vmáx(material) - Tab.4.3'!$R$35:$X$41,2))","v":""},{"$f":"IF(AD397=\"\",\"\",VLOOKUP($AH397,'Vmáx(material) - Tab.4.3'!$R$35:$X$41,3))","v":""},{"$f":"IF(AD397=\"\",\"\",VLOOKUP($AH397,'Vmáx(material) - Tab.4.3'!$R$35:$X$41,4))","v":""},{"$f":"IF(AD397=\"\",\"\",VLOOKUP($AH397,'Vmáx(material) - Tab.4.3'!$R$35:$X$41,5))","v":""},{"$f":"IF(AD397=\"\",\"\",VLOOKUP($AH397,'Vmáx(material) - Tab.4.3'!$R$35:$X$41,6))","v":""},{"$f":"IF(AD397=\"\",\"\",IF(AD397=\"\",\"\",VLOOKUP($AH397,'Vmáx(material) - Tab.4.3'!$R$35:$X$41,7)))","v":""},{"$f":"IF(AD397=\"\",\"\",IF(AE397=1,FCi(J397,AK397),FTr(J397,AJ397,AK397)))","v":""},"",{"$f":"IF(AD397=\"\",\"\",Hw(BH397,BI397,BJ397,BK397,BL397,BM397,Z,BN397,AO397,AK397))","v":""},"","","","",{"$f":"IF(AD397=\"\",\"\",ho(BT397,AK397,AX397))","v":""},{"$f":"IF(AD397=\"\",\"\",IF(AE397=1,PeriCi(AK397,BB397),PeriTr(AJ397,AN397,BB397)))","v":""},{"$f":"IF(AD397=\"\",\"\",IF(AE397=1,AreaCi(AK397,BB397),AreaTr(AJ397,AN397,BB397)))","v":""},{"$f":"IF(AD397=\"\",\"\",RhCi(BW397,BV397))","v":""},"",{"$f":"IF(AD397=\"\",\"\",hf(AL397,J397,AM397,BW397,BX397))","v":""},{"$f":"IF(AD397=\"\",\"\",LOOKUP(AP397,Tab.4.5!$J$6:$J$27,Tab.4.5!$L$6:$L$27))","v":""},{"$f":"IF(AD397=\"\",\"\",He(CA397,BY397))","v":""},{"$f":"IF(AD397=\"\",\"\",Hs(BY397))","v":""},{"$f":"IF(AD397=\"\",\"\",Hm(BU397,BZ397,CB397,CC397,AL397,AO397))","v":""},"","","","","","",null,null,null,null,null,null,null,null,null,null,null,null,null,null,null,0,0,0,0,0,{"$f":"IF(CK397=\"\",\"\",IF(CL397=1,YcCi(CR397,J397),YcTr(J397,CQ397,CU397)))","v":""},{"$f":"IF(CK397=\"\",\"\",IF(CL397=1,Teta1(DE397,CR397),\"-\"))","v":""},"","",{"$f":"IF(CK397=\"\",\"\",IF(CL397=1,Ynci(CR397,J397,CT397,CV397),YnTr(1,CT397,CQ397,CU397,CV397,J397)))","v":""},{"$f":"IF(CK397=\"\",\"\",IF(CL397=1,Teta1(DI397,CR397),\"-\"))","v":""},{"$f":"IF(CK397=\"\",\"\",IF(CL397=1,AreaCi(CR397,J397),AreaTr(CQ397,CU397,DI397)))","v":""},{"$f":"IF(CK397=\"\",\"\",IF(CL397=1,FrCi(DM397,9.806,DJ397,CR397),FrTr(DM397,9.806,CQ397,CU397,DI397)))","v":""},"",{"$f":"IF(CK397=\"\",\"\",IF(CL397=1,LOOKUP(CP397,'Vmáx(material) - Tab.4.3'!$L$2:$L$11,'Vmáx(material) - Tab.4.3'!$M$2:$M$11),LOOKUP(CP397,'Vmáx(material) - Tab.4.3'!$L$15,'Vmáx(material) - Tab.4.3'!$M$15)))","v":""},{"$f":"IF(CK397=\"\",\"\",VLOOKUP($CO397,'Vmáx(material) - Tab.4.3'!$R$35:$X$41,2))","v":""},{"$f":"IF(CK397=\"\",\"\",VLOOKUP($CO397,'Vmáx(material) - Tab.4.3'!$R$35:$X$41,3))","v":""},{"$f":"IF(CK397=\"\",\"\",VLOOKUP($CO397,'Vmáx(material) - Tab.4.3'!$R$35:$X$41,4))","v":""},{"$f":"IF(CK397=\"\",\"\",VLOOKUP($CO397,'Vmáx(material) - Tab.4.3'!$R$35:$X$41,5))","v":""},{"$f":"IF(CK397=\"\",\"\",VLOOKUP($CO397,'Vmáx(material) - Tab.4.3'!$R$35:$X$41,6))","v":""},{"$f":"IF(CK397=\"\",\"\",IF(CK397=\"\",\"\",VLOOKUP(CO397,'Vmáx(material) - Tab.4.3'!$R$35:$X$41,7)))","v":""},{"$f":"IF(CK397=\"\",\"\",IF(CL397=1,FCi(J397,CR397),FTr(J397,CQ397,CR397)))","v":""},"",{"$f":"IF(CK397=\"\",\"\",Hw(DO397,DP397,DQ397,DR397,DS397,DT397,Z,DU397,CV397,CR397))","v":""},"","","","","",{"$f":"IF(CK397=\"\",\"\",IF(CL397=1,PeriCi(CR397,DI397),PeriTr(CQ397,CU397,DI397)))","v":""},{"$f":"IF(CK397=\"\",\"\",IF(CL397=1,AreaCi(CR397,DI397),AreaTr(CQ397,CU397,DI397)))","v":""},{"$f":"IF(CK397=\"\",\"\",RhCi(DK397,EC397))","v":""},"",{"$f":"IF(CK397=\"\",\"\",hf(CS397,J397,CT397,DK397,EE397))","v":""},{"$f":"IF(CK397=\"\",\"\",LOOKUP(CW397,Tab.4.5!$J$6:$J$27,Tab.4.5!$L$6:$L$27))","v":""},{"$f":"IF(CK397=\"\",\"\",He(EH397,DM397))","v":""},{"$f":"IF(CK397=\"\",\"\",Hs(DM397))","v":""},{"$f":"IF(CK397=\"\",\"\",Hm(EB397,EG397,EI397,EJ397,CS397,CV397))","v":""},"","","","","","","K45+-45000 () ",{"$f":"IF(B397=\"Existe.\",IF(AE397=1,CONCATENATE(#REF!,AK397,\" m.\"),CONCATENATE(#REF!,AJ397,\" m x \",AK397,\" m.\")),IF(CL397=1,CONCATENATE(#REF!,CR397,\" m.\"),CONCATENATE(#REF!,CQ397,\" m x \",CR397,\" m.\")))","v":{"$error":"#REF!"}},"Concreto, L =  m, S = 0 %.","Cota clave eje= 0 msnm.",null,null,null,"","","","","",{"$f":"IF(EV397=\"\",\"\",VLOOKUP(EY397,'Estructura escalonada'!$D$3:$H$953,2))","v":""},"","","","","",""]
[null,null,null,null,null,null,null,null,null,null,null,0,null,0,null,null,null,null,null,null,{"$f":"IF(K398=\"No\",\"\",IF(O398=\"\",YcCi(P398,N398),YcTr(N398,O398,S398)))","v":{"$error":"#VALUE!"}},{"$f":"IF(K398=\"No\",\"\",IF(O398=\"\",Teta1(U398,P398),\"-\"))","v":{"$error":"#VALUE!"}},{"$error":"#VALUE!"},{"$error":"#VALUE!"},{"$f":"IF(K398=\"No\",\"\",IF(O398=\"\",Ynci(P398,N398,R398,T398),YnTr(1,R398,O398,S398,T398,N398)))","v":{"$error":"#VALUE!"}},{"$f":"IF(K398=\"No\",\"\",IF(O398=\"\",Teta1(Y398,P398),\"-\"))","v":{"$error":"#VALUE!"}},{"$f":"IF(K398=\"No\",\"\",IF(O398=\"\",AreaCi(P398,Y398),AreaTr(O398,S398,Y398)))","v":{"$error":"#VALUE!"}},{"$f":"IF(K398=\"No\",\"\",IF(O398=\"\",FrCi(AC398,9.806,Z398,P398),FrTr(AC398,9.806,O398,S398,Y398)))","v":{"$error":"#VALUE!"}},{"$error":"#VALUE!"},null,null,null,null,null,null,null,null,null,null,null,null,null,null,null,0,0,"","","",{"$f":"IF(AD398=\"\",\"\",IF(AE398=1,YcCi(AK398,J398),YcTr(J398,AJ398,AN398)))","v":""},{"$f":"IF(AD398=\"\",\"\",IF(AE398=1,Teta1(AX398,AK398),\"-\"))","v":""},{"$f":"IF(AD398=\"\",\"\",IF(AE398=1,AreaCi(AK398,AX398),AreaTr(AJ398,AN398,AX398)))","v":""},"",{"$f":"IF(AD398=\"\",\"\",IF(AE398=1,Ynci(AK398,J398,AM398,AO398),YnTr(1,AM398,AJ398,AN398,AO398,J398)))","v":""},{"$f":"IF(AD398=\"\",\"\",IF(AE398=1,Teta1(BB398,AK398),\"-\"))","v":""},{"$f":"IF(AD398=\"\",\"\",IF(AE398=1,AreaCi(AK398,BB398),AreaTr(AJ398,AN398,BB398)))","v":""},{"$f":"IF(AD398=\"\",\"\",IF(AE398=1,FrCi(BF398,9.806,BC398,AK398),FrTr(BF398,9.806,AJ398,AN398,BB398)))","v":""},"",{"$f":"IF(AD398=\"\",\"\",IF(AE398=1,LOOKUP(AI398,'Vmáx(material) - Tab.4.3'!$L$2:$L$11,'Vmáx(material) - Tab.4.3'!$M$2:$M$11),LOOKUP(AI398,'Vmáx(material) - Tab.4.3'!$L$15,'Vmáx(material) - Tab.4.3'!$M$15)))","v":""},{"$f":"IF(AD398=\"\",\"\",VLOOKUP($AH398,'Vmáx(material) - Tab.4.3'!$R$35:$X$41,2))","v":""},{"$f":"IF(AD398=\"\",\"\",VLOOKUP($AH398,'Vmáx(material) - Tab.4.3'!$R$35:$X$41,3))","v":""},{"$f":"IF(AD398=\"\",\"\",VLOOKUP($AH398,'Vmáx(material) - Tab.4.3'!$R$35:$X$41,4))","v":""},{"$f":"IF(AD398=\"\",\"\",VLOOKUP($AH398,'Vmáx(material) - Tab.4.3'!$R$35:$X$41,5))","v":""},{"$f":"IF(AD398=\"\",\"\",VLOOKUP($AH398,'Vmáx(material) - Tab.4.3'!$R$35:$X$41,6))","v":""},{"$f":"IF(AD398=\"\",\"\",IF(AD398=\"\",\"\",VLOOKUP($AH398,'Vmáx(material) - Tab.4.3'!$R$35:$X$41,7)))","v":""},{"$f":"IF(AD398=\"\",\"\",IF(AE398=1,FCi(J398,AK398),FTr(J398,AJ398,AK398)))","v":""},"",{"$f":"IF(AD398=\"\",\"\",Hw(BH398,BI398,BJ398,BK398,BL398,BM398,Z,BN398,AO398,AK398))","v":""},"","","","",{"$f":"IF(AD398=\"\",\"\",ho(BT398,AK398,AX398))","v":""},{"$f":"IF(AD398=\"\",\"\",IF(AE398=1,PeriCi(AK398,BB398),PeriTr(AJ398,AN398,BB398)))","v":""},{"$f":"IF(AD398=\"\",\"\",IF(AE398=1,AreaCi(AK398,BB398),AreaTr(AJ398,AN398,BB398)))","v":""},{"$f":"IF(AD398=\"\",\"\",RhCi(BW398,BV398))","v":""},"",{"$f":"IF(AD398=\"\",\"\",hf(AL398,J398,AM398,BW398,BX398))","v":""},{"$f":"IF(AD398=\"\",\"\",LOOKUP(AP398,Tab.4.5!$J$6:$J$27,Tab.4.5!$L$6:$L$27))","v":""},{"$f":"IF(AD398=\"\",\"\",He(CA398,BY398))","v":""},{"$f":"IF(AD398=\"\",\"\",Hs(BY398))","v":""},{"$f":"IF(AD398=\"\",\"\",Hm(BU398,BZ398,CB398,CC398,AL398,AO398))","v":""},"","","","","","",null,null,null,null,null,null,null,null,null,null,null,null,null,null,null,0,0,0,0,0,{"$f":"IF(CK398=\"\",\"\",IF(CL398=1,YcCi(CR398,J398),YcTr(J398,CQ398,CU398)))","v":""},{"$f":"IF(CK398=\"\",\"\",IF(CL398=1,Teta1(DE398,CR398),\"-\"))","v":""},"","",{"$f":"IF(CK398=\"\",\"\",IF(CL398=1,Ynci(CR398,J398,CT398,CV398),YnTr(1,CT398,CQ398,CU398,CV398,J398)))","v":""},{"$f":"IF(CK398=\"\",\"\",IF(CL398=1,Teta1(DI398,CR398),\"-\"))","v":""},{"$f":"IF(CK398=\"\",\"\",IF(CL398=1,AreaCi(CR398,J398),AreaTr(CQ398,CU398,DI398)))","v":""},{"$f":"IF(CK398=\"\",\"\",IF(CL398=1,FrCi(DM398,9.806,DJ398,CR398),FrTr(DM398,9.806,CQ398,CU398,DI398)))","v":""},"",{"$f":"IF(CK398=\"\",\"\",IF(CL398=1,LOOKUP(CP398,'Vmáx(material) - Tab.4.3'!$L$2:$L$11,'Vmáx(material) - Tab.4.3'!$M$2:$M$11),LOOKUP(CP398,'Vmáx(material) - Tab.4.3'!$L$15,'Vmáx(material) - Tab.4.3'!$M$15)))","v":""},{"$f":"IF(CK398=\"\",\"\",VLOOKUP($CO398,'Vmáx(material) - Tab.4.3'!$R$35:$X$41,2))","v":""},{"$f":"IF(CK398=\"\",\"\",VLOOKUP($CO398,'Vmáx(material) - Tab.4.3'!$R$35:$X$41,3))","v":""},{"$f":"IF(CK398=\"\",\"\",VLOOKUP($CO398,'Vmáx(material) - Tab.4.3'!$R$35:$X$41,4))","v":""},{"$f":"IF(CK398=\"\",\"\",VLOOKUP($CO398,'Vmáx(material) - Tab.4.3'!$R$35:$X$41,5))","v":""},{"$f":"IF(CK398=\"\",\"\",VLOOKUP($CO398,'Vmáx(material) - Tab.4.3'!$R$35:$X$41,6))","v":""},{"$f":"IF(CK398=\"\",\"\",IF(CK398=\"\",\"\",VLOOKUP(CO398,'Vmáx(material) - Tab.4.3'!$R$35:$X$41,7)))","v":""},{"$f":"IF(CK398=\"\",\"\",IF(CL398=1,FCi(J398,CR398),FTr(J398,CQ398,CR398)))","v":""},"",{"$f":"IF(CK398=\"\",\"\",Hw(DO398,DP398,DQ398,DR398,DS398,DT398,Z,DU398,CV398,CR398))","v":""},"","","","","",{"$f":"IF(CK398=\"\",\"\",IF(CL398=1,PeriCi(CR398,DI398),PeriTr(CQ398,CU398,DI398)))","v":""},{"$f":"IF(CK398=\"\",\"\",IF(CL398=1,AreaCi(CR398,DI398),AreaTr(CQ398,CU398,DI398)))","v":""},{"$f":"IF(CK398=\"\",\"\",RhCi(DK398,EC398))","v":""},"",{"$f":"IF(CK398=\"\",\"\",hf(CS398,J398,CT398,DK398,EE398))","v":""},{"$f":"IF(CK398=\"\",\"\",LOOKUP(CW398,Tab.4.5!$J$6:$J$27,Tab.4.5!$L$6:$L$27))","v":""},{"$f":"IF(CK398=\"\",\"\",He(EH398,DM398))","v":""},{"$f":"IF(CK398=\"\",\"\",Hs(DM398))","v":""},{"$f":"IF(CK398=\"\",\"\",Hm(EB398,EG398,EI398,EJ398,CS398,CV398))","v":""},"","","","","","","K45+-45000 () ",{"$f":"IF(B398=\"Existe.\",IF(AE398=1,CONCATENATE(#REF!,AK398,\" m.\"),CONCATENATE(#REF!,AJ398,\" m x \",AK398,\" m.\")),IF(CL398=1,CONCATENATE(#REF!,CR398,\" m.\"),CONCATENATE(#REF!,CQ398,\" m x \",CR398,\" m.\")))","v":{"$error":"#REF!"}},"Concreto, L =  m, S = 0 %.","Cota clave eje= 0 msnm.",null,null,null,"","","","","",{"$f":"IF(EV398=\"\",\"\",VLOOKUP(EY398,'Estructura escalonada'!$D$3:$H$953,2))","v":""},"","","","","",""]
[null,null,null,null,null,null,null,null,null,null,null,0,null,0,null,null,null,null,null,null,{"$f":"IF(K400=\"No\",\"\",IF(O400=\"\",YcCi(P400,N400),YcTr(N400,O400,S400)))","v":{"$error":"#VALUE!"}},{"$f":"IF(K400=\"No\",\"\",IF(O400=\"\",Teta1(U400,P400),\"-\"))","v":{"$error":"#VALUE!"}},{"$error":"#VALUE!"},{"$error":"#VALUE!"},{"$f":"IF(K400=\"No\",\"\",IF(O400=\"\",Ynci(P400,N400,R400,T400),YnTr(1,R400,O400,S400,T400,N400)))","v":{"$error":"#VALUE!"}},{"$f":"IF(K400=\"No\",\"\",IF(O400=\"\",Teta1(Y400,P400),\"-\"))","v":{"$error":"#VALUE!"}},{"$f":"IF(K400=\"No\",\"\",IF(O400=\"\",AreaCi(P400,Y400),AreaTr(O400,S400,Y400)))","v":{"$error":"#VALUE!"}},{"$f":"IF(K400=\"No\",\"\",IF(O400=\"\",FrCi(AC400,9.806,Z400,P400),FrTr(AC400,9.806,O400,S400,Y400)))","v":{"$error":"#VALUE!"}},{"$error":"#VALUE!"},null,null,null,null,null,null,null,null,null,null,null,null,null,null,null,0,0,"","","",{"$f":"IF(AD400=\"\",\"\",IF(AE400=1,YcCi(AK400,J400),YcTr(J400,AJ400,AN400)))","v":""},{"$f":"IF(AD400=\"\",\"\",IF(AE400=1,Teta1(AX400,AK400),\"-\"))","v":""},{"$f":"IF(AD400=\"\",\"\",IF(AE400=1,AreaCi(AK400,AX400),AreaTr(AJ400,AN400,AX400)))","v":""},"",{"$f":"IF(AD400=\"\",\"\",IF(AE400=1,Ynci(AK400,J400,AM400,AO400),YnTr(1,AM400,AJ400,AN400,AO400,J400)))","v":""},{"$f":"IF(AD400=\"\",\"\",IF(AE400=1,Teta1(BB400,AK400),\"-\"))","v":""},{"$f":"IF(AD400=\"\",\"\",IF(AE400=1,AreaCi(AK400,BB400),AreaTr(AJ400,AN400,BB400)))","v":""},{"$f":"IF(AD400=\"\",\"\",IF(AE400=1,FrCi(BF400,9.806,BC400,AK400),FrTr(BF400,9.806,AJ400,AN400,BB400)))","v":""},"",{"$f":"IF(AD400=\"\",\"\",IF(AE400=1,LOOKUP(AI400,'Vmáx(material) - Tab.4.3'!$L$2:$L$11,'Vmáx(material) - Tab.4.3'!$M$2:$M$11),LOOKUP(AI400,'Vmáx(material) - Tab.4.3'!$L$15,'Vmáx(material) - Tab.4.3'!$M$15)))","v":""},{"$f":"IF(AD400=\"\",\"\",VLOOKUP($AH400,'Vmáx(material) - Tab.4.3'!$R$35:$X$41,2))","v":""},{"$f":"IF(AD400=\"\",\"\",VLOOKUP($AH400,'Vmáx(material) - Tab.4.3'!$R$35:$X$41,3))","v":""},{"$f":"IF(AD400=\"\",\"\",VLOOKUP($AH400,'Vmáx(material) - Tab.4.3'!$R$35:$X$41,4))","v":""},{"$f":"IF(AD400=\"\",\"\",VLOOKUP($AH400,'Vmáx(material) - Tab.4.3'!$R$35:$X$41,5))","v":""},{"$f":"IF(AD400=\"\",\"\",VLOOKUP($AH400,'Vmáx(material) - Tab.4.3'!$R$35:$X$41,6))","v":""},{"$f":"IF(AD400=\"\",\"\",IF(AD400=\"\",\"\",VLOOKUP($AH400,'Vmáx(material) - Tab.4.3'!$R$35:$X$41,7)))","v":""},{"$f":"IF(AD400=\"\",\"\",IF(AE400=1,FCi(J400,AK400),FTr(J400,AJ400,AK400)))","v":""},"",{"$f":"IF(AD400=\"\",\"\",Hw(BH400,BI400,BJ400,BK400,BL400,BM400,Z,BN400,AO400,AK400))","v":""},"","","","",{"$f":"IF(AD400=\"\",\"\",ho(BT400,AK400,AX400))","v":""},{"$f":"IF(AD400=\"\",\"\",IF(AE400=1,PeriCi(AK400,BB400),PeriTr(AJ400,AN400,BB400)))","v":""},{"$f":"IF(AD400=\"\",\"\",IF(AE400=1,AreaCi(AK400,BB400),AreaTr(AJ400,AN400,BB400)))","v":""},{"$f":"IF(AD400=\"\",\"\",RhCi(BW400,BV400))","v":""},"",{"$f":"IF(AD400=\"\",\"\",hf(AL400,J400,AM400,BW400,BX400))","v":""},{"$f":"IF(AD400=\"\",\"\",LOOKUP(AP400,Tab.4.5!$J$6:$J$27,Tab.4.5!$L$6:$L$27))","v":""},{"$f":"IF(AD400=\"\",\"\",He(CA400,BY400))","v":""},{"$f":"IF(AD400=\"\",\"\",Hs(BY400))","v":""},{"$f":"IF(AD400=\"\",\"\",Hm(BU400,BZ400,CB400,CC400,AL400,AO400))","v":""},"","","","","","",null,null,null,null,null,null,null,null,null,null,null,null,null,null,null,0,0,0,0,0,{"$f":"IF(CK400=\"\",\"\",IF(CL400=1,YcCi(CR400,J400),YcTr(J400,CQ400,CU400)))","v":""},{"$f":"IF(CK400=\"\",\"\",IF(CL400=1,Teta1(DE400,CR400),\"-\"))","v":""},"","",{"$f":"IF(CK400=\"\",\"\",IF(CL400=1,Ynci(CR400,J400,CT400,CV400),YnTr(1,CT400,CQ400,CU400,CV400,J400)))","v":""},{"$f":"IF(CK400=\"\",\"\",IF(CL400=1,Teta1(DI400,CR400),\"-\"))","v":""},{"$f":"IF(CK400=\"\",\"\",IF(CL400=1,AreaCi(CR400,J400),AreaTr(CQ400,CU400,DI400)))","v":""},{"$f":"IF(CK400=\"\",\"\",IF(CL400=1,FrCi(DM400,9.806,DJ400,CR400),FrTr(DM400,9.806,CQ400,CU400,DI400)))","v":""},"",{"$f":"IF(CK400=\"\",\"\",IF(CL400=1,LOOKUP(CP400,'Vmáx(material) - Tab.4.3'!$L$2:$L$11,'Vmáx(material) - Tab.4.3'!$M$2:$M$11),LOOKUP(CP400,'Vmáx(material) - Tab.4.3'!$L$15,'Vmáx(material) - Tab.4.3'!$M$15)))","v":""},{"$f":"IF(CK400=\"\",\"\",VLOOKUP($CO400,'Vmáx(material) - Tab.4.3'!$R$35:$X$41,2))","v":""},{"$f":"IF(CK400=\"\",\"\",VLOOKUP($CO400,'Vmáx(material) - Tab.4.3'!$R$35:$X$41,3))","v":""},{"$f":"IF(CK400=\"\",\"\",VLOOKUP($CO400,'Vmáx(material) - Tab.4.3'!$R$35:$X$41,4))","v":""},{"$f":"IF(CK400=\"\",\"\",VLOOKUP($CO400,'Vmáx(material) - Tab.4.3'!$R$35:$X$41,5))","v":""},{"$f":"IF(CK400=\"\",\"\",VLOOKUP($CO400,'Vmáx(material) - Tab.4.3'!$R$35:$X$41,6))","v":""},{"$f":"IF(CK400=\"\",\"\",IF(CK400=\"\",\"\",VLOOKUP(CO400,'Vmáx(material) - Tab.4.3'!$R$35:$X$41,7)))","v":""},{"$f":"IF(CK400=\"\",\"\",IF(CL400=1,FCi(J400,CR400),FTr(J400,CQ400,CR400)))","v":""},"",{"$f":"IF(CK400=\"\",\"\",Hw(DO400,DP400,DQ400,DR400,DS400,DT400,Z,DU400,CV400,CR400))","v":""},"","","","","",{"$f":"IF(CK400=\"\",\"\",IF(CL400=1,PeriCi(CR400,DI400),PeriTr(CQ400,CU400,DI400)))","v":""},{"$f":"IF(CK400=\"\",\"\",IF(CL400=1,AreaCi(CR400,DI400),AreaTr(CQ400,CU400,DI400)))","v":""},{"$f":"IF(CK400=\"\",\"\",RhCi(DK400,EC400))","v":""},"",{"$f":"IF(CK400=\"\",\"\",hf(CS400,J400,CT400,DK400,EE400))","v":""},{"$f":"IF(CK400=\"\",\"\",LOOKUP(CW400,Tab.4.5!$J$6:$J$27,Tab.4.5!$L$6:$L$27))","v":""},{"$f":"IF(CK400=\"\",\"\",He(EH400,DM400))","v":""},{"$f":"IF(CK400=\"\",\"\",Hs(DM400))","v":""},{"$f":"IF(CK400=\"\",\"\",Hm(EB400,EG400,EI400,EJ400,CS400,CV400))","v":""},"","","","","","","K45+-45000 () ",{"$f":"IF(B400=\"Existe.\",IF(AE400=1,CONCATENATE(#REF!,AK400,\" m.\"),CONCATENATE(#REF!,AJ400,\" m x \",AK400,\" m.\")),IF(CL400=1,CONCATENATE(#REF!,CR400,\" m.\"),CONCATENATE(#REF!,CQ400,\" m x \",CR400,\" m.\")))","v":{"$error":"#REF!"}},"Concreto, L =  m, S = 0 %.","Cota clave eje= 0 msnm.",null,null,null,"","","","","",{"$f":"IF(EV400=\"\",\"\",VLOOKUP(EY400,'Estructura escalonada'!$D$3:$H$953,2))","v":""},"","","","","",""]
[null,null,null,null,null,null,null,null,null,null,null,0,null,0,null,null,null,null,null,null,{"$f":"IF(K404=\"No\",\"\",IF(O404=\"\",YcCi(P404,N404),YcTr(N404,O404,S404)))","v":{"$error":"#VALUE!"}},{"$f":"IF(K404=\"No\",\"\",IF(O404=\"\",Teta1(U404,P404),\"-\"))","v":{"$error":"#VALUE!"}},{"$error":"#VALUE!"},{"$error":"#VALUE!"},{"$f":"IF(K404=\"No\",\"\",IF(O404=\"\",Ynci(P404,N404,R404,T404),YnTr(1,R404,O404,S404,T404,N404)))","v":{"$error":"#VALUE!"}},{"$f":"IF(K404=\"No\",\"\",IF(O404=\"\",Teta1(Y404,P404),\"-\"))","v":{"$error":"#VALUE!"}},{"$f":"IF(K404=\"No\",\"\",IF(O404=\"\",AreaCi(P404,Y404),AreaTr(O404,S404,Y404)))","v":{"$error":"#VALUE!"}},{"$f":"IF(K404=\"No\",\"\",IF(O404=\"\",FrCi(AC404,9.806,Z404,P404),FrTr(AC404,9.806,O404,S404,Y404)))","v":{"$error":"#VALUE!"}},{"$error":"#VALUE!"},null,null,null,null,null,null,null,null,null,null,null,null,null,null,null,0,0,"","","",{"$f":"IF(AD404=\"\",\"\",IF(AE404=1,YcCi(AK404,J404),YcTr(J404,AJ404,AN404)))","v":""},{"$f":"IF(AD404=\"\",\"\",IF(AE404=1,Teta1(AX404,AK404),\"-\"))","v":""},{"$f":"IF(AD404=\"\",\"\",IF(AE404=1,AreaCi(AK404,AX404),AreaTr(AJ404,AN404,AX404)))","v":""},"",{"$f":"IF(AD404=\"\",\"\",IF(AE404=1,Ynci(AK404,J404,AM404,AO404),YnTr(1,AM404,AJ404,AN404,AO404,J404)))","v":""},{"$f":"IF(AD404=\"\",\"\",IF(AE404=1,Teta1(BB404,AK404),\"-\"))","v":""},{"$f":"IF(AD404=\"\",\"\",IF(AE404=1,AreaCi(AK404,BB404),AreaTr(AJ404,AN404,BB404)))","v":""},{"$f":"IF(AD404=\"\",\"\",IF(AE404=1,FrCi(BF404,9.806,BC404,AK404),FrTr(BF404,9.806,AJ404,AN404,BB404)))","v":""},"",{"$f":"IF(AD404=\"\",\"\",IF(AE404=1,LOOKUP(AI404,'Vmáx(material) - Tab.4.3'!$L$2:$L$11,'Vmáx(material) - Tab.4.3'!$M$2:$M$11),LOOKUP(AI404,'Vmáx(material) - Tab.4.3'!$L$15,'Vmáx(material) - Tab.4.3'!$M$15)))","v":""},{"$f":"IF(AD404=\"\",\"\",VLOOKUP($AH404,'Vmáx(material) - Tab.4.3'!$R$35:$X$41,2))","v":""},{"$f":"IF(AD404=\"\",\"\",VLOOKUP($AH404,'Vmáx(material) - Tab.4.3'!$R$35:$X$41,3))","v":""},{"$f":"IF(AD404=\"\",\"\",VLOOKUP($AH404,'Vmáx(material) - Tab.4.3'!$R$35:$X$41,4))","v":""},{"$f":"IF(AD404=\"\",\"\",VLOOKUP($AH404,'Vmáx(material) - Tab.4.3'!$R$35:$X$41,5))","v":""},{"$f":"IF(AD404=\"\",\"\",VLOOKUP($AH404,'Vmáx(material) - Tab.4.3'!$R$35:$X$41,6))","v":""},{"$f":"IF(AD404=\"\",\"\",IF(AD404=\"\",\"\",VLOOKUP($AH404,'Vmáx(material) - Tab.4.3'!$R$35:$X$41,7)))","v":""},{"$f":"IF(AD404=\"\",\"\",IF(AE404=1,FCi(J404,AK404),FTr(J404,AJ404,AK404)))","v":""},"",{"$f":"IF(AD404=\"\",\"\",Hw(BH404,BI404,BJ404,BK404,BL404,BM404,Z,BN404,AO404,AK404))","v":""},"","","","",{"$f":"IF(AD404=\"\",\"\",ho(BT404,AK404,AX404))","v":""},{"$f":"IF(AD404=\"\",\"\",IF(AE404=1,PeriCi(AK404,BB404),PeriTr(AJ404,AN404,BB404)))","v":""},{"$f":"IF(AD404=\"\",\"\",IF(AE404=1,AreaCi(AK404,BB404),AreaTr(AJ404,AN404,BB404)))","v":""},{"$f":"IF(AD404=\"\",\"\",RhCi(BW404,BV404))","v":""},"",{"$f":"IF(AD404=\"\",\"\",hf(AL404,J404,AM404,BW404,BX404))","v":""},{"$f":"IF(AD404=\"\",\"\",LOOKUP(AP404,Tab.4.5!$J$6:$J$27,Tab.4.5!$L$6:$L$27))","v":""},{"$f":"IF(AD404=\"\",\"\",He(CA404,BY404))","v":""},{"$f":"IF(AD404=\"\",\"\",Hs(BY404))","v":""},{"$f":"IF(AD404=\"\",\"\",Hm(BU404,BZ404,CB404,CC404,AL404,AO404))","v":""},"","","","","","",null,null,null,null,null,null,null,null,null,null,null,null,null,null,null,0,0,0,0,0,{"$f":"IF(CK404=\"\",\"\",IF(CL404=1,YcCi(CR404,J404),YcTr(J404,CQ404,CU404)))","v":""},{"$f":"IF(CK404=\"\",\"\",IF(CL404=1,Teta1(DE404,CR404),\"-\"))","v":""},"","",{"$f":"IF(CK404=\"\",\"\",IF(CL404=1,Ynci(CR404,J404,CT404,CV404),YnTr(1,CT404,CQ404,CU404,CV404,J404)))","v":""},{"$f":"IF(CK404=\"\",\"\",IF(CL404=1,Teta1(DI404,CR404),\"-\"))","v":""},{"$f":"IF(CK404=\"\",\"\",IF(CL404=1,AreaCi(CR404,J404),AreaTr(CQ404,CU404,DI404)))","v":""},{"$f":"IF(CK404=\"\",\"\",IF(CL404=1,FrCi(DM404,9.806,DJ404,CR404),FrTr(DM404,9.806,CQ404,CU404,DI404)))","v":""},"",{"$f":"IF(CK404=\"\",\"\",IF(CL404=1,LOOKUP(CP404,'Vmáx(material) - Tab.4.3'!$L$2:$L$11,'Vmáx(material) - Tab.4.3'!$M$2:$M$11),LOOKUP(CP404,'Vmáx(material) - Tab.4.3'!$L$15,'Vmáx(material) - Tab.4.3'!$M$15)))","v":""},{"$f":"IF(CK404=\"\",\"\",VLOOKUP($CO404,'Vmáx(material) - Tab.4.3'!$R$35:$X$41,2))","v":""},{"$f":"IF(CK404=\"\",\"\",VLOOKUP($CO404,'Vmáx(material) - Tab.4.3'!$R$35:$X$41,3))","v":""},{"$f":"IF(CK404=\"\",\"\",VLOOKUP($CO404,'Vmáx(material) - Tab.4.3'!$R$35:$X$41,4))","v":""},{"$f":"IF(CK404=\"\",\"\",VLOOKUP($CO404,'Vmáx(material) - Tab.4.3'!$R$35:$X$41,5))","v":""},{"$f":"IF(CK404=\"\",\"\",VLOOKUP($CO404,'Vmáx(material) - Tab.4.3'!$R$35:$X$41,6))","v":""},{"$f":"IF(CK404=\"\",\"\",IF(CK404=\"\",\"\",VLOOKUP(CO404,'Vmáx(material) - Tab.4.3'!$R$35:$X$41,7)))","v":""},{"$f":"IF(CK404=\"\",\"\",IF(CL404=1,FCi(J404,CR404),FTr(J404,CQ404,CR404)))","v":""},"",{"$f":"IF(CK404=\"\",\"\",Hw(DO404,DP404,DQ404,DR404,DS404,DT404,Z,DU404,CV404,CR404))","v":""},"","","","","",{"$f":"IF(CK404=\"\",\"\",IF(CL404=1,PeriCi(CR404,DI404),PeriTr(CQ404,CU404,DI404)))","v":""},{"$f":"IF(CK404=\"\",\"\",IF(CL404=1,AreaCi(CR404,DI404),AreaTr(CQ404,CU404,DI404)))","v":""},{"$f":"IF(CK404=\"\",\"\",RhCi(DK404,EC404))","v":""},"",{"$f":"IF(CK404=\"\",\"\",hf(CS404,J404,CT404,DK404,EE404))","v":""},{"$f":"IF(CK404=\"\",\"\",LOOKUP(CW404,Tab.4.5!$J$6:$J$27,Tab.4.5!$L$6:$L$27))","v":""},{"$f":"IF(CK404=\"\",\"\",He(EH404,DM404))","v":""},{"$f":"IF(CK404=\"\",\"\",Hs(DM404))","v":""},{"$f":"IF(CK404=\"\",\"\",Hm(EB404,EG404,EI404,EJ404,CS404,CV404))","v":""},"","","","","","","K45+-45000 () ",{"$f":"IF(B404=\"Existe.\",IF(AE404=1,CONCATENATE(#REF!,AK404,\" m.\"),CONCATENATE(#REF!,AJ404,\" m x \",AK404,\" m.\")),IF(CL404=1,CONCATENATE(#REF!,CR404,\" m.\"),CONCATENATE(#REF!,CQ404,\" m x \",CR404,\" m.\")))","v":{"$error":"#REF!"}},"Concreto, L =  m, S = 0 %.","Cota clave eje= 0 msnm.",null,null,null,"","","","","",{"$f":"IF(EV404=\"\",\"\",VLOOKUP(EY404,'Estructura escalonada'!$D$3:$H$953,2))","v":""},"","","","","",""]
[null,null,null,null,null,null,null,null,null,null,null,0,null,0,null,null,null,null,null,null,{"$f":"IF(K407=\"No\",\"\",IF(O407=\"\",YcCi(P407,N407),YcTr(N407,O407,S407)))","v":{"$error":"#VALUE!"}},{"$f":"IF(K407=\"No\",\"\",IF(O407=\"\",Teta1(U407,P407),\"-\"))","v":{"$error":"#VALUE!"}},{"$error":"#VALUE!"},{"$error":"#VALUE!"},{"$f":"IF(K407=\"No\",\"\",IF(O407=\"\",Ynci(P407,N407,R407,T407),YnTr(1,R407,O407,S407,T407,N407)))","v":{"$error":"#VALUE!"}},{"$f":"IF(K407=\"No\",\"\",IF(O407=\"\",Teta1(Y407,P407),\"-\"))","v":{"$error":"#VALUE!"}},{"$f":"IF(K407=\"No\",\"\",IF(O407=\"\",AreaCi(P407,Y407),AreaTr(O407,S407,Y407)))","v":{"$error":"#VALUE!"}},{"$f":"IF(K407=\"No\",\"\",IF(O407=\"\",FrCi(AC407,9.806,Z407,P407),FrTr(AC407,9.806,O407,S407,Y407)))","v":{"$error":"#VALUE!"}},{"$error":"#VALUE!"},null,null,null,null,null,null,null,null,null,null,null,null,null,null,null,0,0,"","","",{"$f":"IF(AD407=\"\",\"\",IF(AE407=1,YcCi(AK407,J407),YcTr(J407,AJ407,AN407)))","v":""},{"$f":"IF(AD407=\"\",\"\",IF(AE407=1,Teta1(AX407,AK407),\"-\"))","v":""},{"$f":"IF(AD407=\"\",\"\",IF(AE407=1,AreaCi(AK407,AX407),AreaTr(AJ407,AN407,AX407)))","v":""},"",{"$f":"IF(AD407=\"\",\"\",IF(AE407=1,Ynci(AK407,J407,AM407,AO407),YnTr(1,AM407,AJ407,AN407,AO407,J407)))","v":""},{"$f":"IF(AD407=\"\",\"\",IF(AE407=1,Teta1(BB407,AK407),\"-\"))","v":""},{"$f":"IF(AD407=\"\",\"\",IF(AE407=1,AreaCi(AK407,BB407),AreaTr(AJ407,AN407,BB407)))","v":""},{"$f":"IF(AD407=\"\",\"\",IF(AE407=1,FrCi(BF407,9.806,BC407,AK407),FrTr(BF407,9.806,AJ407,AN407,BB407)))","v":""},"",{"$f":"IF(AD407=\"\",\"\",IF(AE407=1,LOOKUP(AI407,'Vmáx(material) - Tab.4.3'!$L$2:$L$11,'Vmáx(material) - Tab.4.3'!$M$2:$M$11),LOOKUP(AI407,'Vmáx(material) - Tab.4.3'!$L$15,'Vmáx(material) - Tab.4.3'!$M$15)))","v":""},{"$f":"IF(AD407=\"\",\"\",VLOOKUP($AH407,'Vmáx(material) - Tab.4.3'!$R$35:$X$41,2))","v":""},{"$f":"IF(AD407=\"\",\"\",VLOOKUP($AH407,'Vmáx(material) - Tab.4.3'!$R$35:$X$41,3))","v":""},{"$f":"IF(AD407=\"\",\"\",VLOOKUP($AH407,'Vmáx(material) - Tab.4.3'!$R$35:$X$41,4))","v":""},{"$f":"IF(AD407=\"\",\"\",VLOOKUP($AH407,'Vmáx(material) - Tab.4.3'!$R$35:$X$41,5))","v":""},{"$f":"IF(AD407=\"\",\"\",VLOOKUP($AH407,'Vmáx(material) - Tab.4.3'!$R$35:$X$41,6))","v":""},{"$f":"IF(AD407=\"\",\"\",IF(AD407=\"\",\"\",VLOOKUP($AH407,'Vmáx(material) - Tab.4.3'!$R$35:$X$41,7)))","v":""},{"$f":"IF(AD407=\"\",\"\",IF(AE407=1,FCi(J407,AK407),FTr(J407,AJ407,AK407)))","v":""},"",{"$f":"IF(AD407=\"\",\"\",Hw(BH407,BI407,BJ407,BK407,BL407,BM407,Z,BN407,AO407,AK407))","v":""},"","","","",{"$f":"IF(AD407=\"\",\"\",ho(BT407,AK407,AX407))","v":""},{"$f":"IF(AD407=\"\",\"\",IF(AE407=1,PeriCi(AK407,BB407),PeriTr(AJ407,AN407,BB407)))","v":""},{"$f":"IF(AD407=\"\",\"\",IF(AE407=1,AreaCi(AK407,BB407),AreaTr(AJ407,AN407,BB407)))","v":""},{"$f":"IF(AD407=\"\",\"\",RhCi(BW407,BV407))","v":""},"",{"$f":"IF(AD407=\"\",\"\",hf(AL407,J407,AM407,BW407,BX407))","v":""},{"$f":"IF(AD407=\"\",\"\",LOOKUP(AP407,Tab.4.5!$J$6:$J$27,Tab.4.5!$L$6:$L$27))","v":""},{"$f":"IF(AD407=\"\",\"\",He(CA407,BY407))","v":""},{"$f":"IF(AD407=\"\",\"\",Hs(BY407))","v":""},{"$f":"IF(AD407=\"\",\"\",Hm(BU407,BZ407,CB407,CC407,AL407,AO407))","v":""},"","","","","","",null,null,null,null,null,null,null,null,null,null,null,null,null,null,null,0,0,0,0,0,{"$f":"IF(CK407=\"\",\"\",IF(CL407=1,YcCi(CR407,J407),YcTr(J407,CQ407,CU407)))","v":""},{"$f":"IF(CK407=\"\",\"\",IF(CL407=1,Teta1(DE407,CR407),\"-\"))","v":""},"","",{"$f":"IF(CK407=\"\",\"\",IF(CL407=1,Ynci(CR407,J407,CT407,CV407),YnTr(1,CT407,CQ407,CU407,CV407,J407)))","v":""},{"$f":"IF(CK407=\"\",\"\",IF(CL407=1,Teta1(DI407,CR407),\"-\"))","v":""},{"$f":"IF(CK407=\"\",\"\",IF(CL407=1,AreaCi(CR407,J407),AreaTr(CQ407,CU407,DI407)))","v":""},{"$f":"IF(CK407=\"\",\"\",IF(CL407=1,FrCi(DM407,9.806,DJ407,CR407),FrTr(DM407,9.806,CQ407,CU407,DI407)))","v":""},"",{"$f":"IF(CK407=\"\",\"\",IF(CL407=1,LOOKUP(CP407,'Vmáx(material) - Tab.4.3'!$L$2:$L$11,'Vmáx(material) - Tab.4.3'!$M$2:$M$11),LOOKUP(CP407,'Vmáx(material) - Tab.4.3'!$L$15,'Vmáx(material) - Tab.4.3'!$M$15)))","v":""},{"$f":"IF(CK407=\"\",\"\",VLOOKUP($CO407,'Vmáx(material) - Tab.4.3'!$R$35:$X$41,2))","v":""},{"$f":"IF(CK407=\"\",\"\",VLOOKUP($CO407,'Vmáx(material) - Tab.4.3'!$R$35:$X$41,3))","v":""},{"$f":"IF(CK407=\"\",\"\",VLOOKUP($CO407,'Vmáx(material) - Tab.4.3'!$R$35:$X$41,4))","v":""},{"$f":"IF(CK407=\"\",\"\",VLOOKUP($CO407,'Vmáx(material) - Tab.4.3'!$R$35:$X$41,5))","v":""},{"$f":"IF(CK407=\"\",\"\",VLOOKUP($CO407,'Vmáx(material) - Tab.4.3'!$R$35:$X$41,6))","v":""},{"$f":"IF(CK407=\"\",\"\",IF(CK407=\"\",\"\",VLOOKUP(CO407,'Vmáx(material) - Tab.4.3'!$R$35:$X$41,7)))","v":""},{"$f":"IF(CK407=\"\",\"\",IF(CL407=1,FCi(J407,CR407),FTr(J407,CQ407,CR407)))","v":""},"",{"$f":"IF(CK407=\"\",\"\",Hw(DO407,DP407,DQ407,DR407,DS407,DT407,Z,DU407,CV407,CR407))","v":""},"","","","","",{"$f":"IF(CK407=\"\",\"\",IF(CL407=1,PeriCi(CR407,DI407),PeriTr(CQ407,CU407,DI407)))","v":""},{"$f":"IF(CK407=\"\",\"\",IF(CL407=1,AreaCi(CR407,DI407),AreaTr(CQ407,CU407,DI407)))","v":""},{"$f":"IF(CK407=\"\",\"\",RhCi(DK407,EC407))","v":""},"",{"$f":"IF(CK407=\"\",\"\",hf(CS407,J407,CT407,DK407,EE407))","v":""},{"$f":"IF(CK407=\"\",\"\",LOOKUP(CW407,Tab.4.5!$J$6:$J$27,Tab.4.5!$L$6:$L$27))","v":""},{"$f":"IF(CK407=\"\",\"\",He(EH407,DM407))","v":""},{"$f":"IF(CK407=\"\",\"\",Hs(DM407))","v":""},{"$f":"IF(CK407=\"\",\"\",Hm(EB407,EG407,EI407,EJ407,CS407,CV407))","v":""},"","","","","","","K45+-45000 () ",{"$f":"IF(B407=\"Existe.\",IF(AE407=1,CONCATENATE(#REF!,AK407,\" m.\"),CONCATENATE(#REF!,AJ407,\" m x \",AK407,\" m.\")),IF(CL407=1,CONCATENATE(#REF!,CR407,\" m.\"),CONCATENATE(#REF!,CQ407,\" m x \",CR407,\" m.\")))","v":{"$error":"#REF!"}},"Concreto, L =  m, S = 0 %.","Cota clave eje= 0 msnm.",null,null,null,"","","","","",{"$f":"IF(EV407=\"\",\"\",VLOOKUP(EY407,'Estructura escalonada'!$D$3:$H$953,2))","v":""},"","","","","",""]
[null,null,null,null,null,null,null,null,null,null,null,0,null,0,null,null,null,null,null,null,{"$f":"IF(K410=\"No\",\"\",IF(O410=\"\",YcCi(P410,N410),YcTr(N410,O410,S410)))","v":{"$error":"#VALUE!"}},{"$f":"IF(K410=\"No\",\"\",IF(O410=\"\",Teta1(U410,P410),\"-\"))","v":{"$error":"#VALUE!"}},{"$error":"#VALUE!"},{"$error":"#VALUE!"},{"$f":"IF(K410=\"No\",\"\",IF(O410=\"\",Ynci(P410,N410,R410,T410),YnTr(1,R410,O410,S410,T410,N410)))","v":{"$error":"#VALUE!"}},{"$f":"IF(K410=\"No\",\"\",IF(O410=\"\",Teta1(Y410,P410),\"-\"))","v":{"$error":"#VALUE!"}},{"$f":"IF(K410=\"No\",\"\",IF(O410=\"\",AreaCi(P410,Y410),AreaTr(O410,S410,Y410)))","v":{"$error":"#VALUE!"}},{"$f":"IF(K410=\"No\",\"\",IF(O410=\"\",FrCi(AC410,9.806,Z410,P410),FrTr(AC410,9.806,O410,S410,Y410)))","v":{"$error":"#VALUE!"}},{"$error":"#VALUE!"},null,null,null,null,null,null,null,null,null,null,null,null,null,null,null,0,0,"","","",{"$f":"IF(AD410=\"\",\"\",IF(AE410=1,YcCi(AK410,J410),YcTr(J410,AJ410,AN410)))","v":""},{"$f":"IF(AD410=\"\",\"\",IF(AE410=1,Teta1(AX410,AK410),\"-\"))","v":""},{"$f":"IF(AD410=\"\",\"\",IF(AE410=1,AreaCi(AK410,AX410),AreaTr(AJ410,AN410,AX410)))","v":""},"",{"$f":"IF(AD410=\"\",\"\",IF(AE410=1,Ynci(AK410,J410,AM410,AO410),YnTr(1,AM410,AJ410,AN410,AO410,J410)))","v":""},{"$f":"IF(AD410=\"\",\"\",IF(AE410=1,Teta1(BB410,AK410),\"-\"))","v":""},{"$f":"IF(AD410=\"\",\"\",IF(AE410=1,AreaCi(AK410,BB410),AreaTr(AJ410,AN410,BB410)))","v":""},{"$f":"IF(AD410=\"\",\"\",IF(AE410=1,FrCi(BF410,9.806,BC410,AK410),FrTr(BF410,9.806,AJ410,AN410,BB410)))","v":""},"",{"$f":"IF(AD410=\"\",\"\",IF(AE410=1,LOOKUP(AI410,'Vmáx(material) - Tab.4.3'!$L$2:$L$11,'Vmáx(material) - Tab.4.3'!$M$2:$M$11),LOOKUP(AI410,'Vmáx(material) - Tab.4.3'!$L$15,'Vmáx(material) - Tab.4.3'!$M$15)))","v":""},{"$f":"IF(AD410=\"\",\"\",VLOOKUP($AH410,'Vmáx(material) - Tab.4.3'!$R$35:$X$41,2))","v":""},{"$f":"IF(AD410=\"\",\"\",VLOOKUP($AH410,'Vmáx(material) - Tab.4.3'!$R$35:$X$41,3))","v":""},{"$f":"IF(AD410=\"\",\"\",VLOOKUP($AH410,'Vmáx(material) - Tab.4.3'!$R$35:$X$41,4))","v":""},{"$f":"IF(AD410=\"\",\"\",VLOOKUP($AH410,'Vmáx(material) - Tab.4.3'!$R$35:$X$41,5))","v":""},{"$f":"IF(AD410=\"\",\"\",VLOOKUP($AH410,'Vmáx(material) - Tab.4.3'!$R$35:$X$41,6))","v":""},{"$f":"IF(AD410=\"\",\"\",IF(AD410=\"\",\"\",VLOOKUP($AH410,'Vmáx(material) - Tab.4.3'!$R$35:$X$41,7)))","v":""},{"$f":"IF(AD410=\"\",\"\",IF(AE410=1,FCi(J410,AK410),FTr(J410,AJ410,AK410)))","v":""},"",{"$f":"IF(AD410=\"\",\"\",Hw(BH410,BI410,BJ410,BK410,BL410,BM410,Z,BN410,AO410,AK410))","v":""},"","","","",{"$f":"IF(AD410=\"\",\"\",ho(BT410,AK410,AX410))","v":""},{"$f":"IF(AD410=\"\",\"\",IF(AE410=1,PeriCi(AK410,BB410),PeriTr(AJ410,AN410,BB410)))","v":""},{"$f":"IF(AD410=\"\",\"\",IF(AE410=1,AreaCi(AK410,BB410),AreaTr(AJ410,AN410,BB410)))","v":""},{"$f":"IF(AD410=\"\",\"\",RhCi(BW410,BV410))","v":""},"",{"$f":"IF(AD410=\"\",\"\",hf(AL410,J410,AM410,BW410,BX410))","v":""},{"$f":"IF(AD410=\"\",\"\",LOOKUP(AP410,Tab.4.5!$J$6:$J$27,Tab.4.5!$L$6:$L$27))","v":""},{"$f":"IF(AD410=\"\",\"\",He(CA410,BY410))","v":""},{"$f":"IF(AD410=\"\",\"\",Hs(BY410))","v":""},{"$f":"IF(AD410=\"\",\"\",Hm(BU410,BZ410,CB410,CC410,AL410,AO410))","v":""},"","","","","","",null,null,null,null,null,null,null,null,null,null,null,null,null,null,null,0,0,0,0,0,{"$f":"IF(CK410=\"\",\"\",IF(CL410=1,YcCi(CR410,J410),YcTr(J410,CQ410,CU410)))","v":""},{"$f":"IF(CK410=\"\",\"\",IF(CL410=1,Teta1(DE410,CR410),\"-\"))","v":""},"","",{"$f":"IF(CK410=\"\",\"\",IF(CL410=1,Ynci(CR410,J410,CT410,CV410),YnTr(1,CT410,CQ410,CU410,CV410,J410)))","v":""},{"$f":"IF(CK410=\"\",\"\",IF(CL410=1,Teta1(DI410,CR410),\"-\"))","v":""},{"$f":"IF(CK410=\"\",\"\",IF(CL410=1,AreaCi(CR410,J410),AreaTr(CQ410,CU410,DI410)))","v":""},{"$f":"IF(CK410=\"\",\"\",IF(CL410=1,FrCi(DM410,9.806,DJ410,CR410),FrTr(DM410,9.806,CQ410,CU410,DI410)))","v":""},"",{"$f":"IF(CK410=\"\",\"\",IF(CL410=1,LOOKUP(CP410,'Vmáx(material) - Tab.4.3'!$L$2:$L$11,'Vmáx(material) - Tab.4.3'!$M$2:$M$11),LOOKUP(CP410,'Vmáx(material) - Tab.4.3'!$L$15,'Vmáx(material) - Tab.4.3'!$M$15)))","v":""},{"$f":"IF(CK410=\"\",\"\",VLOOKUP($CO410,'Vmáx(material) - Tab.4.3'!$R$35:$X$41,2))","v":""},{"$f":"IF(CK410=\"\",\"\",VLOOKUP($CO410,'Vmáx(material) - Tab.4.3'!$R$35:$X$41,3))","v":""},{"$f":"IF(CK410=\"\",\"\",VLOOKUP($CO410,'Vmáx(material) - Tab.4.3'!$R$35:$X$41,4))","v":""},{"$f":"IF(CK410=\"\",\"\",VLOOKUP($CO410,'Vmáx(material) - Tab.4.3'!$R$35:$X$41,5))","v":""},{"$f":"IF(CK410=\"\",\"\",VLOOKUP($CO410,'Vmáx(material) - Tab.4.3'!$R$35:$X$41,6))","v":""},{"$f":"IF(CK410=\"\",\"\",IF(CK410=\"\",\"\",VLOOKUP(CO410,'Vmáx(material) - Tab.4.3'!$R$35:$X$41,7)))","v":""},{"$f":"IF(CK410=\"\",\"\",IF(CL410=1,FCi(J410,CR410),FTr(J410,CQ410,CR410)))","v":""},"",{"$f":"IF(CK410=\"\",\"\",Hw(DO410,DP410,DQ410,DR410,DS410,DT410,Z,DU410,CV410,CR410))","v":""},"","","","","",{"$f":"IF(CK410=\"\",\"\",IF(CL410=1,PeriCi(CR410,DI410),PeriTr(CQ410,CU410,DI410)))","v":""},{"$f":"IF(CK410=\"\",\"\",IF(CL410=1,AreaCi(CR410,DI410),AreaTr(CQ410,CU410,DI410)))","v":""},{"$f":"IF(CK410=\"\",\"\",RhCi(DK410,EC410))","v":""},"",{"$f":"IF(CK410=\"\",\"\",hf(CS410,J410,CT410,DK410,EE410))","v":""},{"$f":"IF(CK410=\"\",\"\",LOOKUP(CW410,Tab.4.5!$J$6:$J$27,Tab.4.5!$L$6:$L$27))","v":""},{"$f":"IF(CK410=\"\",\"\",He(EH410,DM410))","v":""},{"$f":"IF(CK410=\"\",\"\",Hs(DM410))","v":""},{"$f":"IF(CK410=\"\",\"\",Hm(EB410,EG410,EI410,EJ410,CS410,CV410))","v":""},"","","","","","","K45+-45000 () ",{"$f":"IF(B410=\"Existe.\",IF(AE410=1,CONCATENATE(#REF!,AK410,\" m.\"),CONCATENATE(#REF!,AJ410,\" m x \",AK410,\" m.\")),IF(CL410=1,CONCATENATE(#REF!,CR410,\" m.\"),CONCATENATE(#REF!,CQ410,\" m x \",CR410,\" m.\")))","v":{"$error":"#REF!"}},"Concreto, L =  m, S = 0 %.","Cota clave eje= 0 msnm.",null,null,null,"","","","","",{"$f":"IF(EV410=\"\",\"\",VLOOKUP(EY410,'Estructura escalonada'!$D$3:$H$953,2))","v":""},"","","","","",""]
[null,null,null,null,null,null,null,null,null,null,null,0,null,0,null,null,null,null,null,null,{"$f":"IF(K413=\"No\",\"\",IF(O413=\"\",YcCi(P413,N413),YcTr(N413,O413,S413)))","v":{"$error":"#VALUE!"}},{"$f":"IF(K413=\"No\",\"\",IF(O413=\"\",Teta1(U413,P413),\"-\"))","v":{"$error":"#VALUE!"}},{"$error":"#VALUE!"},{"$error":"#VALUE!"},{"$f":"IF(K413=\"No\",\"\",IF(O413=\"\",Ynci(P413,N413,R413,T413),YnTr(1,R413,O413,S413,T413,N413)))","v":{"$error":"#VALUE!"}},{"$f":"IF(K413=\"No\",\"\",IF(O413=\"\",Teta1(Y413,P413),\"-\"))","v":{"$error":"#VALUE!"}},{"$f":"IF(K413=\"No\",\"\",IF(O413=\"\",AreaCi(P413,Y413),AreaTr(O413,S413,Y413)))","v":{"$error":"#VALUE!"}},{"$f":"IF(K413=\"No\",\"\",IF(O413=\"\",FrCi(AC413,9.806,Z413,P413),FrTr(AC413,9.806,O413,S413,Y413)))","v":{"$error":"#VALUE!"}},{"$error":"#VALUE!"},null,null,null,null,null,null,null,null,null,null,null,null,null,null,null,0,0,"","","",{"$f":"IF(AD413=\"\",\"\",IF(AE413=1,YcCi(AK413,J413),YcTr(J413,AJ413,AN413)))","v":""},{"$f":"IF(AD413=\"\",\"\",IF(AE413=1,Teta1(AX413,AK413),\"-\"))","v":""},{"$f":"IF(AD413=\"\",\"\",IF(AE413=1,AreaCi(AK413,AX413),AreaTr(AJ413,AN413,AX413)))","v":""},"",{"$f":"IF(AD413=\"\",\"\",IF(AE413=1,Ynci(AK413,J413,AM413,AO413),YnTr(1,AM413,AJ413,AN413,AO413,J413)))","v":""},{"$f":"IF(AD413=\"\",\"\",IF(AE413=1,Teta1(BB413,AK413),\"-\"))","v":""},{"$f":"IF(AD413=\"\",\"\",IF(AE413=1,AreaCi(AK413,BB413),AreaTr(AJ413,AN413,BB413)))","v":""},{"$f":"IF(AD413=\"\",\"\",IF(AE413=1,FrCi(BF413,9.806,BC413,AK413),FrTr(BF413,9.806,AJ413,AN413,BB413)))","v":""},"",{"$f":"IF(AD413=\"\",\"\",IF(AE413=1,LOOKUP(AI413,'Vmáx(material) - Tab.4.3'!$L$2:$L$11,'Vmáx(material) - Tab.4.3'!$M$2:$M$11),LOOKUP(AI413,'Vmáx(material) - Tab.4.3'!$L$15,'Vmáx(material) - Tab.4.3'!$M$15)))","v":""},{"$f":"IF(AD413=\"\",\"\",VLOOKUP($AH413,'Vmáx(material) - Tab.4.3'!$R$35:$X$41,2))","v":""},{"$f":"IF(AD413=\"\",\"\",VLOOKUP($AH413,'Vmáx(material) - Tab.4.3'!$R$35:$X$41,3))","v":""},{"$f":"IF(AD413=\"\",\"\",VLOOKUP($AH413,'Vmáx(material) - Tab.4.3'!$R$35:$X$41,4))","v":""},{"$f":"IF(AD413=\"\",\"\",VLOOKUP($AH413,'Vmáx(material) - Tab.4.3'!$R$35:$X$41,5))","v":""},{"$f":"IF(AD413=\"\",\"\",VLOOKUP($AH413,'Vmáx(material) - Tab.4.3'!$R$35:$X$41,6))","v":""},{"$f":"IF(AD413=\"\",\"\",IF(AD413=\"\",\"\",VLOOKUP($AH413,'Vmáx(material) - Tab.4.3'!$R$35:$X$41,7)))","v":""},{"$f":"IF(AD413=\"\",\"\",IF(AE413=1,FCi(J413,AK413),FTr(J413,AJ413,AK413)))","v":""},"",{"$f":"IF(AD413=\"\",\"\",Hw(BH413,BI413,BJ413,BK413,BL413,BM413,Z,BN413,AO413,AK413))","v":""},"","","","",{"$f":"IF(AD413=\"\",\"\",ho(BT413,AK413,AX413))","v":""},{"$f":"IF(AD413=\"\",\"\",IF(AE413=1,PeriCi(AK413,BB413),PeriTr(AJ413,AN413,BB413)))","v":""},{"$f":"IF(AD413=\"\",\"\",IF(AE413=1,AreaCi(AK413,BB413),AreaTr(AJ413,AN413,BB413)))","v":""},{"$f":"IF(AD413=\"\",\"\",RhCi(BW413,BV413))","v":""},"",{"$f":"IF(AD413=\"\",\"\",hf(AL413,J413,AM413,BW413,BX413))","v":""},{"$f":"IF(AD413=\"\",\"\",LOOKUP(AP413,Tab.4.5!$J$6:$J$27,Tab.4.5!$L$6:$L$27))","v":""},{"$f":"IF(AD413=\"\",\"\",He(CA413,BY413))","v":""},{"$f":"IF(AD413=\"\",\"\",Hs(BY413))","v":""},{"$f":"IF(AD413=\"\",\"\",Hm(BU413,BZ413,CB413,CC413,AL413,AO413))","v":""},"","","","","","",null,null,null,null,null,null,null,null,null,null,null,null,null,null,null,0,0,0,0,0,{"$f":"IF(CK413=\"\",\"\",IF(CL413=1,YcCi(CR413,J413),YcTr(J413,CQ413,CU413)))","v":""},{"$f":"IF(CK413=\"\",\"\",IF(CL413=1,Teta1(DE413,CR413),\"-\"))","v":""},"","",{"$f":"IF(CK413=\"\",\"\",IF(CL413=1,Ynci(CR413,J413,CT413,CV413),YnTr(1,CT413,CQ413,CU413,CV413,J413)))","v":""},{"$f":"IF(CK413=\"\",\"\",IF(CL413=1,Teta1(DI413,CR413),\"-\"))","v":""},{"$f":"IF(CK413=\"\",\"\",IF(CL413=1,AreaCi(CR413,J413),AreaTr(CQ413,CU413,DI413)))","v":""},{"$f":"IF(CK413=\"\",\"\",IF(CL413=1,FrCi(DM413,9.806,DJ413,CR413),FrTr(DM413,9.806,CQ413,CU413,DI413)))","v":""},"",{"$f":"IF(CK413=\"\",\"\",IF(CL413=1,LOOKUP(CP413,'Vmáx(material) - Tab.4.3'!$L$2:$L$11,'Vmáx(material) - Tab.4.3'!$M$2:$M$11),LOOKUP(CP413,'Vmáx(material) - Tab.4.3'!$L$15,'Vmáx(material) - Tab.4.3'!$M$15)))","v":""},{"$f":"IF(CK413=\"\",\"\",VLOOKUP($CO413,'Vmáx(material) - Tab.4.3'!$R$35:$X$41,2))","v":""},{"$f":"IF(CK413=\"\",\"\",VLOOKUP($CO413,'Vmáx(material) - Tab.4.3'!$R$35:$X$41,3))","v":""},{"$f":"IF(CK413=\"\",\"\",VLOOKUP($CO413,'Vmáx(material) - Tab.4.3'!$R$35:$X$41,4))","v":""},{"$f":"IF(CK413=\"\",\"\",VLOOKUP($CO413,'Vmáx(material) - Tab.4.3'!$R$35:$X$41,5))","v":""},{"$f":"IF(CK413=\"\",\"\",VLOOKUP($CO413,'Vmáx(material) - Tab.4.3'!$R$35:$X$41,6))","v":""},{"$f":"IF(CK413=\"\",\"\",IF(CK413=\"\",\"\",VLOOKUP(CO413,'Vmáx(material) - Tab.4.3'!$R$35:$X$41,7)))","v":""},{"$f":"IF(CK413=\"\",\"\",IF(CL413=1,FCi(J413,CR413),FTr(J413,CQ413,CR413)))","v":""},"",{"$f":"IF(CK413=\"\",\"\",Hw(DO413,DP413,DQ413,DR413,DS413,DT413,Z,DU413,CV413,CR413))","v":""},"","","","","",{"$f":"IF(CK413=\"\",\"\",IF(CL413=1,PeriCi(CR413,DI413),PeriTr(CQ413,CU413,DI413)))","v":""},{"$f":"IF(CK413=\"\",\"\",IF(CL413=1,AreaCi(CR413,DI413),AreaTr(CQ413,CU413,DI413)))","v":""},{"$f":"IF(CK413=\"\",\"\",RhCi(DK413,EC413))","v":""},"",{"$f":"IF(CK413=\"\",\"\",hf(CS413,J413,CT413,DK413,EE413))","v":""},{"$f":"IF(CK413=\"\",\"\",LOOKUP(CW413,Tab.4.5!$J$6:$J$27,Tab.4.5!$L$6:$L$27))","v":""},{"$f":"IF(CK413=\"\",\"\",He(EH413,DM413))","v":""},{"$f":"IF(CK413=\"\",\"\",Hs(DM413))","v":""},{"$f":"IF(CK413=\"\",\"\",Hm(EB413,EG413,EI413,EJ413,CS413,CV413))","v":""},"","","","","","","K45+-45000 () ",{"$f":"IF(B413=\"Existe.\",IF(AE413=1,CONCATENATE(#REF!,AK413,\" m.\"),CONCATENATE(#REF!,AJ413,\" m x \",AK413,\" m.\")),IF(CL413=1,CONCATENATE(#REF!,CR413,\" m.\"),CONCATENATE(#REF!,CQ413,\" m x \",CR413,\" m.\")))","v":{"$error":"#REF!"}},"Concreto, L =  m, S = 0 %.","Cota clave eje= 0 msnm.",null,null,null,"","","","","",{"$f":"IF(EV413=\"\",\"\",VLOOKUP(EY413,'Estructura escalonada'!$D$3:$H$953,2))","v":""},"","","","","",""]
[null,null,null,null,null,null,null,null,null,null,null,0,null,0,null,null,null,null,null,null,{"$f":"IF(K416=\"No\",\"\",IF(O416=\"\",YcCi(P416,N416),YcTr(N416,O416,S416)))","v":{"$error":"#VALUE!"}},{"$f":"IF(K416=\"No\",\"\",IF(O416=\"\",Teta1(U416,P416),\"-\"))","v":{"$error":"#VALUE!"}},{"$error":"#VALUE!"},{"$error":"#VALUE!"},{"$f":"IF(K416=\"No\",\"\",IF(O416=\"\",Ynci(P416,N416,R416,T416),YnTr(1,R416,O416,S416,T416,N416)))","v":{"$error":"#VALUE!"}},{"$f":"IF(K416=\"No\",\"\",IF(O416=\"\",Teta1(Y416,P416),\"-\"))","v":{"$error":"#VALUE!"}},{"$f":"IF(K416=\"No\",\"\",IF(O416=\"\",AreaCi(P416,Y416),AreaTr(O416,S416,Y416)))","v":{"$error":"#VALUE!"}},{"$f":"IF(K416=\"No\",\"\",IF(O416=\"\",FrCi(AC416,9.806,Z416,P416),FrTr(AC416,9.806,O416,S416,Y416)))","v":{"$error":"#VALUE!"}},{"$error":"#VALUE!"},null,null,null,null,null,null,null,null,null,null,null,null,null,null,null,0,0,"","","",{"$f":"IF(AD416=\"\",\"\",IF(AE416=1,YcCi(AK416,J416),YcTr(J416,AJ416,AN416)))","v":""},{"$f":"IF(AD416=\"\",\"\",IF(AE416=1,Teta1(AX416,AK416),\"-\"))","v":""},{"$f":"IF(AD416=\"\",\"\",IF(AE416=1,AreaCi(AK416,AX416),AreaTr(AJ416,AN416,AX416)))","v":""},"",{"$f":"IF(AD416=\"\",\"\",IF(AE416=1,Ynci(AK416,J416,AM416,AO416),YnTr(1,AM416,AJ416,AN416,AO416,J416)))","v":""},{"$f":"IF(AD416=\"\",\"\",IF(AE416=1,Teta1(BB416,AK416),\"-\"))","v":""},{"$f":"IF(AD416=\"\",\"\",IF(AE416=1,AreaCi(AK416,BB416),AreaTr(AJ416,AN416,BB416)))","v":""},{"$f":"IF(AD416=\"\",\"\",IF(AE416=1,FrCi(BF416,9.806,BC416,AK416),FrTr(BF416,9.806,AJ416,AN416,BB416)))","v":""},"",{"$f":"IF(AD416=\"\",\"\",IF(AE416=1,LOOKUP(AI416,'Vmáx(material) - Tab.4.3'!$L$2:$L$11,'Vmáx(material) - Tab.4.3'!$M$2:$M$11),LOOKUP(AI416,'Vmáx(material) - Tab.4.3'!$L$15,'Vmáx(material) - Tab.4.3'!$M$15)))","v":""},{"$f":"IF(AD416=\"\",\"\",VLOOKUP($AH416,'Vmáx(material) - Tab.4.3'!$R$35:$X$41,2))","v":""},{"$f":"IF(AD416=\"\",\"\",VLOOKUP($AH416,'Vmáx(material) - Tab.4.3'!$R$35:$X$41,3))","v":""},{"$f":"IF(AD416=\"\",\"\",VLOOKUP($AH416,'Vmáx(material) - Tab.4.3'!$R$35:$X$41,4))","v":""},{"$f":"IF(AD416=\"\",\"\",VLOOKUP($AH416,'Vmáx(material) - Tab.4.3'!$R$35:$X$41,5))","v":""},{"$f":"IF(AD416=\"\",\"\",VLOOKUP($AH416,'Vmáx(material) - Tab.4.3'!$R$35:$X$41,6))","v":""},{"$f":"IF(AD416=\"\",\"\",IF(AD416=\"\",\"\",VLOOKUP($AH416,'Vmáx(material) - Tab.4.3'!$R$35:$X$41,7)))","v":""},{"$f":"IF(AD416=\"\",\"\",IF(AE416=1,FCi(J416,AK416),FTr(J416,AJ416,AK416)))","v":""},"",{"$f":"IF(AD416=\"\",\"\",Hw(BH416,BI416,BJ416,BK416,BL416,BM416,Z,BN416,AO416,AK416))","v":""},"","","","",{"$f":"IF(AD416=\"\",\"\",ho(BT416,AK416,AX416))","v":""},{"$f":"IF(AD416=\"\",\"\",IF(AE416=1,PeriCi(AK416,BB416),PeriTr(AJ416,AN416,BB416)))","v":""},{"$f":"IF(AD416=\"\",\"\",IF(AE416=1,AreaCi(AK416,BB416),AreaTr(AJ416,AN416,BB416)))","v":""},{"$f":"IF(AD416=\"\",\"\",RhCi(BW416,BV416))","v":""},"",{"$f":"IF(AD416=\"\",\"\",hf(AL416,J416,AM416,BW416,BX416))","v":""},{"$f":"IF(AD416=\"\",\"\",LOOKUP(AP416,Tab.4.5!$J$6:$J$27,Tab.4.5!$L$6:$L$27))","v":""},{"$f":"IF(AD416=\"\",\"\",He(CA416,BY416))","v":""},{"$f":"IF(AD416=\"\",\"\",Hs(BY416))","v":""},{"$f":"IF(AD416=\"\",\"\",Hm(BU416,BZ416,CB416,CC416,AL416,AO416))","v":""},"","","","","","",null,null,null,null,null,null,null,null,null,null,null,null,null,null,null,0,0,0,0,0,{"$f":"IF(CK416=\"\",\"\",IF(CL416=1,YcCi(CR416,J416),YcTr(J416,CQ416,CU416)))","v":""},{"$f":"IF(CK416=\"\",\"\",IF(CL416=1,Teta1(DE416,CR416),\"-\"))","v":""},"","",{"$f":"IF(CK416=\"\",\"\",IF(CL416=1,Ynci(CR416,J416,CT416,CV416),YnTr(1,CT416,CQ416,CU416,CV416,J416)))","v":""},{"$f":"IF(CK416=\"\",\"\",IF(CL416=1,Teta1(DI416,CR416),\"-\"))","v":""},{"$f":"IF(CK416=\"\",\"\",IF(CL416=1,AreaCi(CR416,J416),AreaTr(CQ416,CU416,DI416)))","v":""},{"$f":"IF(CK416=\"\",\"\",IF(CL416=1,FrCi(DM416,9.806,DJ416,CR416),FrTr(DM416,9.806,CQ416,CU416,DI416)))","v":""},"",{"$f":"IF(CK416=\"\",\"\",IF(CL416=1,LOOKUP(CP416,'Vmáx(material) - Tab.4.3'!$L$2:$L$11,'Vmáx(material) - Tab.4.3'!$M$2:$M$11),LOOKUP(CP416,'Vmáx(material) - Tab.4.3'!$L$15,'Vmáx(material) - Tab.4.3'!$M$15)))","v":""},{"$f":"IF(CK416=\"\",\"\",VLOOKUP($CO416,'Vmáx(material) - Tab.4.3'!$R$35:$X$41,2))","v":""},{"$f":"IF(CK416=\"\",\"\",VLOOKUP($CO416,'Vmáx(material) - Tab.4.3'!$R$35:$X$41,3))","v":""},{"$f":"IF(CK416=\"\",\"\",VLOOKUP($CO416,'Vmáx(material) - Tab.4.3'!$R$35:$X$41,4))","v":""},{"$f":"IF(CK416=\"\",\"\",VLOOKUP($CO416,'Vmáx(material) - Tab.4.3'!$R$35:$X$41,5))","v":""},{"$f":"IF(CK416=\"\",\"\",VLOOKUP($CO416,'Vmáx(material) - Tab.4.3'!$R$35:$X$41,6))","v":""},{"$f":"IF(CK416=\"\",\"\",IF(CK416=\"\",\"\",VLOOKUP(CO416,'Vmáx(material) - Tab.4.3'!$R$35:$X$41,7)))","v":""},{"$f":"IF(CK416=\"\",\"\",IF(CL416=1,FCi(J416,CR416),FTr(J416,CQ416,CR416)))","v":""},"",{"$f":"IF(CK416=\"\",\"\",Hw(DO416,DP416,DQ416,DR416,DS416,DT416,Z,DU416,CV416,CR416))","v":""},"","","","","",{"$f":"IF(CK416=\"\",\"\",IF(CL416=1,PeriCi(CR416,DI416),PeriTr(CQ416,CU416,DI416)))","v":""},{"$f":"IF(CK416=\"\",\"\",IF(CL416=1,AreaCi(CR416,DI416),AreaTr(CQ416,CU416,DI416)))","v":""},{"$f":"IF(CK416=\"\",\"\",RhCi(DK416,EC416))","v":""},"",{"$f":"IF(CK416=\"\",\"\",hf(CS416,J416,CT416,DK416,EE416))","v":""},{"$f":"IF(CK416=\"\",\"\",LOOKUP(CW416,Tab.4.5!$J$6:$J$27,Tab.4.5!$L$6:$L$27))","v":""},{"$f":"IF(CK416=\"\",\"\",He(EH416,DM416))","v":""},{"$f":"IF(CK416=\"\",\"\",Hs(DM416))","v":""},{"$f":"IF(CK416=\"\",\"\",Hm(EB416,EG416,EI416,EJ416,CS416,CV416))","v":""},"","","","","","","K45+-45000 () ",{"$f":"IF(B416=\"Existe.\",IF(AE416=1,CONCATENATE(#REF!,AK416,\" m.\"),CONCATENATE(#REF!,AJ416,\" m x \",AK416,\" m.\")),IF(CL416=1,CONCATENATE(#REF!,CR416,\" m.\"),CONCATENATE(#REF!,CQ416,\" m x \",CR416,\" m.\")))","v":{"$error":"#REF!"}},"Concreto, L =  m, S = 0 %.","Cota clave eje= 0 msnm.",null,null,null,"","","","","",{"$f":"IF(EV416=\"\",\"\",VLOOKUP(EY416,'Estructura escalonada'!$D$3:$H$953,2))","v":""},"","","","","",""]
[null,null,null,null,null,null,null,null,null,null,null,0,null,0,null,null,null,null,null,null,{"$f":"IF(K419=\"No\",\"\",IF(O419=\"\",YcCi(P419,N419),YcTr(N419,O419,S419)))","v":{"$error":"#VALUE!"}},{"$f":"IF(K419=\"No\",\"\",IF(O419=\"\",Teta1(U419,P419),\"-\"))","v":{"$error":"#VALUE!"}},{"$error":"#VALUE!"},{"$error":"#VALUE!"},{"$f":"IF(K419=\"No\",\"\",IF(O419=\"\",Ynci(P419,N419,R419,T419),YnTr(1,R419,O419,S419,T419,N419)))","v":{"$error":"#VALUE!"}},{"$f":"IF(K419=\"No\",\"\",IF(O419=\"\",Teta1(Y419,P419),\"-\"))","v":{"$error":"#VALUE!"}},{"$f":"IF(K419=\"No\",\"\",IF(O419=\"\",AreaCi(P419,Y419),AreaTr(O419,S419,Y419)))","v":{"$error":"#VALUE!"}},{"$f":"IF(K419=\"No\",\"\",IF(O419=\"\",FrCi(AC419,9.806,Z419,P419),FrTr(AC419,9.806,O419,S419,Y419)))","v":{"$error":"#VALUE!"}},{"$error":"#VALUE!"},null,null,null,null,null,null,null,null,null,null,null,null,null,null,null,0,0,"","","",{"$f":"IF(AD419=\"\",\"\",IF(AE419=1,YcCi(AK419,J419),YcTr(J419,AJ419,AN419)))","v":""},{"$f":"IF(AD419=\"\",\"\",IF(AE419=1,Teta1(AX419,AK419),\"-\"))","v":""},{"$f":"IF(AD419=\"\",\"\",IF(AE419=1,AreaCi(AK419,AX419),AreaTr(AJ419,AN419,AX419)))","v":""},"",{"$f":"IF(AD419=\"\",\"\",IF(AE419=1,Ynci(AK419,J419,AM419,AO419),YnTr(1,AM419,AJ419,AN419,AO419,J419)))","v":""},{"$f":"IF(AD419=\"\",\"\",IF(AE419=1,Teta1(BB419,AK419),\"-\"))","v":""},{"$f":"IF(AD419=\"\",\"\",IF(AE419=1,AreaCi(AK419,BB419),AreaTr(AJ419,AN419,BB419)))","v":""},{"$f":"IF(AD419=\"\",\"\",IF(AE419=1,FrCi(BF419,9.806,BC419,AK419),FrTr(BF419,9.806,AJ419,AN419,BB419)))","v":""},"",{"$f":"IF(AD419=\"\",\"\",IF(AE419=1,LOOKUP(AI419,'Vmáx(material) - Tab.4.3'!$L$2:$L$11,'Vmáx(material) - Tab.4.3'!$M$2:$M$11),LOOKUP(AI419,'Vmáx(material) - Tab.4.3'!$L$15,'Vmáx(material) - Tab.4.3'!$M$15)))","v":""},{"$f":"IF(AD419=\"\",\"\",VLOOKUP($AH419,'Vmáx(material) - Tab.4.3'!$R$35:$X$41,2))","v":""},{"$f":"IF(AD419=\"\",\"\",VLOOKUP($AH419,'Vmáx(material) - Tab.4.3'!$R$35:$X$41,3))","v":""},{"$f":"IF(AD419=\"\",\"\",VLOOKUP($AH419,'Vmáx(material) - Tab.4.3'!$R$35:$X$41,4))","v":""},{"$f":"IF(AD419=\"\",\"\",VLOOKUP($AH419,'Vmáx(material) - Tab.4.3'!$R$35:$X$41,5))","v":""},{"$f":"IF(AD419=\"\",\"\",VLOOKUP($AH419,'Vmáx(material) - Tab.4.3'!$R$35:$X$41,6))","v":""},{"$f":"IF(AD419=\"\",\"\",IF(AD419=\"\",\"\",VLOOKUP($AH419,'Vmáx(material) - Tab.4.3'!$R$35:$X$41,7)))","v":""},{"$f":"IF(AD419=\"\",\"\",IF(AE419=1,FCi(J419,AK419),FTr(J419,AJ419,AK419)))","v":""},"",{"$f":"IF(AD419=\"\",\"\",Hw(BH419,BI419,BJ419,BK419,BL419,BM419,Z,BN419,AO419,AK419))","v":""},"","","","",{"$f":"IF(AD419=\"\",\"\",ho(BT419,AK419,AX419))","v":""},{"$f":"IF(AD419=\"\",\"\",IF(AE419=1,PeriCi(AK419,BB419),PeriTr(AJ419,AN419,BB419)))","v":""},{"$f":"IF(AD419=\"\",\"\",IF(AE419=1,AreaCi(AK419,BB419),AreaTr(AJ419,AN419,BB419)))","v":""},{"$f":"IF(AD419=\"\",\"\",RhCi(BW419,BV419))","v":""},"",{"$f":"IF(AD419=\"\",\"\",hf(AL419,J419,AM419,BW419,BX419))","v":""},{"$f":"IF(AD419=\"\",\"\",LOOKUP(AP419,Tab.4.5!$J$6:$J$27,Tab.4.5!$L$6:$L$27))","v":""},{"$f":"IF(AD419=\"\",\"\",He(CA419,BY419))","v":""},{"$f":"IF(AD419=\"\",\"\",Hs(BY419))","v":""},{"$f":"IF(AD419=\"\",\"\",Hm(BU419,BZ419,CB419,CC419,AL419,AO419))","v":""},"","","","","","",null,null,null,null,null,null,null,null,null,null,null,null,null,null,null,0,0,0,0,0,{"$f":"IF(CK419=\"\",\"\",IF(CL419=1,YcCi(CR419,J419),YcTr(J419,CQ419,CU419)))","v":""},{"$f":"IF(CK419=\"\",\"\",IF(CL419=1,Teta1(DE419,CR419),\"-\"))","v":""},"","",{"$f":"IF(CK419=\"\",\"\",IF(CL419=1,Ynci(CR419,J419,CT419,CV419),YnTr(1,CT419,CQ419,CU419,CV419,J419)))","v":""},{"$f":"IF(CK419=\"\",\"\",IF(CL419=1,Teta1(DI419,CR419),\"-\"))","v":""},{"$f":"IF(CK419=\"\",\"\",IF(CL419=1,AreaCi(CR419,J419),AreaTr(CQ419,CU419,DI419)))","v":""},{"$f":"IF(CK419=\"\",\"\",IF(CL419=1,FrCi(DM419,9.806,DJ419,CR419),FrTr(DM419,9.806,CQ419,CU419,DI419)))","v":""},"",{"$f":"IF(CK419=\"\",\"\",IF(CL419=1,LOOKUP(CP419,'Vmáx(material) - Tab.4.3'!$L$2:$L$11,'Vmáx(material) - Tab.4.3'!$M$2:$M$11),LOOKUP(CP419,'Vmáx(material) - Tab.4.3'!$L$15,'Vmáx(material) - Tab.4.3'!$M$15)))","v":""},{"$f":"IF(CK419=\"\",\"\",VLOOKUP($CO419,'Vmáx(material) - Tab.4.3'!$R$35:$X$41,2))","v":""},{"$f":"IF(CK419=\"\",\"\",VLOOKUP($CO419,'Vmáx(material) - Tab.4.3'!$R$35:$X$41,3))","v":""},{"$f":"IF(CK419=\"\",\"\",VLOOKUP($CO419,'Vmáx(material) - Tab.4.3'!$R$35:$X$41,4))","v":""},{"$f":"IF(CK419=\"\",\"\",VLOOKUP($CO419,'Vmáx(material) - Tab.4.3'!$R$35:$X$41,5))","v":""},{"$f":"IF(CK419=\"\",\"\",VLOOKUP($CO419,'Vmáx(material) - Tab.4.3'!$R$35:$X$41,6))","v":""},{"$f":"IF(CK419=\"\",\"\",IF(CK419=\"\",\"\",VLOOKUP(CO419,'Vmáx(material) - Tab.4.3'!$R$35:$X$41,7)))","v":""},{"$f":"IF(CK419=\"\",\"\",IF(CL419=1,FCi(J419,CR419),FTr(J419,CQ419,CR419)))","v":""},"",{"$f":"IF(CK419=\"\",\"\",Hw(DO419,DP419,DQ419,DR419,DS419,DT419,Z,DU419,CV419,CR419))","v":""},"","","","","",{"$f":"IF(CK419=\"\",\"\",IF(CL419=1,PeriCi(CR419,DI419),PeriTr(CQ419,CU419,DI419)))","v":""},{"$f":"IF(CK419=\"\",\"\",IF(CL419=1,AreaCi(CR419,DI419),AreaTr(CQ419,CU419,DI419)))","v":""},{"$f":"IF(CK419=\"\",\"\",RhCi(DK419,EC419))","v":""},"",{"$f":"IF(CK419=\"\",\"\",hf(CS419,J419,CT419,DK419,EE419))","v":""},{"$f":"IF(CK419=\"\",\"\",LOOKUP(CW419,Tab.4.5!$J$6:$J$27,Tab.4.5!$L$6:$L$27))","v":""},{"$f":"IF(CK419=\"\",\"\",He(EH419,DM419))","v":""},{"$f":"IF(CK419=\"\",\"\",Hs(DM419))","v":""},{"$f":"IF(CK419=\"\",\"\",Hm(EB419,EG419,EI419,EJ419,CS419,CV419))","v":""},"","","","","","","K45+-45000 () ",{"$f":"IF(B419=\"Existe.\",IF(AE419=1,CONCATENATE(#REF!,AK419,\" m.\"),CONCATENATE(#REF!,AJ419,\" m x \",AK419,\" m.\")),IF(CL419=1,CONCATENATE(#REF!,CR419,\" m.\"),CONCATENATE(#REF!,CQ419,\" m x \",CR419,\" m.\")))","v":{"$error":"#REF!"}},"Concreto, L =  m, S = 0 %.","Cota clave eje= 0 msnm.",null,null,null,"","","","","",{"$f":"IF(EV419=\"\",\"\",VLOOKUP(EY419,'Estructura escalonada'!$D$3:$H$953,2))","v":""},"","","","","",""]
[null,null,null,null,null,null,null,null,null,null,null,0,null,0,null,null,null,null,null,null,{"$f":"IF(K420=\"No\",\"\",IF(O420=\"\",YcCi(P420,N420),YcTr(N420,O420,S420)))","v":{"$error":"#VALUE!"}},{"$f":"IF(K420=\"No\",\"\",IF(O420=\"\",Teta1(U420,P420),\"-\"))","v":{"$error":"#VALUE!"}},{"$error":"#VALUE!"},{"$error":"#VALUE!"},{"$f":"IF(K420=\"No\",\"\",IF(O420=\"\",Ynci(P420,N420,R420,T420),YnTr(1,R420,O420,S420,T420,N420)))","v":{"$error":"#VALUE!"}},{"$f":"IF(K420=\"No\",\"\",IF(O420=\"\",Teta1(Y420,P420),\"-\"))","v":{"$error":"#VALUE!"}},{"$f":"IF(K420=\"No\",\"\",IF(O420=\"\",AreaCi(P420,Y420),AreaTr(O420,S420,Y420)))","v":{"$error":"#VALUE!"}},{"$f":"IF(K420=\"No\",\"\",IF(O420=\"\",FrCi(AC420,9.806,Z420,P420),FrTr(AC420,9.806,O420,S420,Y420)))","v":{"$error":"#VALUE!"}},{"$error":"#VALUE!"},null,null,null,null,null,null,null,null,null,null,null,null,null,null,null,0,0,"","","",{"$f":"IF(AD420=\"\",\"\",IF(AE420=1,YcCi(AK420,J420),YcTr(J420,AJ420,AN420)))","v":""},{"$f":"IF(AD420=\"\",\"\",IF(AE420=1,Teta1(AX420,AK420),\"-\"))","v":""},{"$f":"IF(AD420=\"\",\"\",IF(AE420=1,AreaCi(AK420,AX420),AreaTr(AJ420,AN420,AX420)))","v":""},"",{"$f":"IF(AD420=\"\",\"\",IF(AE420=1,Ynci(AK420,J420,AM420,AO420),YnTr(1,AM420,AJ420,AN420,AO420,J420)))","v":""},{"$f":"IF(AD420=\"\",\"\",IF(AE420=1,Teta1(BB420,AK420),\"-\"))","v":""},{"$f":"IF(AD420=\"\",\"\",IF(AE420=1,AreaCi(AK420,BB420),AreaTr(AJ420,AN420,BB420)))","v":""},{"$f":"IF(AD420=\"\",\"\",IF(AE420=1,FrCi(BF420,9.806,BC420,AK420),FrTr(BF420,9.806,AJ420,AN420,BB420)))","v":""},"",{"$f":"IF(AD420=\"\",\"\",IF(AE420=1,LOOKUP(AI420,'Vmáx(material) - Tab.4.3'!$L$2:$L$11,'Vmáx(material) - Tab.4.3'!$M$2:$M$11),LOOKUP(AI420,'Vmáx(material) - Tab.4.3'!$L$15,'Vmáx(material) - Tab.4.3'!$M$15)))","v":""},{"$f":"IF(AD420=\"\",\"\",VLOOKUP($AH420,'Vmáx(material) - Tab.4.3'!$R$35:$X$41,2))","v":""},{"$f":"IF(AD420=\"\",\"\",VLOOKUP($AH420,'Vmáx(material) - Tab.4.3'!$R$35:$X$41,3))","v":""},{"$f":"IF(AD420=\"\",\"\",VLOOKUP($AH420,'Vmáx(material) - Tab.4.3'!$R$35:$X$41,4))","v":""},{"$f":"IF(AD420=\"\",\"\",VLOOKUP($AH420,'Vmáx(material) - Tab.4.3'!$R$35:$X$41,5))","v":""},{"$f":"IF(AD420=\"\",\"\",VLOOKUP($AH420,'Vmáx(material) - Tab.4.3'!$R$35:$X$41,6))","v":""},{"$f":"IF(AD420=\"\",\"\",IF(AD420=\"\",\"\",VLOOKUP($AH420,'Vmáx(material) - Tab.4.3'!$R$35:$X$41,7)))","v":""},{"$f":"IF(AD420=\"\",\"\",IF(AE420=1,FCi(J420,AK420),FTr(J420,AJ420,AK420)))","v":""},"",{"$f":"IF(AD420=\"\",\"\",Hw(BH420,BI420,BJ420,BK420,BL420,BM420,Z,BN420,AO420,AK420))","v":""},"","","","",{"$f":"IF(AD420=\"\",\"\",ho(BT420,AK420,AX420))","v":""},{"$f":"IF(AD420=\"\",\"\",IF(AE420=1,PeriCi(AK420,BB420),PeriTr(AJ420,AN420,BB420)))","v":""},{"$f":"IF(AD420=\"\",\"\",IF(AE420=1,AreaCi(AK420,BB420),AreaTr(AJ420,AN420,BB420)))","v":""},{"$f":"IF(AD420=\"\",\"\",RhCi(BW420,BV420))","v":""},"",{"$f":"IF(AD420=\"\",\"\",hf(AL420,J420,AM420,BW420,BX420))","v":""},{"$f":"IF(AD420=\"\",\"\",LOOKUP(AP420,Tab.4.5!$J$6:$J$27,Tab.4.5!$L$6:$L$27))","v":""},{"$f":"IF(AD420=\"\",\"\",He(CA420,BY420))","v":""},{"$f":"IF(AD420=\"\",\"\",Hs(BY420))","v":""},{"$f":"IF(AD420=\"\",\"\",Hm(BU420,BZ420,CB420,CC420,AL420,AO420))","v":""},"","","","","","",null,null,null,null,null,null,null,null,null,null,null,null,null,null,null,0,0,0,0,0,{"$f":"IF(CK420=\"\",\"\",IF(CL420=1,YcCi(CR420,J420),YcTr(J420,CQ420,CU420)))","v":""},{"$f":"IF(CK420=\"\",\"\",IF(CL420=1,Teta1(DE420,CR420),\"-\"))","v":""},"","",{"$f":"IF(CK420=\"\",\"\",IF(CL420=1,Ynci(CR420,J420,CT420,CV420),YnTr(1,CT420,CQ420,CU420,CV420,J420)))","v":""},{"$f":"IF(CK420=\"\",\"\",IF(CL420=1,Teta1(DI420,CR420),\"-\"))","v":""},{"$f":"IF(CK420=\"\",\"\",IF(CL420=1,AreaCi(CR420,J420),AreaTr(CQ420,CU420,DI420)))","v":""},{"$f":"IF(CK420=\"\",\"\",IF(CL420=1,FrCi(DM420,9.806,DJ420,CR420),FrTr(DM420,9.806,CQ420,CU420,DI420)))","v":""},"",{"$f":"IF(CK420=\"\",\"\",IF(CL420=1,LOOKUP(CP420,'Vmáx(material) - Tab.4.3'!$L$2:$L$11,'Vmáx(material) - Tab.4.3'!$M$2:$M$11),LOOKUP(CP420,'Vmáx(material) - Tab.4.3'!$L$15,'Vmáx(material) - Tab.4.3'!$M$15)))","v":""},{"$f":"IF(CK420=\"\",\"\",VLOOKUP($CO420,'Vmáx(material) - Tab.4.3'!$R$35:$X$41,2))","v":""},{"$f":"IF(CK420=\"\",\"\",VLOOKUP($CO420,'Vmáx(material) - Tab.4.3'!$R$35:$X$41,3))","v":""},{"$f":"IF(CK420=\"\",\"\",VLOOKUP($CO420,'Vmáx(material) - Tab.4.3'!$R$35:$X$41,4))","v":""},{"$f":"IF(CK420=\"\",\"\",VLOOKUP($CO420,'Vmáx(material) - Tab.4.3'!$R$35:$X$41,5))","v":""},{"$f":"IF(CK420=\"\",\"\",VLOOKUP($CO420,'Vmáx(material) - Tab.4.3'!$R$35:$X$41,6))","v":""},{"$f":"IF(CK420=\"\",\"\",IF(CK420=\"\",\"\",VLOOKUP(CO420,'Vmáx(material) - Tab.4.3'!$R$35:$X$41,7)))","v":""},{"$f":"IF(CK420=\"\",\"\",IF(CL420=1,FCi(J420,CR420),FTr(J420,CQ420,CR420)))","v":""},"",{"$f":"IF(CK420=\"\",\"\",Hw(DO420,DP420,DQ420,DR420,DS420,DT420,Z,DU420,CV420,CR420))","v":""},"","","","","",{"$f":"IF(CK420=\"\",\"\",IF(CL420=1,PeriCi(CR420,DI420),PeriTr(CQ420,CU420,DI420)))","v":""},{"$f":"IF(CK420=\"\",\"\",IF(CL420=1,AreaCi(CR420,DI420),AreaTr(CQ420,CU420,DI420)))","v":""},{"$f":"IF(CK420=\"\",\"\",RhCi(DK420,EC420))","v":""},"",{"$f":"IF(CK420=\"\",\"\",hf(CS420,J420,CT420,DK420,EE420))","v":""},{"$f":"IF(CK420=\"\",\"\",LOOKUP(CW420,Tab.4.5!$J$6:$J$27,Tab.4.5!$L$6:$L$27))","v":""},{"$f":"IF(CK420=\"\",\"\",He(EH420,DM420))","v":""},{"$f":"IF(CK420=\"\",\"\",Hs(DM420))","v":""},{"$f":"IF(CK420=\"\",\"\",Hm(EB420,EG420,EI420,EJ420,CS420,CV420))","v":""},"","","","","","","K45+-45000 () ",{"$f":"IF(B420=\"Existe.\",IF(AE420=1,CONCATENATE(#REF!,AK420,\" m.\"),CONCATENATE(#REF!,AJ420,\" m x \",AK420,\" m.\")),IF(CL420=1,CONCATENATE(#REF!,CR420,\" m.\"),CONCATENATE(#REF!,CQ420,\" m x \",CR420,\" m.\")))","v":{"$error":"#REF!"}},"Concreto, L =  m, S = 0 %.","Cota clave eje= 0 msnm.",null,null,null,"","","","","",{"$f":"IF(EV420=\"\",\"\",VLOOKUP(EY420,'Estructura escalonada'!$D$3:$H$953,2))","v":""},"","","","","",""]
[null,null,null,null,null,null,null,null,null,null,null,0,null,0,null,null,null,null,null,null,{"$f":"IF(K424=\"No\",\"\",IF(O424=\"\",YcCi(P424,N424),YcTr(N424,O424,S424)))","v":{"$error":"#VALUE!"}},{"$f":"IF(K424=\"No\",\"\",IF(O424=\"\",Teta1(U424,P424),\"-\"))","v":{"$error":"#VALUE!"}},{"$error":"#VALUE!"},{"$error":"#VALUE!"},{"$f":"IF(K424=\"No\",\"\",IF(O424=\"\",Ynci(P424,N424,R424,T424),YnTr(1,R424,O424,S424,T424,N424)))","v":{"$error":"#VALUE!"}},{"$f":"IF(K424=\"No\",\"\",IF(O424=\"\",Teta1(Y424,P424),\"-\"))","v":{"$error":"#VALUE!"}},{"$f":"IF(K424=\"No\",\"\",IF(O424=\"\",AreaCi(P424,Y424),AreaTr(O424,S424,Y424)))","v":{"$error":"#VALUE!"}},{"$f":"IF(K424=\"No\",\"\",IF(O424=\"\",FrCi(AC424,9.806,Z424,P424),FrTr(AC424,9.806,O424,S424,Y424)))","v":{"$error":"#VALUE!"}},{"$error":"#VALUE!"},null,null,null,null,null,null,null,null,null,null,null,null,null,null,null,0,0,"","","",{"$f":"IF(AD424=\"\",\"\",IF(AE424=1,YcCi(AK424,J424),YcTr(J424,AJ424,AN424)))","v":""},{"$f":"IF(AD424=\"\",\"\",IF(AE424=1,Teta1(AX424,AK424),\"-\"))","v":""},{"$f":"IF(AD424=\"\",\"\",IF(AE424=1,AreaCi(AK424,AX424),AreaTr(AJ424,AN424,AX424)))","v":""},"",{"$f":"IF(AD424=\"\",\"\",IF(AE424=1,Ynci(AK424,J424,AM424,AO424),YnTr(1,AM424,AJ424,AN424,AO424,J424)))","v":""},{"$f":"IF(AD424=\"\",\"\",IF(AE424=1,Teta1(BB424,AK424),\"-\"))","v":""},{"$f":"IF(AD424=\"\",\"\",IF(AE424=1,AreaCi(AK424,BB424),AreaTr(AJ424,AN424,BB424)))","v":""},{"$f":"IF(AD424=\"\",\"\",IF(AE424=1,FrCi(BF424,9.806,BC424,AK424),FrTr(BF424,9.806,AJ424,AN424,BB424)))","v":""},"",{"$f":"IF(AD424=\"\",\"\",IF(AE424=1,LOOKUP(AI424,'Vmáx(material) - Tab.4.3'!$L$2:$L$11,'Vmáx(material) - Tab.4.3'!$M$2:$M$11),LOOKUP(AI424,'Vmáx(material) - Tab.4.3'!$L$15,'Vmáx(material) - Tab.4.3'!$M$15)))","v":""},{"$f":"IF(AD424=\"\",\"\",VLOOKUP($AH424,'Vmáx(material) - Tab.4.3'!$R$35:$X$41,2))","v":""},{"$f":"IF(AD424=\"\",\"\",VLOOKUP($AH424,'Vmáx(material) - Tab.4.3'!$R$35:$X$41,3))","v":""},{"$f":"IF(AD424=\"\",\"\",VLOOKUP($AH424,'Vmáx(material) - Tab.4.3'!$R$35:$X$41,4))","v":""},{"$f":"IF(AD424=\"\",\"\",VLOOKUP($AH424,'Vmáx(material) - Tab.4.3'!$R$35:$X$41,5))","v":""},{"$f":"IF(AD424=\"\",\"\",VLOOKUP($AH424,'Vmáx(material) - Tab.4.3'!$R$35:$X$41,6))","v":""},{"$f":"IF(AD424=\"\",\"\",IF(AD424=\"\",\"\",VLOOKUP($AH424,'Vmáx(material) - Tab.4.3'!$R$35:$X$41,7)))","v":""},{"$f":"IF(AD424=\"\",\"\",IF(AE424=1,FCi(J424,AK424),FTr(J424,AJ424,AK424)))","v":""},"",{"$f":"IF(AD424=\"\",\"\",Hw(BH424,BI424,BJ424,BK424,BL424,BM424,Z,BN424,AO424,AK424))","v":""},"","","","",{"$f":"IF(AD424=\"\",\"\",ho(BT424,AK424,AX424))","v":""},{"$f":"IF(AD424=\"\",\"\",IF(AE424=1,PeriCi(AK424,BB424),PeriTr(AJ424,AN424,BB424)))","v":""},{"$f":"IF(AD424=\"\",\"\",IF(AE424=1,AreaCi(AK424,BB424),AreaTr(AJ424,AN424,BB424)))","v":""},{"$f":"IF(AD424=\"\",\"\",RhCi(BW424,BV424))","v":""},"",{"$f":"IF(AD424=\"\",\"\",hf(AL424,J424,AM424,BW424,BX424))","v":""},{"$f":"IF(AD424=\"\",\"\",LOOKUP(AP424,Tab.4.5!$J$6:$J$27,Tab.4.5!$L$6:$L$27))","v":""},{"$f":"IF(AD424=\"\",\"\",He(CA424,BY424))","v":""},{"$f":"IF(AD424=\"\",\"\",Hs(BY424))","v":""},{"$f":"IF(AD424=\"\",\"\",Hm(BU424,BZ424,CB424,CC424,AL424,AO424))","v":""},"","","","","","",null,null,null,null,null,null,null,null,null,null,null,null,null,null,null,0,0,0,0,0,{"$f":"IF(CK424=\"\",\"\",IF(CL424=1,YcCi(CR424,J424),YcTr(J424,CQ424,CU424)))","v":""},{"$f":"IF(CK424=\"\",\"\",IF(CL424=1,Teta1(DE424,CR424),\"-\"))","v":""},"","",{"$f":"IF(CK424=\"\",\"\",IF(CL424=1,Ynci(CR424,J424,CT424,CV424),YnTr(1,CT424,CQ424,CU424,CV424,J424)))","v":""},{"$f":"IF(CK424=\"\",\"\",IF(CL424=1,Teta1(DI424,CR424),\"-\"))","v":""},{"$f":"IF(CK424=\"\",\"\",IF(CL424=1,AreaCi(CR424,J424),AreaTr(CQ424,CU424,DI424)))","v":""},{"$f":"IF(CK424=\"\",\"\",IF(CL424=1,FrCi(DM424,9.806,DJ424,CR424),FrTr(DM424,9.806,CQ424,CU424,DI424)))","v":""},"",{"$f":"IF(CK424=\"\",\"\",IF(CL424=1,LOOKUP(CP424,'Vmáx(material) - Tab.4.3'!$L$2:$L$11,'Vmáx(material) - Tab.4.3'!$M$2:$M$11),LOOKUP(CP424,'Vmáx(material) - Tab.4.3'!$L$15,'Vmáx(material) - Tab.4.3'!$M$15)))","v":""},{"$f":"IF(CK424=\"\",\"\",VLOOKUP($CO424,'Vmáx(material) - Tab.4.3'!$R$35:$X$41,2))","v":""},{"$f":"IF(CK424=\"\",\"\",VLOOKUP($CO424,'Vmáx(material) - Tab.4.3'!$R$35:$X$41,3))","v":""},{"$f":"IF(CK424=\"\",\"\",VLOOKUP($CO424,'Vmáx(material) - Tab.4.3'!$R$35:$X$41,4))","v":""},{"$f":"IF(CK424=\"\",\"\",VLOOKUP($CO424,'Vmáx(material) - Tab.4.3'!$R$35:$X$41,5))","v":""},{"$f":"IF(CK424=\"\",\"\",VLOOKUP($CO424,'Vmáx(material) - Tab.4.3'!$R$35:$X$41,6))","v":""},{"$f":"IF(CK424=\"\",\"\",IF(CK424=\"\",\"\",VLOOKUP(CO424,'Vmáx(material) - Tab.4.3'!$R$35:$X$41,7)))","v":""},{"$f":"IF(CK424=\"\",\"\",IF(CL424=1,FCi(J424,CR424),FTr(J424,CQ424,CR424)))","v":""},"",{"$f":"IF(CK424=\"\",\"\",Hw(DO424,DP424,DQ424,DR424,DS424,DT424,Z,DU424,CV424,CR424))","v":""},"","","","","",{"$f":"IF(CK424=\"\",\"\",IF(CL424=1,PeriCi(CR424,DI424),PeriTr(CQ424,CU424,DI424)))","v":""},{"$f":"IF(CK424=\"\",\"\",IF(CL424=1,AreaCi(CR424,DI424),AreaTr(CQ424,CU424,DI424)))","v":""},{"$f":"IF(CK424=\"\",\"\",RhCi(DK424,EC424))","v":""},"",{"$f":"IF(CK424=\"\",\"\",hf(CS424,J424,CT424,DK424,EE424))","v":""},{"$f":"IF(CK424=\"\",\"\",LOOKUP(CW424,Tab.4.5!$J$6:$J$27,Tab.4.5!$L$6:$L$27))","v":""},{"$f":"IF(CK424=\"\",\"\",He(EH424,DM424))","v":""},{"$f":"IF(CK424=\"\",\"\",Hs(DM424))","v":""},{"$f":"IF(CK424=\"\",\"\",Hm(EB424,EG424,EI424,EJ424,CS424,CV424))","v":""},"","","","","","","K45+-45000 () ",{"$f":"IF(B424=\"Existe.\",IF(AE424=1,CONCATENATE(#REF!,AK424,\" m.\"),CONCATENATE(#REF!,AJ424,\" m x \",AK424,\" m.\")),IF(CL424=1,CONCATENATE(#REF!,CR424,\" m.\"),CONCATENATE(#REF!,CQ424,\" m x \",CR424,\" m.\")))","v":{"$error":"#REF!"}},"Concreto, L =  m, S = 0 %.","Cota clave eje= 0 msnm.",null,null,null,"","","","","",{"$f":"IF(EV424=\"\",\"\",VLOOKUP(EY424,'Estructura escalonada'!$D$3:$H$953,2))","v":""},"","","","","",""]
[null,null,null,null,null,null,null,null,null,null,null,0,null,0,null,null,null,null,null,null,{"$f":"IF(K426=\"No\",\"\",IF(O426=\"\",YcCi(P426,N426),YcTr(N426,O426,S426)))","v":{"$error":"#VALUE!"}},{"$f":"IF(K426=\"No\",\"\",IF(O426=\"\",Teta1(U426,P426),\"-\"))","v":{"$error":"#VALUE!"}},{"$error":"#VALUE!"},{"$error":"#VALUE!"},{"$f":"IF(K426=\"No\",\"\",IF(O426=\"\",Ynci(P426,N426,R426,T426),YnTr(1,R426,O426,S426,T426,N426)))","v":{"$error":"#VALUE!"}},{"$f":"IF(K426=\"No\",\"\",IF(O426=\"\",Teta1(Y426,P426),\"-\"))","v":{"$error":"#VALUE!"}},{"$f":"IF(K426=\"No\",\"\",IF(O426=\"\",AreaCi(P426,Y426),AreaTr(O426,S426,Y426)))","v":{"$error":"#VALUE!"}},{"$f":"IF(K426=\"No\",\"\",IF(O426=\"\",FrCi(AC426,9.806,Z426,P426),FrTr(AC426,9.806,O426,S426,Y426)))","v":{"$error":"#VALUE!"}},{"$error":"#VALUE!"},null,null,null,null,null,null,null,null,null,null,null,null,null,null,null,0,0,"","","",{"$f":"IF(AD426=\"\",\"\",IF(AE426=1,YcCi(AK426,J426),YcTr(J426,AJ426,AN426)))","v":""},{"$f":"IF(AD426=\"\",\"\",IF(AE426=1,Teta1(AX426,AK426),\"-\"))","v":""},{"$f":"IF(AD426=\"\",\"\",IF(AE426=1,AreaCi(AK426,AX426),AreaTr(AJ426,AN426,AX426)))","v":""},"",{"$f":"IF(AD426=\"\",\"\",IF(AE426=1,Ynci(AK426,J426,AM426,AO426),YnTr(1,AM426,AJ426,AN426,AO426,J426)))","v":""},{"$f":"IF(AD426=\"\",\"\",IF(AE426=1,Teta1(BB426,AK426),\"-\"))","v":""},{"$f":"IF(AD426=\"\",\"\",IF(AE426=1,AreaCi(AK426,BB426),AreaTr(AJ426,AN426,BB426)))","v":""},{"$f":"IF(AD426=\"\",\"\",IF(AE426=1,FrCi(BF426,9.806,BC426,AK426),FrTr(BF426,9.806,AJ426,AN426,BB426)))","v":""},"",{"$f":"IF(AD426=\"\",\"\",IF(AE426=1,LOOKUP(AI426,'Vmáx(material) - Tab.4.3'!$L$2:$L$11,'Vmáx(material) - Tab.4.3'!$M$2:$M$11),LOOKUP(AI426,'Vmáx(material) - Tab.4.3'!$L$15,'Vmáx(material) - Tab.4.3'!$M$15)))","v":""},{"$f":"IF(AD426=\"\",\"\",VLOOKUP($AH426,'Vmáx(material) - Tab.4.3'!$R$35:$X$41,2))","v":""},{"$f":"IF(AD426=\"\",\"\",VLOOKUP($AH426,'Vmáx(material) - Tab.4.3'!$R$35:$X$41,3))","v":""},{"$f":"IF(AD426=\"\",\"\",VLOOKUP($AH426,'Vmáx(material) - Tab.4.3'!$R$35:$X$41,4))","v":""},{"$f":"IF(AD426=\"\",\"\",VLOOKUP($AH426,'Vmáx(material) - Tab.4.3'!$R$35:$X$41,5))","v":""},{"$f":"IF(AD426=\"\",\"\",VLOOKUP($AH426,'Vmáx(material) - Tab.4.3'!$R$35:$X$41,6))","v":""},{"$f":"IF(AD426=\"\",\"\",IF(AD426=\"\",\"\",VLOOKUP($AH426,'Vmáx(material) - Tab.4.3'!$R$35:$X$41,7)))","v":""},{"$f":"IF(AD426=\"\",\"\",IF(AE426=1,FCi(J426,AK426),FTr(J426,AJ426,AK426)))","v":""},"",{"$f":"IF(AD426=\"\",\"\",Hw(BH426,BI426,BJ426,BK426,BL426,BM426,Z,BN426,AO426,AK426))","v":""},"","","","",{"$f":"IF(AD426=\"\",\"\",ho(BT426,AK426,AX426))","v":""},{"$f":"IF(AD426=\"\",\"\",IF(AE426=1,PeriCi(AK426,BB426),PeriTr(AJ426,AN426,BB426)))","v":""},{"$f":"IF(AD426=\"\",\"\",IF(AE426=1,AreaCi(AK426,BB426),AreaTr(AJ426,AN426,BB426)))","v":""},{"$f":"IF(AD426=\"\",\"\",RhCi(BW426,BV426))","v":""},"",{"$f":"IF(AD426=\"\",\"\",hf(AL426,J426,AM426,BW426,BX426))","v":""},{"$f":"IF(AD426=\"\",\"\",LOOKUP(AP426,Tab.4.5!$J$6:$J$27,Tab.4.5!$L$6:$L$27))","v":""},{"$f":"IF(AD426=\"\",\"\",He(CA426,BY426))","v":""},{"$f":"IF(AD426=\"\",\"\",Hs(BY426))","v":""},{"$f":"IF(AD426=\"\",\"\",Hm(BU426,BZ426,CB426,CC426,AL426,AO426))","v":""},"","","","","","",null,null,null,null,null,null,null,null,null,null,null,null,null,null,null,0,0,0,0,0,{"$f":"IF(CK426=\"\",\"\",IF(CL426=1,YcCi(CR426,J426),YcTr(J426,CQ426,CU426)))","v":""},{"$f":"IF(CK426=\"\",\"\",IF(CL426=1,Teta1(DE426,CR426),\"-\"))","v":""},"","",{"$f":"IF(CK426=\"\",\"\",IF(CL426=1,Ynci(CR426,J426,CT426,CV426),YnTr(1,CT426,CQ426,CU426,CV426,J426)))","v":""},{"$f":"IF(CK426=\"\",\"\",IF(CL426=1,Teta1(DI426,CR426),\"-\"))","v":""},{"$f":"IF(CK426=\"\",\"\",IF(CL426=1,AreaCi(CR426,J426),AreaTr(CQ426,CU426,DI426)))","v":""},{"$f":"IF(CK426=\"\",\"\",IF(CL426=1,FrCi(DM426,9.806,DJ426,CR426),FrTr(DM426,9.806,CQ426,CU426,DI426)))","v":""},"",{"$f":"IF(CK426=\"\",\"\",IF(CL426=1,LOOKUP(CP426,'Vmáx(material) - Tab.4.3'!$L$2:$L$11,'Vmáx(material) - Tab.4.3'!$M$2:$M$11),LOOKUP(CP426,'Vmáx(material) - Tab.4.3'!$L$15,'Vmáx(material) - Tab.4.3'!$M$15)))","v":""},{"$f":"IF(CK426=\"\",\"\",VLOOKUP($CO426,'Vmáx(material) - Tab.4.3'!$R$35:$X$41,2))","v":""},{"$f":"IF(CK426=\"\",\"\",VLOOKUP($CO426,'Vmáx(material) - Tab.4.3'!$R$35:$X$41,3))","v":""},{"$f":"IF(CK426=\"\",\"\",VLOOKUP($CO426,'Vmáx(material) - Tab.4.3'!$R$35:$X$41,4))","v":""},{"$f":"IF(CK426=\"\",\"\",VLOOKUP($CO426,'Vmáx(material) - Tab.4.3'!$R$35:$X$41,5))","v":""},{"$f":"IF(CK426=\"\",\"\",VLOOKUP($CO426,'Vmáx(material) - Tab.4.3'!$R$35:$X$41,6))","v":""},{"$f":"IF(CK426=\"\",\"\",IF(CK426=\"\",\"\",VLOOKUP(CO426,'Vmáx(material) - Tab.4.3'!$R$35:$X$41,7)))","v":""},{"$f":"IF(CK426=\"\",\"\",IF(CL426=1,FCi(J426,CR426),FTr(J426,CQ426,CR426)))","v":""},"",{"$f":"IF(CK426=\"\",\"\",Hw(DO426,DP426,DQ426,DR426,DS426,DT426,Z,DU426,CV426,CR426))","v":""},"","","","","",{"$f":"IF(CK426=\"\",\"\",IF(CL426=1,PeriCi(CR426,DI426),PeriTr(CQ426,CU426,DI426)))","v":""},{"$f":"IF(CK426=\"\",\"\",IF(CL426=1,AreaCi(CR426,DI426),AreaTr(CQ426,CU426,DI426)))","v":""},{"$f":"IF(CK426=\"\",\"\",RhCi(DK426,EC426))","v":""},"",{"$f":"IF(CK426=\"\",\"\",hf(CS426,J426,CT426,DK426,EE426))","v":""},{"$f":"IF(CK426=\"\",\"\",LOOKUP(CW426,Tab.4.5!$J$6:$J$27,Tab.4.5!$L$6:$L$27))","v":""},{"$f":"IF(CK426=\"\",\"\",He(EH426,DM426))","v":""},{"$f":"IF(CK426=\"\",\"\",Hs(DM426))","v":""},{"$f":"IF(CK426=\"\",\"\",Hm(EB426,EG426,EI426,EJ426,CS426,CV426))","v":""},"","","","","","","K45+-45000 () ",{"$f":"IF(B426=\"Existe.\",IF(AE426=1,CONCATENATE(#REF!,AK426,\" m.\"),CONCATENATE(#REF!,AJ426,\" m x \",AK426,\" m.\")),IF(CL426=1,CONCATENATE(#REF!,CR426,\" m.\"),CONCATENATE(#REF!,CQ426,\" m x \",CR426,\" m.\")))","v":{"$error":"#REF!"}},"Concreto, L =  m, S = 0 %.","Cota clave eje= 0 msnm.",null,null,null,"","","","","",{"$f":"IF(EV426=\"\",\"\",VLOOKUP(EY426,'Estructura escalonada'!$D$3:$H$953,2))","v":""},"","","","","",""]
[null,null,null,null,null,null,null,null,null,null,null,0,null,0,null,null,null,null,null,null,{"$f":"IF(K429=\"No\",\"\",IF(O429=\"\",YcCi(P429,N429),YcTr(N429,O429,S429)))","v":{"$error":"#VALUE!"}},{"$f":"IF(K429=\"No\",\"\",IF(O429=\"\",Teta1(U429,P429),\"-\"))","v":{"$error":"#VALUE!"}},{"$error":"#VALUE!"},{"$error":"#VALUE!"},{"$f":"IF(K429=\"No\",\"\",IF(O429=\"\",Ynci(P429,N429,R429,T429),YnTr(1,R429,O429,S429,T429,N429)))","v":{"$error":"#VALUE!"}},{"$f":"IF(K429=\"No\",\"\",IF(O429=\"\",Teta1(Y429,P429),\"-\"))","v":{"$error":"#VALUE!"}},{"$f":"IF(K429=\"No\",\"\",IF(O429=\"\",AreaCi(P429,Y429),AreaTr(O429,S429,Y429)))","v":{"$error":"#VALUE!"}},{"$f":"IF(K429=\"No\",\"\",IF(O429=\"\",FrCi(AC429,9.806,Z429,P429),FrTr(AC429,9.806,O429,S429,Y429)))","v":{"$error":"#VALUE!"}},{"$error":"#VALUE!"},null,null,null,null,null,null,null,null,null,null,null,null,null,null,null,0,0,"","","",{"$f":"IF(AD429=\"\",\"\",IF(AE429=1,YcCi(AK429,J429),YcTr(J429,AJ429,AN429)))","v":""},{"$f":"IF(AD429=\"\",\"\",IF(AE429=1,Teta1(AX429,AK429),\"-\"))","v":""},{"$f":"IF(AD429=\"\",\"\",IF(AE429=1,AreaCi(AK429,AX429),AreaTr(AJ429,AN429,AX429)))","v":""},"",{"$f":"IF(AD429=\"\",\"\",IF(AE429=1,Ynci(AK429,J429,AM429,AO429),YnTr(1,AM429,AJ429,AN429,AO429,J429)))","v":""},{"$f":"IF(AD429=\"\",\"\",IF(AE429=1,Teta1(BB429,AK429),\"-\"))","v":""},{"$f":"IF(AD429=\"\",\"\",IF(AE429=1,AreaCi(AK429,BB429),AreaTr(AJ429,AN429,BB429)))","v":""},{"$f":"IF(AD429=\"\",\"\",IF(AE429=1,FrCi(BF429,9.806,BC429,AK429),FrTr(BF429,9.806,AJ429,AN429,BB429)))","v":""},"",{"$f":"IF(AD429=\"\",\"\",IF(AE429=1,LOOKUP(AI429,'Vmáx(material) - Tab.4.3'!$L$2:$L$11,'Vmáx(material) - Tab.4.3'!$M$2:$M$11),LOOKUP(AI429,'Vmáx(material) - Tab.4.3'!$L$15,'Vmáx(material) - Tab.4.3'!$M$15)))","v":""},{"$f":"IF(AD429=\"\",\"\",VLOOKUP($AH429,'Vmáx(material) - Tab.4.3'!$R$35:$X$41,2))","v":""},{"$f":"IF(AD429=\"\",\"\",VLOOKUP($AH429,'Vmáx(material) - Tab.4.3'!$R$35:$X$41,3))","v":""},{"$f":"IF(AD429=\"\",\"\",VLOOKUP($AH429,'Vmáx(material) - Tab.4.3'!$R$35:$X$41,4))","v":""},{"$f":"IF(AD429=\"\",\"\",VLOOKUP($AH429,'Vmáx(material) - Tab.4.3'!$R$35:$X$41,5))","v":""},{"$f":"IF(AD429=\"\",\"\",VLOOKUP($AH429,'Vmáx(material) - Tab.4.3'!$R$35:$X$41,6))","v":""},{"$f":"IF(AD429=\"\",\"\",IF(AD429=\"\",\"\",VLOOKUP($AH429,'Vmáx(material) - Tab.4.3'!$R$35:$X$41,7)))","v":""},{"$f":"IF(AD429=\"\",\"\",IF(AE429=1,FCi(J429,AK429),FTr(J429,AJ429,AK429)))","v":""},"",{"$f":"IF(AD429=\"\",\"\",Hw(BH429,BI429,BJ429,BK429,BL429,BM429,Z,BN429,AO429,AK429))","v":""},"","","","",{"$f":"IF(AD429=\"\",\"\",ho(BT429,AK429,AX429))","v":""},{"$f":"IF(AD429=\"\",\"\",IF(AE429=1,PeriCi(AK429,BB429),PeriTr(AJ429,AN429,BB429)))","v":""},{"$f":"IF(AD429=\"\",\"\",IF(AE429=1,AreaCi(AK429,BB429),AreaTr(AJ429,AN429,BB429)))","v":""},{"$f":"IF(AD429=\"\",\"\",RhCi(BW429,BV429))","v":""},"",{"$f":"IF(AD429=\"\",\"\",hf(AL429,J429,AM429,BW429,BX429))","v":""},{"$f":"IF(AD429=\"\",\"\",LOOKUP(AP429,Tab.4.5!$J$6:$J$27,Tab.4.5!$L$6:$L$27))","v":""},{"$f":"IF(AD429=\"\",\"\",He(CA429,BY429))","v":""},{"$f":"IF(AD429=\"\",\"\",Hs(BY429))","v":""},{"$f":"IF(AD429=\"\",\"\",Hm(BU429,BZ429,CB429,CC429,AL429,AO429))","v":""},"","","","","","",null,null,null,null,null,null,null,null,null,null,null,null,null,null,null,0,0,0,0,0,{"$f":"IF(CK429=\"\",\"\",IF(CL429=1,YcCi(CR429,J429),YcTr(J429,CQ429,CU429)))","v":""},{"$f":"IF(CK429=\"\",\"\",IF(CL429=1,Teta1(DE429,CR429),\"-\"))","v":""},"","",{"$f":"IF(CK429=\"\",\"\",IF(CL429=1,Ynci(CR429,J429,CT429,CV429),YnTr(1,CT429,CQ429,CU429,CV429,J429)))","v":""},{"$f":"IF(CK429=\"\",\"\",IF(CL429=1,Teta1(DI429,CR429),\"-\"))","v":""},{"$f":"IF(CK429=\"\",\"\",IF(CL429=1,AreaCi(CR429,J429),AreaTr(CQ429,CU429,DI429)))","v":""},{"$f":"IF(CK429=\"\",\"\",IF(CL429=1,FrCi(DM429,9.806,DJ429,CR429),FrTr(DM429,9.806,CQ429,CU429,DI429)))","v":""},"",{"$f":"IF(CK429=\"\",\"\",IF(CL429=1,LOOKUP(CP429,'Vmáx(material) - Tab.4.3'!$L$2:$L$11,'Vmáx(material) - Tab.4.3'!$M$2:$M$11),LOOKUP(CP429,'Vmáx(material) - Tab.4.3'!$L$15,'Vmáx(material) - Tab.4.3'!$M$15)))","v":""},{"$f":"IF(CK429=\"\",\"\",VLOOKUP($CO429,'Vmáx(material) - Tab.4.3'!$R$35:$X$41,2))","v":""},{"$f":"IF(CK429=\"\",\"\",VLOOKUP($CO429,'Vmáx(material) - Tab.4.3'!$R$35:$X$41,3))","v":""},{"$f":"IF(CK429=\"\",\"\",VLOOKUP($CO429,'Vmáx(material) - Tab.4.3'!$R$35:$X$41,4))","v":""},{"$f":"IF(CK429=\"\",\"\",VLOOKUP($CO429,'Vmáx(material) - Tab.4.3'!$R$35:$X$41,5))","v":""},{"$f":"IF(CK429=\"\",\"\",VLOOKUP($CO429,'Vmáx(material) - Tab.4.3'!$R$35:$X$41,6))","v":""},{"$f":"IF(CK429=\"\",\"\",IF(CK429=\"\",\"\",VLOOKUP(CO429,'Vmáx(material) - Tab.4.3'!$R$35:$X$41,7)))","v":""},{"$f":"IF(CK429=\"\",\"\",IF(CL429=1,FCi(J429,CR429),FTr(J429,CQ429,CR429)))","v":""},"",{"$f":"IF(CK429=\"\",\"\",Hw(DO429,DP429,DQ429,DR429,DS429,DT429,Z,DU429,CV429,CR429))","v":""},"","","","","",{"$f":"IF(CK429=\"\",\"\",IF(CL429=1,PeriCi(CR429,DI429),PeriTr(CQ429,CU429,DI429)))","v":""},{"$f":"IF(CK429=\"\",\"\",IF(CL429=1,AreaCi(CR429,DI429),AreaTr(CQ429,CU429,DI429)))","v":""},{"$f":"IF(CK429=\"\",\"\",RhCi(DK429,EC429))","v":""},"",{"$f":"IF(CK429=\"\",\"\",hf(CS429,J429,CT429,DK429,EE429))","v":""},{"$f":"IF(CK429=\"\",\"\",LOOKUP(CW429,Tab.4.5!$J$6:$J$27,Tab.4.5!$L$6:$L$27))","v":""},{"$f":"IF(CK429=\"\",\"\",He(EH429,DM429))","v":""},{"$f":"IF(CK429=\"\",\"\",Hs(DM429))","v":""},{"$f":"IF(CK429=\"\",\"\",Hm(EB429,EG429,EI429,EJ429,CS429,CV429))","v":""},"","","","","","","K45+-45000 () ",{"$f":"IF(B429=\"Existe.\",IF(AE429=1,CONCATENATE(#REF!,AK429,\" m.\"),CONCATENATE(#REF!,AJ429,\" m x \",AK429,\" m.\")),IF(CL429=1,CONCATENATE(#REF!,CR429,\" m.\"),CONCATENATE(#REF!,CQ429,\" m x \",CR429,\" m.\")))","v":{"$error":"#REF!"}},"Concreto, L =  m, S = 0 %.","Cota clave eje= 0 msnm.",null,null,null,"","","","","",{"$f":"IF(EV429=\"\",\"\",VLOOKUP(EY429,'Estructura escalonada'!$D$3:$H$953,2))","v":""},"","","","","",""]
[null,null,null,null,null,null,null,null,null,null,null,0,null,0,null,null,null,null,null,null,{"$f":"IF(K432=\"No\",\"\",IF(O432=\"\",YcCi(P432,N432),YcTr(N432,O432,S432)))","v":{"$error":"#VALUE!"}},{"$f":"IF(K432=\"No\",\"\",IF(O432=\"\",Teta1(U432,P432),\"-\"))","v":{"$error":"#VALUE!"}},{"$error":"#VALUE!"},{"$error":"#VALUE!"},{"$f":"IF(K432=\"No\",\"\",IF(O432=\"\",Ynci(P432,N432,R432,T432),YnTr(1,R432,O432,S432,T432,N432)))","v":{"$error":"#VALUE!"}},{"$f":"IF(K432=\"No\",\"\",IF(O432=\"\",Teta1(Y432,P432),\"-\"))","v":{"$error":"#VALUE!"}},{"$f":"IF(K432=\"No\",\"\",IF(O432=\"\",AreaCi(P432,Y432),AreaTr(O432,S432,Y432)))","v":{"$error":"#VALUE!"}},{"$f":"IF(K432=\"No\",\"\",IF(O432=\"\",FrCi(AC432,9.806,Z432,P432),FrTr(AC432,9.806,O432,S432,Y432)))","v":{"$error":"#VALUE!"}},{"$error":"#VALUE!"},null,null,null,null,null,null,null,null,null,null,null,null,null,null,null,0,0,"","","",{"$f":"IF(AD432=\"\",\"\",IF(AE432=1,YcCi(AK432,J432),YcTr(J432,AJ432,AN432)))","v":""},{"$f":"IF(AD432=\"\",\"\",IF(AE432=1,Teta1(AX432,AK432),\"-\"))","v":""},{"$f":"IF(AD432=\"\",\"\",IF(AE432=1,AreaCi(AK432,AX432),AreaTr(AJ432,AN432,AX432)))","v":""},"",{"$f":"IF(AD432=\"\",\"\",IF(AE432=1,Ynci(AK432,J432,AM432,AO432),YnTr(1,AM432,AJ432,AN432,AO432,J432)))","v":""},{"$f":"IF(AD432=\"\",\"\",IF(AE432=1,Teta1(BB432,AK432),\"-\"))","v":""},{"$f":"IF(AD432=\"\",\"\",IF(AE432=1,AreaCi(AK432,BB432),AreaTr(AJ432,AN432,BB432)))","v":""},{"$f":"IF(AD432=\"\",\"\",IF(AE432=1,FrCi(BF432,9.806,BC432,AK432),FrTr(BF432,9.806,AJ432,AN432,BB432)))","v":""},"",{"$f":"IF(AD432=\"\",\"\",IF(AE432=1,LOOKUP(AI432,'Vmáx(material) - Tab.4.3'!$L$2:$L$11,'Vmáx(material) - Tab.4.3'!$M$2:$M$11),LOOKUP(AI432,'Vmáx(material) - Tab.4.3'!$L$15,'Vmáx(material) - Tab.4.3'!$M$15)))","v":""},{"$f":"IF(AD432=\"\",\"\",VLOOKUP($AH432,'Vmáx(material) - Tab.4.3'!$R$35:$X$41,2))","v":""},{"$f":"IF(AD432=\"\",\"\",VLOOKUP($AH432,'Vmáx(material) - Tab.4.3'!$R$35:$X$41,3))","v":""},{"$f":"IF(AD432=\"\",\"\",VLOOKUP($AH432,'Vmáx(material) - Tab.4.3'!$R$35:$X$41,4))","v":""},{"$f":"IF(AD432=\"\",\"\",VLOOKUP($AH432,'Vmáx(material) - Tab.4.3'!$R$35:$X$41,5))","v":""},{"$f":"IF(AD432=\"\",\"\",VLOOKUP($AH432,'Vmáx(material) - Tab.4.3'!$R$35:$X$41,6))","v":""},{"$f":"IF(AD432=\"\",\"\",IF(AD432=\"\",\"\",VLOOKUP($AH432,'Vmáx(material) - Tab.4.3'!$R$35:$X$41,7)))","v":""},{"$f":"IF(AD432=\"\",\"\",IF(AE432=1,FCi(J432,AK432),FTr(J432,AJ432,AK432)))","v":""},"",{"$f":"IF(AD432=\"\",\"\",Hw(BH432,BI432,BJ432,BK432,BL432,BM432,Z,BN432,AO432,AK432))","v":""},"","","","",{"$f":"IF(AD432=\"\",\"\",ho(BT432,AK432,AX432))","v":""},{"$f":"IF(AD432=\"\",\"\",IF(AE432=1,PeriCi(AK432,BB432),PeriTr(AJ432,AN432,BB432)))","v":""},{"$f":"IF(AD432=\"\",\"\",IF(AE432=1,AreaCi(AK432,BB432),AreaTr(AJ432,AN432,BB432)))","v":""},{"$f":"IF(AD432=\"\",\"\",RhCi(BW432,BV432))","v":""},"",{"$f":"IF(AD432=\"\",\"\",hf(AL432,J432,AM432,BW432,BX432))","v":""},{"$f":"IF(AD432=\"\",\"\",LOOKUP(AP432,Tab.4.5!$J$6:$J$27,Tab.4.5!$L$6:$L$27))","v":""},{"$f":"IF(AD432=\"\",\"\",He(CA432,BY432))","v":""},{"$f":"IF(AD432=\"\",\"\",Hs(BY432))","v":""},{"$f":"IF(AD432=\"\",\"\",Hm(BU432,BZ432,CB432,CC432,AL432,AO432))","v":""},"","","","","","",null,null,null,null,null,null,null,null,null,null,null,null,null,null,null,0,0,0,0,0,{"$f":"IF(CK432=\"\",\"\",IF(CL432=1,YcCi(CR432,J432),YcTr(J432,CQ432,CU432)))","v":""},{"$f":"IF(CK432=\"\",\"\",IF(CL432=1,Teta1(DE432,CR432),\"-\"))","v":""},"","",{"$f":"IF(CK432=\"\",\"\",IF(CL432=1,Ynci(CR432,J432,CT432,CV432),YnTr(1,CT432,CQ432,CU432,CV432,J432)))","v":""},{"$f":"IF(CK432=\"\",\"\",IF(CL432=1,Teta1(DI432,CR432),\"-\"))","v":""},{"$f":"IF(CK432=\"\",\"\",IF(CL432=1,AreaCi(CR432,J432),AreaTr(CQ432,CU432,DI432)))","v":""},{"$f":"IF(CK432=\"\",\"\",IF(CL432=1,FrCi(DM432,9.806,DJ432,CR432),FrTr(DM432,9.806,CQ432,CU432,DI432)))","v":""},"",{"$f":"IF(CK432=\"\",\"\",IF(CL432=1,LOOKUP(CP432,'Vmáx(material) - Tab.4.3'!$L$2:$L$11,'Vmáx(material) - Tab.4.3'!$M$2:$M$11),LOOKUP(CP432,'Vmáx(material) - Tab.4.3'!$L$15,'Vmáx(material) - Tab.4.3'!$M$15)))","v":""},{"$f":"IF(CK432=\"\",\"\",VLOOKUP($CO432,'Vmáx(material) - Tab.4.3'!$R$35:$X$41,2))","v":""},{"$f":"IF(CK432=\"\",\"\",VLOOKUP($CO432,'Vmáx(material) - Tab.4.3'!$R$35:$X$41,3))","v":""},{"$f":"IF(CK432=\"\",\"\",VLOOKUP($CO432,'Vmáx(material) - Tab.4.3'!$R$35:$X$41,4))","v":""},{"$f":"IF(CK432=\"\",\"\",VLOOKUP($CO432,'Vmáx(material) - Tab.4.3'!$R$35:$X$41,5))","v":""},{"$f":"IF(CK432=\"\",\"\",VLOOKUP($CO432,'Vmáx(material) - Tab.4.3'!$R$35:$X$41,6))","v":""},{"$f":"IF(CK432=\"\",\"\",IF(CK432=\"\",\"\",VLOOKUP(CO432,'Vmáx(material) - Tab.4.3'!$R$35:$X$41,7)))","v":""},{"$f":"IF(CK432=\"\",\"\",IF(CL432=1,FCi(J432,CR432),FTr(J432,CQ432,CR432)))","v":""},"",{"$f":"IF(CK432=\"\",\"\",Hw(DO432,DP432,DQ432,DR432,DS432,DT432,Z,DU432,CV432,CR432))","v":""},"","","","","",{"$f":"IF(CK432=\"\",\"\",IF(CL432=1,PeriCi(CR432,DI432),PeriTr(CQ432,CU432,DI432)))","v":""},{"$f":"IF(CK432=\"\",\"\",IF(CL432=1,AreaCi(CR432,DI432),AreaTr(CQ432,CU432,DI432)))","v":""},{"$f":"IF(CK432=\"\",\"\",RhCi(DK432,EC432))","v":""},"",{"$f":"IF(CK432=\"\",\"\",hf(CS432,J432,CT432,DK432,EE432))","v":""},{"$f":"IF(CK432=\"\",\"\",LOOKUP(CW432,Tab.4.5!$J$6:$J$27,Tab.4.5!$L$6:$L$27))","v":""},{"$f":"IF(CK432=\"\",\"\",He(EH432,DM432))","v":""},{"$f":"IF(CK432=\"\",\"\",Hs(DM432))","v":""},{"$f":"IF(CK432=\"\",\"\",Hm(EB432,EG432,EI432,EJ432,CS432,CV432))","v":""},"","","","","","","K45+-45000 () ",{"$f":"IF(B432=\"Existe.\",IF(AE432=1,CONCATENATE(#REF!,AK432,\" m.\"),CONCATENATE(#REF!,AJ432,\" m x \",AK432,\" m.\")),IF(CL432=1,CONCATENATE(#REF!,CR432,\" m.\"),CONCATENATE(#REF!,CQ432,\" m x \",CR432,\" m.\")))","v":{"$error":"#REF!"}},"Concreto, L =  m, S = 0 %.","Cota clave eje= 0 msnm.",null,null,null,"","","","","",{"$f":"IF(EV432=\"\",\"\",VLOOKUP(EY432,'Estructura escalonada'!$D$3:$H$953,2))","v":""},"","","","","",""]
[null,null,null,null,null,null,null,null,null,null,null,0,null,0,null,null,null,null,null,null,{"$f":"IF(K435=\"No\",\"\",IF(O435=\"\",YcCi(P435,N435),YcTr(N435,O435,S435)))","v":{"$error":"#VALUE!"}},{"$f":"IF(K435=\"No\",\"\",IF(O435=\"\",Teta1(U435,P435),\"-\"))","v":{"$error":"#VALUE!"}},{"$error":"#VALUE!"},{"$error":"#VALUE!"},{"$f":"IF(K435=\"No\",\"\",IF(O435=\"\",Ynci(P435,N435,R435,T435),YnTr(1,R435,O435,S435,T435,N435)))","v":{"$error":"#VALUE!"}},{"$f":"IF(K435=\"No\",\"\",IF(O435=\"\",Teta1(Y435,P435),\"-\"))","v":{"$error":"#VALUE!"}},{"$f":"IF(K435=\"No\",\"\",IF(O435=\"\",AreaCi(P435,Y435),AreaTr(O435,S435,Y435)))","v":{"$error":"#VALUE!"}},{"$f":"IF(K435=\"No\",\"\",IF(O435=\"\",FrCi(AC435,9.806,Z435,P435),FrTr(AC435,9.806,O435,S435,Y435)))","v":{"$error":"#VALUE!"}},{"$error":"#VALUE!"},null,null,null,null,null,null,null,null,null,null,null,null,null,null,null,0,0,"","","",{"$f":"IF(AD435=\"\",\"\",IF(AE435=1,YcCi(AK435,J435),YcTr(J435,AJ435,AN435)))","v":""},{"$f":"IF(AD435=\"\",\"\",IF(AE435=1,Teta1(AX435,AK435),\"-\"))","v":""},{"$f":"IF(AD435=\"\",\"\",IF(AE435=1,AreaCi(AK435,AX435),AreaTr(AJ435,AN435,AX435)))","v":""},"",{"$f":"IF(AD435=\"\",\"\",IF(AE435=1,Ynci(AK435,J435,AM435,AO435),YnTr(1,AM435,AJ435,AN435,AO435,J435)))","v":""},{"$f":"IF(AD435=\"\",\"\",IF(AE435=1,Teta1(BB435,AK435),\"-\"))","v":""},{"$f":"IF(AD435=\"\",\"\",IF(AE435=1,AreaCi(AK435,BB435),AreaTr(AJ435,AN435,BB435)))","v":""},{"$f":"IF(AD435=\"\",\"\",IF(AE435=1,FrCi(BF435,9.806,BC435,AK435),FrTr(BF435,9.806,AJ435,AN435,BB435)))","v":""},"",{"$f":"IF(AD435=\"\",\"\",IF(AE435=1,LOOKUP(AI435,'Vmáx(material) - Tab.4.3'!$L$2:$L$11,'Vmáx(material) - Tab.4.3'!$M$2:$M$11),LOOKUP(AI435,'Vmáx(material) - Tab.4.3'!$L$15,'Vmáx(material) - Tab.4.3'!$M$15)))","v":""},{"$f":"IF(AD435=\"\",\"\",VLOOKUP($AH435,'Vmáx(material) - Tab.4.3'!$R$35:$X$41,2))","v":""},{"$f":"IF(AD435=\"\",\"\",VLOOKUP($AH435,'Vmáx(material) - Tab.4.3'!$R$35:$X$41,3))","v":""},{"$f":"IF(AD435=\"\",\"\",VLOOKUP($AH435,'Vmáx(material) - Tab.4.3'!$R$35:$X$41,4))","v":""},{"$f":"IF(AD435=\"\",\"\",VLOOKUP($AH435,'Vmáx(material) - Tab.4.3'!$R$35:$X$41,5))","v":""},{"$f":"IF(AD435=\"\",\"\",VLOOKUP($AH435,'Vmáx(material) - Tab.4.3'!$R$35:$X$41,6))","v":""},{"$f":"IF(AD435=\"\",\"\",IF(AD435=\"\",\"\",VLOOKUP($AH435,'Vmáx(material) - Tab.4.3'!$R$35:$X$41,7)))","v":""},{"$f":"IF(AD435=\"\",\"\",IF(AE435=1,FCi(J435,AK435),FTr(J435,AJ435,AK435)))","v":""},"",{"$f":"IF(AD435=\"\",\"\",Hw(BH435,BI435,BJ435,BK435,BL435,BM435,Z,BN435,AO435,AK435))","v":""},"","","","",{"$f":"IF(AD435=\"\",\"\",ho(BT435,AK435,AX435))","v":""},{"$f":"IF(AD435=\"\",\"\",IF(AE435=1,PeriCi(AK435,BB435),PeriTr(AJ435,AN435,BB435)))","v":""},{"$f":"IF(AD435=\"\",\"\",IF(AE435=1,AreaCi(AK435,BB435),AreaTr(AJ435,AN435,BB435)))","v":""},{"$f":"IF(AD435=\"\",\"\",RhCi(BW435,BV435))","v":""},"",{"$f":"IF(AD435=\"\",\"\",hf(AL435,J435,AM435,BW435,BX435))","v":""},{"$f":"IF(AD435=\"\",\"\",LOOKUP(AP435,Tab.4.5!$J$6:$J$27,Tab.4.5!$L$6:$L$27))","v":""},{"$f":"IF(AD435=\"\",\"\",He(CA435,BY435))","v":""},{"$f":"IF(AD435=\"\",\"\",Hs(BY435))","v":""},{"$f":"IF(AD435=\"\",\"\",Hm(BU435,BZ435,CB435,CC435,AL435,AO435))","v":""},"","","","","","",null,null,null,null,null,null,null,null,null,null,null,null,null,null,null,0,0,0,0,0,{"$f":"IF(CK435=\"\",\"\",IF(CL435=1,YcCi(CR435,J435),YcTr(J435,CQ435,CU435)))","v":""},{"$f":"IF(CK435=\"\",\"\",IF(CL435=1,Teta1(DE435,CR435),\"-\"))","v":""},"","",{"$f":"IF(CK435=\"\",\"\",IF(CL435=1,Ynci(CR435,J435,CT435,CV435),YnTr(1,CT435,CQ435,CU435,CV435,J435)))","v":""},{"$f":"IF(CK435=\"\",\"\",IF(CL435=1,Teta1(DI435,CR435),\"-\"))","v":""},{"$f":"IF(CK435=\"\",\"\",IF(CL435=1,AreaCi(CR435,J435),AreaTr(CQ435,CU435,DI435)))","v":""},{"$f":"IF(CK435=\"\",\"\",IF(CL435=1,FrCi(DM435,9.806,DJ435,CR435),FrTr(DM435,9.806,CQ435,CU435,DI435)))","v":""},"",{"$f":"IF(CK435=\"\",\"\",IF(CL435=1,LOOKUP(CP435,'Vmáx(material) - Tab.4.3'!$L$2:$L$11,'Vmáx(material) - Tab.4.3'!$M$2:$M$11),LOOKUP(CP435,'Vmáx(material) - Tab.4.3'!$L$15,'Vmáx(material) - Tab.4.3'!$M$15)))","v":""},{"$f":"IF(CK435=\"\",\"\",VLOOKUP($CO435,'Vmáx(material) - Tab.4.3'!$R$35:$X$41,2))","v":""},{"$f":"IF(CK435=\"\",\"\",VLOOKUP($CO435,'Vmáx(material) - Tab.4.3'!$R$35:$X$41,3))","v":""},{"$f":"IF(CK435=\"\",\"\",VLOOKUP($CO435,'Vmáx(material) - Tab.4.3'!$R$35:$X$41,4))","v":""},{"$f":"IF(CK435=\"\",\"\",VLOOKUP($CO435,'Vmáx(material) - Tab.4.3'!$R$35:$X$41,5))","v":""},{"$f":"IF(CK435=\"\",\"\",VLOOKUP($CO435,'Vmáx(material) - Tab.4.3'!$R$35:$X$41,6))","v":""},{"$f":"IF(CK435=\"\",\"\",IF(CK435=\"\",\"\",VLOOKUP(CO435,'Vmáx(material) - Tab.4.3'!$R$35:$X$41,7)))","v":""},{"$f":"IF(CK435=\"\",\"\",IF(CL435=1,FCi(J435,CR435),FTr(J435,CQ435,CR435)))","v":""},"",{"$f":"IF(CK435=\"\",\"\",Hw(DO435,DP435,DQ435,DR435,DS435,DT435,Z,DU435,CV435,CR435))","v":""},"","","","","",{"$f":"IF(CK435=\"\",\"\",IF(CL435=1,PeriCi(CR435,DI435),PeriTr(CQ435,CU435,DI435)))","v":""},{"$f":"IF(CK435=\"\",\"\",IF(CL435=1,AreaCi(CR435,DI435),AreaTr(CQ435,CU435,DI435)))","v":""},{"$f":"IF(CK435=\"\",\"\",RhCi(DK435,EC435))","v":""},"",{"$f":"IF(CK435=\"\",\"\",hf(CS435,J435,CT435,DK435,EE435))","v":""},{"$f":"IF(CK435=\"\",\"\",LOOKUP(CW435,Tab.4.5!$J$6:$J$27,Tab.4.5!$L$6:$L$27))","v":""},{"$f":"IF(CK435=\"\",\"\",He(EH435,DM435))","v":""},{"$f":"IF(CK435=\"\",\"\",Hs(DM435))","v":""},{"$f":"IF(CK435=\"\",\"\",Hm(EB435,EG435,EI435,EJ435,CS435,CV435))","v":""},"","","","","","","K45+-45000 () ",{"$f":"IF(B435=\"Existe.\",IF(AE435=1,CONCATENATE(#REF!,AK435,\" m.\"),CONCATENATE(#REF!,AJ435,\" m x \",AK435,\" m.\")),IF(CL435=1,CONCATENATE(#REF!,CR435,\" m.\"),CONCATENATE(#REF!,CQ435,\" m x \",CR435,\" m.\")))","v":{"$error":"#REF!"}},"Concreto, L =  m, S = 0 %.","Cota clave eje= 0 msnm.",null,null,null,"","","","","",{"$f":"IF(EV435=\"\",\"\",VLOOKUP(EY435,'Estructura escalonada'!$D$3:$H$953,2))","v":""},"","","","","",""]
[null,null,null,null,null,null,null,null,null,null,null,0,null,0,null,null,null,null,null,null,{"$f":"IF(K438=\"No\",\"\",IF(O438=\"\",YcCi(P438,N438),YcTr(N438,O438,S438)))","v":{"$error":"#VALUE!"}},{"$f":"IF(K438=\"No\",\"\",IF(O438=\"\",Teta1(U438,P438),\"-\"))","v":{"$error":"#VALUE!"}},{"$error":"#VALUE!"},{"$error":"#VALUE!"},{"$f":"IF(K438=\"No\",\"\",IF(O438=\"\",Ynci(P438,N438,R438,T438),YnTr(1,R438,O438,S438,T438,N438)))","v":{"$error":"#VALUE!"}},{"$f":"IF(K438=\"No\",\"\",IF(O438=\"\",Teta1(Y438,P438),\"-\"))","v":{"$error":"#VALUE!"}},{"$f":"IF(K438=\"No\",\"\",IF(O438=\"\",AreaCi(P438,Y438),AreaTr(O438,S438,Y438)))","v":{"$error":"#VALUE!"}},{"$f":"IF(K438=\"No\",\"\",IF(O438=\"\",FrCi(AC438,9.806,Z438,P438),FrTr(AC438,9.806,O438,S438,Y438)))","v":{"$error":"#VALUE!"}},{"$error":"#VALUE!"},null,null,null,null,null,null,null,null,null,null,null,null,null,null,null,0,0,"","","",{"$f":"IF(AD438=\"\",\"\",IF(AE438=1,YcCi(AK438,J438),YcTr(J438,AJ438,AN438)))","v":""},{"$f":"IF(AD438=\"\",\"\",IF(AE438=1,Teta1(AX438,AK438),\"-\"))","v":""},{"$f":"IF(AD438=\"\",\"\",IF(AE438=1,AreaCi(AK438,AX438),AreaTr(AJ438,AN438,AX438)))","v":""},"",{"$f":"IF(AD438=\"\",\"\",IF(AE438=1,Ynci(AK438,J438,AM438,AO438),YnTr(1,AM438,AJ438,AN438,AO438,J438)))","v":""},{"$f":"IF(AD438=\"\",\"\",IF(AE438=1,Teta1(BB438,AK438),\"-\"))","v":""},{"$f":"IF(AD438=\"\",\"\",IF(AE438=1,AreaCi(AK438,BB438),AreaTr(AJ438,AN438,BB438)))","v":""},{"$f":"IF(AD438=\"\",\"\",IF(AE438=1,FrCi(BF438,9.806,BC438,AK438),FrTr(BF438,9.806,AJ438,AN438,BB438)))","v":""},"",{"$f":"IF(AD438=\"\",\"\",IF(AE438=1,LOOKUP(AI438,'Vmáx(material) - Tab.4.3'!$L$2:$L$11,'Vmáx(material) - Tab.4.3'!$M$2:$M$11),LOOKUP(AI438,'Vmáx(material) - Tab.4.3'!$L$15,'Vmáx(material) - Tab.4.3'!$M$15)))","v":""},{"$f":"IF(AD438=\"\",\"\",VLOOKUP($AH438,'Vmáx(material) - Tab.4.3'!$R$35:$X$41,2))","v":""},{"$f":"IF(AD438=\"\",\"\",VLOOKUP($AH438,'Vmáx(material) - Tab.4.3'!$R$35:$X$41,3))","v":""},{"$f":"IF(AD438=\"\",\"\",VLOOKUP($AH438,'Vmáx(material) - Tab.4.3'!$R$35:$X$41,4))","v":""},{"$f":"IF(AD438=\"\",\"\",VLOOKUP($AH438,'Vmáx(material) - Tab.4.3'!$R$35:$X$41,5))","v":""},{"$f":"IF(AD438=\"\",\"\",VLOOKUP($AH438,'Vmáx(material) - Tab.4.3'!$R$35:$X$41,6))","v":""},{"$f":"IF(AD438=\"\",\"\",IF(AD438=\"\",\"\",VLOOKUP($AH438,'Vmáx(material) - Tab.4.3'!$R$35:$X$41,7)))","v":""},{"$f":"IF(AD438=\"\",\"\",IF(AE438=1,FCi(J438,AK438),FTr(J438,AJ438,AK438)))","v":""},"",{"$f":"IF(AD438=\"\",\"\",Hw(BH438,BI438,BJ438,BK438,BL438,BM438,Z,BN438,AO438,AK438))","v":""},"","","","",{"$f":"IF(AD438=\"\",\"\",ho(BT438,AK438,AX438))","v":""},{"$f":"IF(AD438=\"\",\"\",IF(AE438=1,PeriCi(AK438,BB438),PeriTr(AJ438,AN438,BB438)))","v":""},{"$f":"IF(AD438=\"\",\"\",IF(AE438=1,AreaCi(AK438,BB438),AreaTr(AJ438,AN438,BB438)))","v":""},{"$f":"IF(AD438=\"\",\"\",RhCi(BW438,BV438))","v":""},"",{"$f":"IF(AD438=\"\",\"\",hf(AL438,J438,AM438,BW438,BX438))","v":""},{"$f":"IF(AD438=\"\",\"\",LOOKUP(AP438,Tab.4.5!$J$6:$J$27,Tab.4.5!$L$6:$L$27))","v":""},{"$f":"IF(AD438=\"\",\"\",He(CA438,BY438))","v":""},{"$f":"IF(AD438=\"\",\"\",Hs(BY438))","v":""},{"$f":"IF(AD438=\"\",\"\",Hm(BU438,BZ438,CB438,CC438,AL438,AO438))","v":""},"","","","","","",null,null,null,null,null,null,null,null,null,null,null,null,null,null,null,0,0,0,0,0,{"$f":"IF(CK438=\"\",\"\",IF(CL438=1,YcCi(CR438,J438),YcTr(J438,CQ438,CU438)))","v":""},{"$f":"IF(CK438=\"\",\"\",IF(CL438=1,Teta1(DE438,CR438),\"-\"))","v":""},"","",{"$f":"IF(CK438=\"\",\"\",IF(CL438=1,Ynci(CR438,J438,CT438,CV438),YnTr(1,CT438,CQ438,CU438,CV438,J438)))","v":""},{"$f":"IF(CK438=\"\",\"\",IF(CL438=1,Teta1(DI438,CR438),\"-\"))","v":""},{"$f":"IF(CK438=\"\",\"\",IF(CL438=1,AreaCi(CR438,J438),AreaTr(CQ438,CU438,DI438)))","v":""},{"$f":"IF(CK438=\"\",\"\",IF(CL438=1,FrCi(DM438,9.806,DJ438,CR438),FrTr(DM438,9.806,CQ438,CU438,DI438)))","v":""},"",{"$f":"IF(CK438=\"\",\"\",IF(CL438=1,LOOKUP(CP438,'Vmáx(material) - Tab.4.3'!$L$2:$L$11,'Vmáx(material) - Tab.4.3'!$M$2:$M$11),LOOKUP(CP438,'Vmáx(material) - Tab.4.3'!$L$15,'Vmáx(material) - Tab.4.3'!$M$15)))","v":""},{"$f":"IF(CK438=\"\",\"\",VLOOKUP($CO438,'Vmáx(material) - Tab.4.3'!$R$35:$X$41,2))","v":""},{"$f":"IF(CK438=\"\",\"\",VLOOKUP($CO438,'Vmáx(material) - Tab.4.3'!$R$35:$X$41,3))","v":""},{"$f":"IF(CK438=\"\",\"\",VLOOKUP($CO438,'Vmáx(material) - Tab.4.3'!$R$35:$X$41,4))","v":""},{"$f":"IF(CK438=\"\",\"\",VLOOKUP($CO438,'Vmáx(material) - Tab.4.3'!$R$35:$X$41,5))","v":""},{"$f":"IF(CK438=\"\",\"\",VLOOKUP($CO438,'Vmáx(material) - Tab.4.3'!$R$35:$X$41,6))","v":""},{"$f":"IF(CK438=\"\",\"\",IF(CK438=\"\",\"\",VLOOKUP(CO438,'Vmáx(material) - Tab.4.3'!$R$35:$X$41,7)))","v":""},{"$f":"IF(CK438=\"\",\"\",IF(CL438=1,FCi(J438,CR438),FTr(J438,CQ438,CR438)))","v":""},"",{"$f":"IF(CK438=\"\",\"\",Hw(DO438,DP438,DQ438,DR438,DS438,DT438,Z,DU438,CV438,CR438))","v":""},"","","","","",{"$f":"IF(CK438=\"\",\"\",IF(CL438=1,PeriCi(CR438,DI438),PeriTr(CQ438,CU438,DI438)))","v":""},{"$f":"IF(CK438=\"\",\"\",IF(CL438=1,AreaCi(CR438,DI438),AreaTr(CQ438,CU438,DI438)))","v":""},{"$f":"IF(CK438=\"\",\"\",RhCi(DK438,EC438))","v":""},"",{"$f":"IF(CK438=\"\",\"\",hf(CS438,J438,CT438,DK438,EE438))","v":""},{"$f":"IF(CK438=\"\",\"\",LOOKUP(CW438,Tab.4.5!$J$6:$J$27,Tab.4.5!$L$6:$L$27))","v":""},{"$f":"IF(CK438=\"\",\"\",He(EH438,DM438))","v":""},{"$f":"IF(CK438=\"\",\"\",Hs(DM438))","v":""},{"$f":"IF(CK438=\"\",\"\",Hm(EB438,EG438,EI438,EJ438,CS438,CV438))","v":""},"","","","","","","K45+-45000 () ",{"$f":"IF(B438=\"Existe.\",IF(AE438=1,CONCATENATE(#REF!,AK438,\" m.\"),CONCATENATE(#REF!,AJ438,\" m x \",AK438,\" m.\")),IF(CL438=1,CONCATENATE(#REF!,CR438,\" m.\"),CONCATENATE(#REF!,CQ438,\" m x \",CR438,\" m.\")))","v":{"$error":"#REF!"}},"Concreto, L =  m, S = 0 %.","Cota clave eje= 0 msnm.",null,null,null,"","","","","",{"$f":"IF(EV438=\"\",\"\",VLOOKUP(EY438,'Estructura escalonada'!$D$3:$H$953,2))","v":""},"","","","","",""]
[null,null,null,null,null,null,null,null,null,null,null,0,null,0,null,null,null,null,null,null,{"$f":"IF(K441=\"No\",\"\",IF(O441=\"\",YcCi(P441,N441),YcTr(N441,O441,S441)))","v":{"$error":"#VALUE!"}},{"$f":"IF(K441=\"No\",\"\",IF(O441=\"\",Teta1(U441,P441),\"-\"))","v":{"$error":"#VALUE!"}},{"$error":"#VALUE!"},{"$error":"#VALUE!"},{"$f":"IF(K441=\"No\",\"\",IF(O441=\"\",Ynci(P441,N441,R441,T441),YnTr(1,R441,O441,S441,T441,N441)))","v":{"$error":"#VALUE!"}},{"$f":"IF(K441=\"No\",\"\",IF(O441=\"\",Teta1(Y441,P441),\"-\"))","v":{"$error":"#VALUE!"}},{"$f":"IF(K441=\"No\",\"\",IF(O441=\"\",AreaCi(P441,Y441),AreaTr(O441,S441,Y441)))","v":{"$error":"#VALUE!"}},{"$f":"IF(K441=\"No\",\"\",IF(O441=\"\",FrCi(AC441,9.806,Z441,P441),FrTr(AC441,9.806,O441,S441,Y441)))","v":{"$error":"#VALUE!"}},{"$error":"#VALUE!"},null,null,null,null,null,null,null,null,null,null,null,null,null,null,null,0,0,"","","",{"$f":"IF(AD441=\"\",\"\",IF(AE441=1,YcCi(AK441,J441),YcTr(J441,AJ441,AN441)))","v":""},{"$f":"IF(AD441=\"\",\"\",IF(AE441=1,Teta1(AX441,AK441),\"-\"))","v":""},{"$f":"IF(AD441=\"\",\"\",IF(AE441=1,AreaCi(AK441,AX441),AreaTr(AJ441,AN441,AX441)))","v":""},"",{"$f":"IF(AD441=\"\",\"\",IF(AE441=1,Ynci(AK441,J441,AM441,AO441),YnTr(1,AM441,AJ441,AN441,AO441,J441)))","v":""},{"$f":"IF(AD441=\"\",\"\",IF(AE441=1,Teta1(BB441,AK441),\"-\"))","v":""},{"$f":"IF(AD441=\"\",\"\",IF(AE441=1,AreaCi(AK441,BB441),AreaTr(AJ441,AN441,BB441)))","v":""},{"$f":"IF(AD441=\"\",\"\",IF(AE441=1,FrCi(BF441,9.806,BC441,AK441),FrTr(BF441,9.806,AJ441,AN441,BB441)))","v":""},"",{"$f":"IF(AD441=\"\",\"\",IF(AE441=1,LOOKUP(AI441,'Vmáx(material) - Tab.4.3'!$L$2:$L$11,'Vmáx(material) - Tab.4.3'!$M$2:$M$11),LOOKUP(AI441,'Vmáx(material) - Tab.4.3'!$L$15,'Vmáx(material) - Tab.4.3'!$M$15)))","v":""},{"$f":"IF(AD441=\"\",\"\",VLOOKUP($AH441,'Vmáx(material) - Tab.4.3'!$R$35:$X$41,2))","v":""},{"$f":"IF(AD441=\"\",\"\",VLOOKUP($AH441,'Vmáx(material) - Tab.4.3'!$R$35:$X$41,3))","v":""},{"$f":"IF(AD441=\"\",\"\",VLOOKUP($AH441,'Vmáx(material) - Tab.4.3'!$R$35:$X$41,4))","v":""},{"$f":"IF(AD441=\"\",\"\",VLOOKUP($AH441,'Vmáx(material) - Tab.4.3'!$R$35:$X$41,5))","v":""},{"$f":"IF(AD441=\"\",\"\",VLOOKUP($AH441,'Vmáx(material) - Tab.4.3'!$R$35:$X$41,6))","v":""},{"$f":"IF(AD441=\"\",\"\",IF(AD441=\"\",\"\",VLOOKUP($AH441,'Vmáx(material) - Tab.4.3'!$R$35:$X$41,7)))","v":""},{"$f":"IF(AD441=\"\",\"\",IF(AE441=1,FCi(J441,AK441),FTr(J441,AJ441,AK441)))","v":""},"",{"$f":"IF(AD441=\"\",\"\",Hw(BH441,BI441,BJ441,BK441,BL441,BM441,Z,BN441,AO441,AK441))","v":""},"","","","",{"$f":"IF(AD441=\"\",\"\",ho(BT441,AK441,AX441))","v":""},{"$f":"IF(AD441=\"\",\"\",IF(AE441=1,PeriCi(AK441,BB441),PeriTr(AJ441,AN441,BB441)))","v":""},{"$f":"IF(AD441=\"\",\"\",IF(AE441=1,AreaCi(AK441,BB441),AreaTr(AJ441,AN441,BB441)))","v":""},{"$f":"IF(AD441=\"\",\"\",RhCi(BW441,BV441))","v":""},"",{"$f":"IF(AD441=\"\",\"\",hf(AL441,J441,AM441,BW441,BX441))","v":""},{"$f":"IF(AD441=\"\",\"\",LOOKUP(AP441,Tab.4.5!$J$6:$J$27,Tab.4.5!$L$6:$L$27))","v":""},{"$f":"IF(AD441=\"\",\"\",He(CA441,BY441))","v":""},{"$f":"IF(AD441=\"\",\"\",Hs(BY441))","v":""},{"$f":"IF(AD441=\"\",\"\",Hm(BU441,BZ441,CB441,CC441,AL441,AO441))","v":""},"","","","","","",null,null,null,null,null,null,null,null,null,null,null,null,null,null,null,0,0,0,0,0,{"$f":"IF(CK441=\"\",\"\",IF(CL441=1,YcCi(CR441,J441),YcTr(J441,CQ441,CU441)))","v":""},{"$f":"IF(CK441=\"\",\"\",IF(CL441=1,Teta1(DE441,CR441),\"-\"))","v":""},"","",{"$f":"IF(CK441=\"\",\"\",IF(CL441=1,Ynci(CR441,J441,CT441,CV441),YnTr(1,CT441,CQ441,CU441,CV441,J441)))","v":""},{"$f":"IF(CK441=\"\",\"\",IF(CL441=1,Teta1(DI441,CR441),\"-\"))","v":""},{"$f":"IF(CK441=\"\",\"\",IF(CL441=1,AreaCi(CR441,J441),AreaTr(CQ441,CU441,DI441)))","v":""},{"$f":"IF(CK441=\"\",\"\",IF(CL441=1,FrCi(DM441,9.806,DJ441,CR441),FrTr(DM441,9.806,CQ441,CU441,DI441)))","v":""},"",{"$f":"IF(CK441=\"\",\"\",IF(CL441=1,LOOKUP(CP441,'Vmáx(material) - Tab.4.3'!$L$2:$L$11,'Vmáx(material) - Tab.4.3'!$M$2:$M$11),LOOKUP(CP441,'Vmáx(material) - Tab.4.3'!$L$15,'Vmáx(material) - Tab.4.3'!$M$15)))","v":""},{"$f":"IF(CK441=\"\",\"\",VLOOKUP($CO441,'Vmáx(material) - Tab.4.3'!$R$35:$X$41,2))","v":""},{"$f":"IF(CK441=\"\",\"\",VLOOKUP($CO441,'Vmáx(material) - Tab.4.3'!$R$35:$X$41,3))","v":""},{"$f":"IF(CK441=\"\",\"\",VLOOKUP($CO441,'Vmáx(material) - Tab.4.3'!$R$35:$X$41,4))","v":""},{"$f":"IF(CK441=\"\",\"\",VLOOKUP($CO441,'Vmáx(material) - Tab.4.3'!$R$35:$X$41,5))","v":""},{"$f":"IF(CK441=\"\",\"\",VLOOKUP($CO441,'Vmáx(material) - Tab.4.3'!$R$35:$X$41,6))","v":""},{"$f":"IF(CK441=\"\",\"\",IF(CK441=\"\",\"\",VLOOKUP(CO441,'Vmáx(material) - Tab.4.3'!$R$35:$X$41,7)))","v":""},{"$f":"IF(CK441=\"\",\"\",IF(CL441=1,FCi(J441,CR441),FTr(J441,CQ441,CR441)))","v":""},"",{"$f":"IF(CK441=\"\",\"\",Hw(DO441,DP441,DQ441,DR441,DS441,DT441,Z,DU441,CV441,CR441))","v":""},"","","","","",{"$f":"IF(CK441=\"\",\"\",IF(CL441=1,PeriCi(CR441,DI441),PeriTr(CQ441,CU441,DI441)))","v":""},{"$f":"IF(CK441=\"\",\"\",IF(CL441=1,AreaCi(CR441,DI441),AreaTr(CQ441,CU441,DI441)))","v":""},{"$f":"IF(CK441=\"\",\"\",RhCi(DK441,EC441))","v":""},"",{"$f":"IF(CK441=\"\",\"\",hf(CS441,J441,CT441,DK441,EE441))","v":""},{"$f":"IF(CK441=\"\",\"\",LOOKUP(CW441,Tab.4.5!$J$6:$J$27,Tab.4.5!$L$6:$L$27))","v":""},{"$f":"IF(CK441=\"\",\"\",He(EH441,DM441))","v":""},{"$f":"IF(CK441=\"\",\"\",Hs(DM441))","v":""},{"$f":"IF(CK441=\"\",\"\",Hm(EB441,EG441,EI441,EJ441,CS441,CV441))","v":""},"","","","","","","K45+-45000 () ",{"$f":"IF(B441=\"Existe.\",IF(AE441=1,CONCATENATE(#REF!,AK441,\" m.\"),CONCATENATE(#REF!,AJ441,\" m x \",AK441,\" m.\")),IF(CL441=1,CONCATENATE(#REF!,CR441,\" m.\"),CONCATENATE(#REF!,CQ441,\" m x \",CR441,\" m.\")))","v":{"$error":"#REF!"}},"Concreto, L =  m, S = 0 %.","Cota clave eje= 0 msnm.",null,null,null,"","","","","",{"$f":"IF(EV441=\"\",\"\",VLOOKUP(EY441,'Estructura escalonada'!$D$3:$H$953,2))","v":""},"","","","","",""]
[null,null,null,null,null,null,null,null,null,null,null,0,null,0,null,null,null,null,null,null,{"$f":"IF(K442=\"No\",\"\",IF(O442=\"\",YcCi(P442,N442),YcTr(N442,O442,S442)))","v":{"$error":"#VALUE!"}},{"$f":"IF(K442=\"No\",\"\",IF(O442=\"\",Teta1(U442,P442),\"-\"))","v":{"$error":"#VALUE!"}},{"$error":"#VALUE!"},{"$error":"#VALUE!"},{"$f":"IF(K442=\"No\",\"\",IF(O442=\"\",Ynci(P442,N442,R442,T442),YnTr(1,R442,O442,S442,T442,N442)))","v":{"$error":"#VALUE!"}},{"$f":"IF(K442=\"No\",\"\",IF(O442=\"\",Teta1(Y442,P442),\"-\"))","v":{"$error":"#VALUE!"}},{"$f":"IF(K442=\"No\",\"\",IF(O442=\"\",AreaCi(P442,Y442),AreaTr(O442,S442,Y442)))","v":{"$error":"#VALUE!"}},{"$f":"IF(K442=\"No\",\"\",IF(O442=\"\",FrCi(AC442,9.806,Z442,P442),FrTr(AC442,9.806,O442,S442,Y442)))","v":{"$error":"#VALUE!"}},{"$error":"#VALUE!"},null,null,null,null,null,null,null,null,null,null,null,null,null,null,null,0,0,"","","",{"$f":"IF(AD442=\"\",\"\",IF(AE442=1,YcCi(AK442,J442),YcTr(J442,AJ442,AN442)))","v":""},{"$f":"IF(AD442=\"\",\"\",IF(AE442=1,Teta1(AX442,AK442),\"-\"))","v":""},{"$f":"IF(AD442=\"\",\"\",IF(AE442=1,AreaCi(AK442,AX442),AreaTr(AJ442,AN442,AX442)))","v":""},"",{"$f":"IF(AD442=\"\",\"\",IF(AE442=1,Ynci(AK442,J442,AM442,AO442),YnTr(1,AM442,AJ442,AN442,AO442,J442)))","v":""},{"$f":"IF(AD442=\"\",\"\",IF(AE442=1,Teta1(BB442,AK442),\"-\"))","v":""},{"$f":"IF(AD442=\"\",\"\",IF(AE442=1,AreaCi(AK442,BB442),AreaTr(AJ442,AN442,BB442)))","v":""},{"$f":"IF(AD442=\"\",\"\",IF(AE442=1,FrCi(BF442,9.806,BC442,AK442),FrTr(BF442,9.806,AJ442,AN442,BB442)))","v":""},"",{"$f":"IF(AD442=\"\",\"\",IF(AE442=1,LOOKUP(AI442,'Vmáx(material) - Tab.4.3'!$L$2:$L$11,'Vmáx(material) - Tab.4.3'!$M$2:$M$11),LOOKUP(AI442,'Vmáx(material) - Tab.4.3'!$L$15,'Vmáx(material) - Tab.4.3'!$M$15)))","v":""},{"$f":"IF(AD442=\"\",\"\",VLOOKUP($AH442,'Vmáx(material) - Tab.4.3'!$R$35:$X$41,2))","v":""},{"$f":"IF(AD442=\"\",\"\",VLOOKUP($AH442,'Vmáx(material) - Tab.4.3'!$R$35:$X$41,3))","v":""},{"$f":"IF(AD442=\"\",\"\",VLOOKUP($AH442,'Vmáx(material) - Tab.4.3'!$R$35:$X$41,4))","v":""},{"$f":"IF(AD442=\"\",\"\",VLOOKUP($AH442,'Vmáx(material) - Tab.4.3'!$R$35:$X$41,5))","v":""},{"$f":"IF(AD442=\"\",\"\",VLOOKUP($AH442,'Vmáx(material) - Tab.4.3'!$R$35:$X$41,6))","v":""},{"$f":"IF(AD442=\"\",\"\",IF(AD442=\"\",\"\",VLOOKUP($AH442,'Vmáx(material) - Tab.4.3'!$R$35:$X$41,7)))","v":""},{"$f":"IF(AD442=\"\",\"\",IF(AE442=1,FCi(J442,AK442),FTr(J442,AJ442,AK442)))","v":""},"",{"$f":"IF(AD442=\"\",\"\",Hw(BH442,BI442,BJ442,BK442,BL442,BM442,Z,BN442,AO442,AK442))","v":""},"","","","",{"$f":"IF(AD442=\"\",\"\",ho(BT442,AK442,AX442))","v":""},{"$f":"IF(AD442=\"\",\"\",IF(AE442=1,PeriCi(AK442,BB442),PeriTr(AJ442,AN442,BB442)))","v":""},{"$f":"IF(AD442=\"\",\"\",IF(AE442=1,AreaCi(AK442,BB442),AreaTr(AJ442,AN442,BB442)))","v":""},{"$f":"IF(AD442=\"\",\"\",RhCi(BW442,BV442))","v":""},"",{"$f":"IF(AD442=\"\",\"\",hf(AL442,J442,AM442,BW442,BX442))","v":""},{"$f":"IF(AD442=\"\",\"\",LOOKUP(AP442,Tab.4.5!$J$6:$J$27,Tab.4.5!$L$6:$L$27))","v":""},{"$f":"IF(AD442=\"\",\"\",He(CA442,BY442))","v":""},{"$f":"IF(AD442=\"\",\"\",Hs(BY442))","v":""},{"$f":"IF(AD442=\"\",\"\",Hm(BU442,BZ442,CB442,CC442,AL442,AO442))","v":""},"","","","","","",null,null,null,null,null,null,null,null,null,null,null,null,null,null,null,0,0,0,0,0,{"$f":"IF(CK442=\"\",\"\",IF(CL442=1,YcCi(CR442,J442),YcTr(J442,CQ442,CU442)))","v":""},{"$f":"IF(CK442=\"\",\"\",IF(CL442=1,Teta1(DE442,CR442),\"-\"))","v":""},"","",{"$f":"IF(CK442=\"\",\"\",IF(CL442=1,Ynci(CR442,J442,CT442,CV442),YnTr(1,CT442,CQ442,CU442,CV442,J442)))","v":""},{"$f":"IF(CK442=\"\",\"\",IF(CL442=1,Teta1(DI442,CR442),\"-\"))","v":""},{"$f":"IF(CK442=\"\",\"\",IF(CL442=1,AreaCi(CR442,J442),AreaTr(CQ442,CU442,DI442)))","v":""},{"$f":"IF(CK442=\"\",\"\",IF(CL442=1,FrCi(DM442,9.806,DJ442,CR442),FrTr(DM442,9.806,CQ442,CU442,DI442)))","v":""},"",{"$f":"IF(CK442=\"\",\"\",IF(CL442=1,LOOKUP(CP442,'Vmáx(material) - Tab.4.3'!$L$2:$L$11,'Vmáx(material) - Tab.4.3'!$M$2:$M$11),LOOKUP(CP442,'Vmáx(material) - Tab.4.3'!$L$15,'Vmáx(material) - Tab.4.3'!$M$15)))","v":""},{"$f":"IF(CK442=\"\",\"\",VLOOKUP($CO442,'Vmáx(material) - Tab.4.3'!$R$35:$X$41,2))","v":""},{"$f":"IF(CK442=\"\",\"\",VLOOKUP($CO442,'Vmáx(material) - Tab.4.3'!$R$35:$X$41,3))","v":""},{"$f":"IF(CK442=\"\",\"\",VLOOKUP($CO442,'Vmáx(material) - Tab.4.3'!$R$35:$X$41,4))","v":""},{"$f":"IF(CK442=\"\",\"\",VLOOKUP($CO442,'Vmáx(material) - Tab.4.3'!$R$35:$X$41,5))","v":""},{"$f":"IF(CK442=\"\",\"\",VLOOKUP($CO442,'Vmáx(material) - Tab.4.3'!$R$35:$X$41,6))","v":""},{"$f":"IF(CK442=\"\",\"\",IF(CK442=\"\",\"\",VLOOKUP(CO442,'Vmáx(material) - Tab.4.3'!$R$35:$X$41,7)))","v":""},{"$f":"IF(CK442=\"\",\"\",IF(CL442=1,FCi(J442,CR442),FTr(J442,CQ442,CR442)))","v":""},"",{"$f":"IF(CK442=\"\",\"\",Hw(DO442,DP442,DQ442,DR442,DS442,DT442,Z,DU442,CV442,CR442))","v":""},"","","","","",{"$f":"IF(CK442=\"\",\"\",IF(CL442=1,PeriCi(CR442,DI442),PeriTr(CQ442,CU442,DI442)))","v":""},{"$f":"IF(CK442=\"\",\"\",IF(CL442=1,AreaCi(CR442,DI442),AreaTr(CQ442,CU442,DI442)))","v":""},{"$f":"IF(CK442=\"\",\"\",RhCi(DK442,EC442))","v":""},"",{"$f":"IF(CK442=\"\",\"\",hf(CS442,J442,CT442,DK442,EE442))","v":""},{"$f":"IF(CK442=\"\",\"\",LOOKUP(CW442,Tab.4.5!$J$6:$J$27,Tab.4.5!$L$6:$L$27))","v":""},{"$f":"IF(CK442=\"\",\"\",He(EH442,DM442))","v":""},{"$f":"IF(CK442=\"\",\"\",Hs(DM442))","v":""},{"$f":"IF(CK442=\"\",\"\",Hm(EB442,EG442,EI442,EJ442,CS442,CV442))","v":""},"","","","","","","K45+-45000 () ",{"$f":"IF(B442=\"Existe.\",IF(AE442=1,CONCATENATE(#REF!,AK442,\" m.\"),CONCATENATE(#REF!,AJ442,\" m x \",AK442,\" m.\")),IF(CL442=1,CONCATENATE(#REF!,CR442,\" m.\"),CONCATENATE(#REF!,CQ442,\" m x \",CR442,\" m.\")))","v":{"$error":"#REF!"}},"Concreto, L =  m, S = 0 %.","Cota clave eje= 0 msnm.",null,null,null,"","","","","",{"$f":"IF(EV442=\"\",\"\",VLOOKUP(EY442,'Estructura escalonada'!$D$3:$H$953,2))","v":""},"","","","","",""]
[null,null,null,null,null,null,null,null,null,null,null,0,null,0,null,null,null,null,null,null,{"$f":"IF(K445=\"No\",\"\",IF(O445=\"\",YcCi(P445,N445),YcTr(N445,O445,S445)))","v":{"$error":"#VALUE!"}},{"$f":"IF(K445=\"No\",\"\",IF(O445=\"\",Teta1(U445,P445),\"-\"))","v":{"$error":"#VALUE!"}},{"$error":"#VALUE!"},{"$error":"#VALUE!"},{"$f":"IF(K445=\"No\",\"\",IF(O445=\"\",Ynci(P445,N445,R445,T445),YnTr(1,R445,O445,S445,T445,N445)))","v":{"$error":"#VALUE!"}},{"$f":"IF(K445=\"No\",\"\",IF(O445=\"\",Teta1(Y445,P445),\"-\"))","v":{"$error":"#VALUE!"}},{"$f":"IF(K445=\"No\",\"\",IF(O445=\"\",AreaCi(P445,Y445),AreaTr(O445,S445,Y445)))","v":{"$error":"#VALUE!"}},{"$f":"IF(K445=\"No\",\"\",IF(O445=\"\",FrCi(AC445,9.806,Z445,P445),FrTr(AC445,9.806,O445,S445,Y445)))","v":{"$error":"#VALUE!"}},{"$error":"#VALUE!"},null,null,null,null,null,null,null,null,null,null,null,null,null,null,null,0,0,"","","",{"$f":"IF(AD445=\"\",\"\",IF(AE445=1,YcCi(AK445,J445),YcTr(J445,AJ445,AN445)))","v":""},{"$f":"IF(AD445=\"\",\"\",IF(AE445=1,Teta1(AX445,AK445),\"-\"))","v":""},{"$f":"IF(AD445=\"\",\"\",IF(AE445=1,AreaCi(AK445,AX445),AreaTr(AJ445,AN445,AX445)))","v":""},"",{"$f":"IF(AD445=\"\",\"\",IF(AE445=1,Ynci(AK445,J445,AM445,AO445),YnTr(1,AM445,AJ445,AN445,AO445,J445)))","v":""},{"$f":"IF(AD445=\"\",\"\",IF(AE445=1,Teta1(BB445,AK445),\"-\"))","v":""},{"$f":"IF(AD445=\"\",\"\",IF(AE445=1,AreaCi(AK445,BB445),AreaTr(AJ445,AN445,BB445)))","v":""},{"$f":"IF(AD445=\"\",\"\",IF(AE445=1,FrCi(BF445,9.806,BC445,AK445),FrTr(BF445,9.806,AJ445,AN445,BB445)))","v":""},"",{"$f":"IF(AD445=\"\",\"\",IF(AE445=1,LOOKUP(AI445,'Vmáx(material) - Tab.4.3'!$L$2:$L$11,'Vmáx(material) - Tab.4.3'!$M$2:$M$11),LOOKUP(AI445,'Vmáx(material) - Tab.4.3'!$L$15,'Vmáx(material) - Tab.4.3'!$M$15)))","v":""},{"$f":"IF(AD445=\"\",\"\",VLOOKUP($AH445,'Vmáx(material) - Tab.4.3'!$R$35:$X$41,2))","v":""},{"$f":"IF(AD445=\"\",\"\",VLOOKUP($AH445,'Vmáx(material) - Tab.4.3'!$R$35:$X$41,3))","v":""},{"$f":"IF(AD445=\"\",\"\",VLOOKUP($AH445,'Vmáx(material) - Tab.4.3'!$R$35:$X$41,4))","v":""},{"$f":"IF(AD445=\"\",\"\",VLOOKUP($AH445,'Vmáx(material) - Tab.4.3'!$R$35:$X$41,5))","v":""},{"$f":"IF(AD445=\"\",\"\",VLOOKUP($AH445,'Vmáx(material) - Tab.4.3'!$R$35:$X$41,6))","v":""},{"$f":"IF(AD445=\"\",\"\",IF(AD445=\"\",\"\",VLOOKUP($AH445,'Vmáx(material) - Tab.4.3'!$R$35:$X$41,7)))","v":""},{"$f":"IF(AD445=\"\",\"\",IF(AE445=1,FCi(J445,AK445),FTr(J445,AJ445,AK445)))","v":""},"",{"$f":"IF(AD445=\"\",\"\",Hw(BH445,BI445,BJ445,BK445,BL445,BM445,Z,BN445,AO445,AK445))","v":""},"","","","",{"$f":"IF(AD445=\"\",\"\",ho(BT445,AK445,AX445))","v":""},{"$f":"IF(AD445=\"\",\"\",IF(AE445=1,PeriCi(AK445,BB445),PeriTr(AJ445,AN445,BB445)))","v":""},{"$f":"IF(AD445=\"\",\"\",IF(AE445=1,AreaCi(AK445,BB445),AreaTr(AJ445,AN445,BB445)))","v":""},{"$f":"IF(AD445=\"\",\"\",RhCi(BW445,BV445))","v":""},"",{"$f":"IF(AD445=\"\",\"\",hf(AL445,J445,AM445,BW445,BX445))","v":""},{"$f":"IF(AD445=\"\",\"\",LOOKUP(AP445,Tab.4.5!$J$6:$J$27,Tab.4.5!$L$6:$L$27))","v":""},{"$f":"IF(AD445=\"\",\"\",He(CA445,BY445))","v":""},{"$f":"IF(AD445=\"\",\"\",Hs(BY445))","v":""},{"$f":"IF(AD445=\"\",\"\",Hm(BU445,BZ445,CB445,CC445,AL445,AO445))","v":""},"","","","","","",null,null,null,null,null,null,null,null,null,null,null,null,null,null,null,0,0,0,0,0,{"$f":"IF(CK445=\"\",\"\",IF(CL445=1,YcCi(CR445,J445),YcTr(J445,CQ445,CU445)))","v":""},{"$f":"IF(CK445=\"\",\"\",IF(CL445=1,Teta1(DE445,CR445),\"-\"))","v":""},"","",{"$f":"IF(CK445=\"\",\"\",IF(CL445=1,Ynci(CR445,J445,CT445,CV445),YnTr(1,CT445,CQ445,CU445,CV445,J445)))","v":""},{"$f":"IF(CK445=\"\",\"\",IF(CL445=1,Teta1(DI445,CR445),\"-\"))","v":""},{"$f":"IF(CK445=\"\",\"\",IF(CL445=1,AreaCi(CR445,J445),AreaTr(CQ445,CU445,DI445)))","v":""},{"$f":"IF(CK445=\"\",\"\",IF(CL445=1,FrCi(DM445,9.806,DJ445,CR445),FrTr(DM445,9.806,CQ445,CU445,DI445)))","v":""},"",{"$f":"IF(CK445=\"\",\"\",IF(CL445=1,LOOKUP(CP445,'Vmáx(material) - Tab.4.3'!$L$2:$L$11,'Vmáx(material) - Tab.4.3'!$M$2:$M$11),LOOKUP(CP445,'Vmáx(material) - Tab.4.3'!$L$15,'Vmáx(material) - Tab.4.3'!$M$15)))","v":""},{"$f":"IF(CK445=\"\",\"\",VLOOKUP($CO445,'Vmáx(material) - Tab.4.3'!$R$35:$X$41,2))","v":""},{"$f":"IF(CK445=\"\",\"\",VLOOKUP($CO445,'Vmáx(material) - Tab.4.3'!$R$35:$X$41,3))","v":""},{"$f":"IF(CK445=\"\",\"\",VLOOKUP($CO445,'Vmáx(material) - Tab.4.3'!$R$35:$X$41,4))","v":""},{"$f":"IF(CK445=\"\",\"\",VLOOKUP($CO445,'Vmáx(material) - Tab.4.3'!$R$35:$X$41,5))","v":""},{"$f":"IF(CK445=\"\",\"\",VLOOKUP($CO445,'Vmáx(material) - Tab.4.3'!$R$35:$X$41,6))","v":""},{"$f":"IF(CK445=\"\",\"\",IF(CK445=\"\",\"\",VLOOKUP(CO445,'Vmáx(material) - Tab.4.3'!$R$35:$X$41,7)))","v":""},{"$f":"IF(CK445=\"\",\"\",IF(CL445=1,FCi(J445,CR445),FTr(J445,CQ445,CR445)))","v":""},"",{"$f":"IF(CK445=\"\",\"\",Hw(DO445,DP445,DQ445,DR445,DS445,DT445,Z,DU445,CV445,CR445))","v":""},"","","","","",{"$f":"IF(CK445=\"\",\"\",IF(CL445=1,PeriCi(CR445,DI445),PeriTr(CQ445,CU445,DI445)))","v":""},{"$f":"IF(CK445=\"\",\"\",IF(CL445=1,AreaCi(CR445,DI445),AreaTr(CQ445,CU445,DI445)))","v":""},{"$f":"IF(CK445=\"\",\"\",RhCi(DK445,EC445))","v":""},"",{"$f":"IF(CK445=\"\",\"\",hf(CS445,J445,CT445,DK445,EE445))","v":""},{"$f":"IF(CK445=\"\",\"\",LOOKUP(CW445,Tab.4.5!$J$6:$J$27,Tab.4.5!$L$6:$L$27))","v":""},{"$f":"IF(CK445=\"\",\"\",He(EH445,DM445))","v":""},{"$f":"IF(CK445=\"\",\"\",Hs(DM445))","v":""},{"$f":"IF(CK445=\"\",\"\",Hm(EB445,EG445,EI445,EJ445,CS445,CV445))","v":""},"","","","","","","K45+-45000 () ",{"$f":"IF(B445=\"Existe.\",IF(AE445=1,CONCATENATE(#REF!,AK445,\" m.\"),CONCATENATE(#REF!,AJ445,\" m x \",AK445,\" m.\")),IF(CL445=1,CONCATENATE(#REF!,CR445,\" m.\"),CONCATENATE(#REF!,CQ445,\" m x \",CR445,\" m.\")))","v":{"$error":"#REF!"}},"Concreto, L =  m, S = 0 %.","Cota clave eje= 0 msnm.",null,null,null,"","","","","",{"$f":"IF(EV445=\"\",\"\",VLOOKUP(EY445,'Estructura escalonada'!$D$3:$H$953,2))","v":""},"","","","","",""]
[null,null,null,null,null,null,null,null,null,null,null,0,null,0,null,null,null,null,null,null,{"$f":"IF(K448=\"No\",\"\",IF(O448=\"\",YcCi(P448,N448),YcTr(N448,O448,S448)))","v":{"$error":"#VALUE!"}},{"$f":"IF(K448=\"No\",\"\",IF(O448=\"\",Teta1(U448,P448),\"-\"))","v":{"$error":"#VALUE!"}},{"$error":"#VALUE!"},{"$error":"#VALUE!"},{"$f":"IF(K448=\"No\",\"\",IF(O448=\"\",Ynci(P448,N448,R448,T448),YnTr(1,R448,O448,S448,T448,N448)))","v":{"$error":"#VALUE!"}},{"$f":"IF(K448=\"No\",\"\",IF(O448=\"\",Teta1(Y448,P448),\"-\"))","v":{"$error":"#VALUE!"}},{"$f":"IF(K448=\"No\",\"\",IF(O448=\"\",AreaCi(P448,Y448),AreaTr(O448,S448,Y448)))","v":{"$error":"#VALUE!"}},{"$f":"IF(K448=\"No\",\"\",IF(O448=\"\",FrCi(AC448,9.806,Z448,P448),FrTr(AC448,9.806,O448,S448,Y448)))","v":{"$error":"#VALUE!"}},{"$error":"#VALUE!"},null,null,null,null,null,null,null,null,null,null,null,null,null,null,null,0,0,"","","",{"$f":"IF(AD448=\"\",\"\",IF(AE448=1,YcCi(AK448,J448),YcTr(J448,AJ448,AN448)))","v":""},{"$f":"IF(AD448=\"\",\"\",IF(AE448=1,Teta1(AX448,AK448),\"-\"))","v":""},{"$f":"IF(AD448=\"\",\"\",IF(AE448=1,AreaCi(AK448,AX448),AreaTr(AJ448,AN448,AX448)))","v":""},"",{"$f":"IF(AD448=\"\",\"\",IF(AE448=1,Ynci(AK448,J448,AM448,AO448),YnTr(1,AM448,AJ448,AN448,AO448,J448)))","v":""},{"$f":"IF(AD448=\"\",\"\",IF(AE448=1,Teta1(BB448,AK448),\"-\"))","v":""},{"$f":"IF(AD448=\"\",\"\",IF(AE448=1,AreaCi(AK448,BB448),AreaTr(AJ448,AN448,BB448)))","v":""},{"$f":"IF(AD448=\"\",\"\",IF(AE448=1,FrCi(BF448,9.806,BC448,AK448),FrTr(BF448,9.806,AJ448,AN448,BB448)))","v":""},"",{"$f":"IF(AD448=\"\",\"\",IF(AE448=1,LOOKUP(AI448,'Vmáx(material) - Tab.4.3'!$L$2:$L$11,'Vmáx(material) - Tab.4.3'!$M$2:$M$11),LOOKUP(AI448,'Vmáx(material) - Tab.4.3'!$L$15,'Vmáx(material) - Tab.4.3'!$M$15)))","v":""},{"$f":"IF(AD448=\"\",\"\",VLOOKUP($AH448,'Vmáx(material) - Tab.4.3'!$R$35:$X$41,2))","v":""},{"$f":"IF(AD448=\"\",\"\",VLOOKUP($AH448,'Vmáx(material) - Tab.4.3'!$R$35:$X$41,3))","v":""},{"$f":"IF(AD448=\"\",\"\",VLOOKUP($AH448,'Vmáx(material) - Tab.4.3'!$R$35:$X$41,4))","v":""},{"$f":"IF(AD448=\"\",\"\",VLOOKUP($AH448,'Vmáx(material) - Tab.4.3'!$R$35:$X$41,5))","v":""},{"$f":"IF(AD448=\"\",\"\",VLOOKUP($AH448,'Vmáx(material) - Tab.4.3'!$R$35:$X$41,6))","v":""},{"$f":"IF(AD448=\"\",\"\",IF(AD448=\"\",\"\",VLOOKUP($AH448,'Vmáx(material) - Tab.4.3'!$R$35:$X$41,7)))","v":""},{"$f":"IF(AD448=\"\",\"\",IF(AE448=1,FCi(J448,AK448),FTr(J448,AJ448,AK448)))","v":""},"",{"$f":"IF(AD448=\"\",\"\",Hw(BH448,BI448,BJ448,BK448,BL448,BM448,Z,BN448,AO448,AK448))","v":""},"","","","",{"$f":"IF(AD448=\"\",\"\",ho(BT448,AK448,AX448))","v":""},{"$f":"IF(AD448=\"\",\"\",IF(AE448=1,PeriCi(AK448,BB448),PeriTr(AJ448,AN448,BB448)))","v":""},{"$f":"IF(AD448=\"\",\"\",IF(AE448=1,AreaCi(AK448,BB448),AreaTr(AJ448,AN448,BB448)))","v":""},{"$f":"IF(AD448=\"\",\"\",RhCi(BW448,BV448))","v":""},"",{"$f":"IF(AD448=\"\",\"\",hf(AL448,J448,AM448,BW448,BX448))","v":""},{"$f":"IF(AD448=\"\",\"\",LOOKUP(AP448,Tab.4.5!$J$6:$J$27,Tab.4.5!$L$6:$L$27))","v":""},{"$f":"IF(AD448=\"\",\"\",He(CA448,BY448))","v":""},{"$f":"IF(AD448=\"\",\"\",Hs(BY448))","v":""},{"$f":"IF(AD448=\"\",\"\",Hm(BU448,BZ448,CB448,CC448,AL448,AO448))","v":""},"","","","","","",null,null,null,null,null,null,null,null,null,null,null,null,null,null,null,0,0,0,0,0,{"$f":"IF(CK448=\"\",\"\",IF(CL448=1,YcCi(CR448,J448),YcTr(J448,CQ448,CU448)))","v":""},{"$f":"IF(CK448=\"\",\"\",IF(CL448=1,Teta1(DE448,CR448),\"-\"))","v":""},"","",{"$f":"IF(CK448=\"\",\"\",IF(CL448=1,Ynci(CR448,J448,CT448,CV448),YnTr(1,CT448,CQ448,CU448,CV448,J448)))","v":""},{"$f":"IF(CK448=\"\",\"\",IF(CL448=1,Teta1(DI448,CR448),\"-\"))","v":""},{"$f":"IF(CK448=\"\",\"\",IF(CL448=1,AreaCi(CR448,J448),AreaTr(CQ448,CU448,DI448)))","v":""},{"$f":"IF(CK448=\"\",\"\",IF(CL448=1,FrCi(DM448,9.806,DJ448,CR448),FrTr(DM448,9.806,CQ448,CU448,DI448)))","v":""},"",{"$f":"IF(CK448=\"\",\"\",IF(CL448=1,LOOKUP(CP448,'Vmáx(material) - Tab.4.3'!$L$2:$L$11,'Vmáx(material) - Tab.4.3'!$M$2:$M$11),LOOKUP(CP448,'Vmáx(material) - Tab.4.3'!$L$15,'Vmáx(material) - Tab.4.3'!$M$15)))","v":""},{"$f":"IF(CK448=\"\",\"\",VLOOKUP($CO448,'Vmáx(material) - Tab.4.3'!$R$35:$X$41,2))","v":""},{"$f":"IF(CK448=\"\",\"\",VLOOKUP($CO448,'Vmáx(material) - Tab.4.3'!$R$35:$X$41,3))","v":""},{"$f":"IF(CK448=\"\",\"\",VLOOKUP($CO448,'Vmáx(material) - Tab.4.3'!$R$35:$X$41,4))","v":""},{"$f":"IF(CK448=\"\",\"\",VLOOKUP($CO448,'Vmáx(material) - Tab.4.3'!$R$35:$X$41,5))","v":""},{"$f":"IF(CK448=\"\",\"\",VLOOKUP($CO448,'Vmáx(material) - Tab.4.3'!$R$35:$X$41,6))","v":""},{"$f":"IF(CK448=\"\",\"\",IF(CK448=\"\",\"\",VLOOKUP(CO448,'Vmáx(material) - Tab.4.3'!$R$35:$X$41,7)))","v":""},{"$f":"IF(CK448=\"\",\"\",IF(CL448=1,FCi(J448,CR448),FTr(J448,CQ448,CR448)))","v":""},"",{"$f":"IF(CK448=\"\",\"\",Hw(DO448,DP448,DQ448,DR448,DS448,DT448,Z,DU448,CV448,CR448))","v":""},"","","","","",{"$f":"IF(CK448=\"\",\"\",IF(CL448=1,PeriCi(CR448,DI448),PeriTr(CQ448,CU448,DI448)))","v":""},{"$f":"IF(CK448=\"\",\"\",IF(CL448=1,AreaCi(CR448,DI448),AreaTr(CQ448,CU448,DI448)))","v":""},{"$f":"IF(CK448=\"\",\"\",RhCi(DK448,EC448))","v":""},"",{"$f":"IF(CK448=\"\",\"\",hf(CS448,J448,CT448,DK448,EE448))","v":""},{"$f":"IF(CK448=\"\",\"\",LOOKUP(CW448,Tab.4.5!$J$6:$J$27,Tab.4.5!$L$6:$L$27))","v":""},{"$f":"IF(CK448=\"\",\"\",He(EH448,DM448))","v":""},{"$f":"IF(CK448=\"\",\"\",Hs(DM448))","v":""},{"$f":"IF(CK448=\"\",\"\",Hm(EB448,EG448,EI448,EJ448,CS448,CV448))","v":""},"","","","","","","K45+-45000 () ",{"$f":"IF(B448=\"Existe.\",IF(AE448=1,CONCATENATE(#REF!,AK448,\" m.\"),CONCATENATE(#REF!,AJ448,\" m x \",AK448,\" m.\")),IF(CL448=1,CONCATENATE(#REF!,CR448,\" m.\"),CONCATENATE(#REF!,CQ448,\" m x \",CR448,\" m.\")))","v":{"$error":"#REF!"}},"Concreto, L =  m, S = 0 %.","Cota clave eje= 0 msnm.",null,null,null,"","","","","",{"$f":"IF(EV448=\"\",\"\",VLOOKUP(EY448,'Estructura escalonada'!$D$3:$H$953,2))","v":""},"","","","","",""]
[null,null,null,null,null,null,null,null,null,null,null,0,null,0,null,null,null,null,null,null,{"$f":"IF(K451=\"No\",\"\",IF(O451=\"\",YcCi(P451,N451),YcTr(N451,O451,S451)))","v":{"$error":"#VALUE!"}},{"$f":"IF(K451=\"No\",\"\",IF(O451=\"\",Teta1(U451,P451),\"-\"))","v":{"$error":"#VALUE!"}},{"$error":"#VALUE!"},{"$error":"#VALUE!"},{"$f":"IF(K451=\"No\",\"\",IF(O451=\"\",Ynci(P451,N451,R451,T451),YnTr(1,R451,O451,S451,T451,N451)))","v":{"$error":"#VALUE!"}},{"$f":"IF(K451=\"No\",\"\",IF(O451=\"\",Teta1(Y451,P451),\"-\"))","v":{"$error":"#VALUE!"}},{"$f":"IF(K451=\"No\",\"\",IF(O451=\"\",AreaCi(P451,Y451),AreaTr(O451,S451,Y451)))","v":{"$error":"#VALUE!"}},{"$f":"IF(K451=\"No\",\"\",IF(O451=\"\",FrCi(AC451,9.806,Z451,P451),FrTr(AC451,9.806,O451,S451,Y451)))","v":{"$error":"#VALUE!"}},{"$error":"#VALUE!"},null,null,null,null,null,null,null,null,null,null,null,null,null,null,null,0,0,"","","",{"$f":"IF(AD451=\"\",\"\",IF(AE451=1,YcCi(AK451,J451),YcTr(J451,AJ451,AN451)))","v":""},{"$f":"IF(AD451=\"\",\"\",IF(AE451=1,Teta1(AX451,AK451),\"-\"))","v":""},{"$f":"IF(AD451=\"\",\"\",IF(AE451=1,AreaCi(AK451,AX451),AreaTr(AJ451,AN451,AX451)))","v":""},"",{"$f":"IF(AD451=\"\",\"\",IF(AE451=1,Ynci(AK451,J451,AM451,AO451),YnTr(1,AM451,AJ451,AN451,AO451,J451)))","v":""},{"$f":"IF(AD451=\"\",\"\",IF(AE451=1,Teta1(BB451,AK451),\"-\"))","v":""},{"$f":"IF(AD451=\"\",\"\",IF(AE451=1,AreaCi(AK451,BB451),AreaTr(AJ451,AN451,BB451)))","v":""},{"$f":"IF(AD451=\"\",\"\",IF(AE451=1,FrCi(BF451,9.806,BC451,AK451),FrTr(BF451,9.806,AJ451,AN451,BB451)))","v":""},"",{"$f":"IF(AD451=\"\",\"\",IF(AE451=1,LOOKUP(AI451,'Vmáx(material) - Tab.4.3'!$L$2:$L$11,'Vmáx(material) - Tab.4.3'!$M$2:$M$11),LOOKUP(AI451,'Vmáx(material) - Tab.4.3'!$L$15,'Vmáx(material) - Tab.4.3'!$M$15)))","v":""},{"$f":"IF(AD451=\"\",\"\",VLOOKUP($AH451,'Vmáx(material) - Tab.4.3'!$R$35:$X$41,2))","v":""},{"$f":"IF(AD451=\"\",\"\",VLOOKUP($AH451,'Vmáx(material) - Tab.4.3'!$R$35:$X$41,3))","v":""},{"$f":"IF(AD451=\"\",\"\",VLOOKUP($AH451,'Vmáx(material) - Tab.4.3'!$R$35:$X$41,4))","v":""},{"$f":"IF(AD451=\"\",\"\",VLOOKUP($AH451,'Vmáx(material) - Tab.4.3'!$R$35:$X$41,5))","v":""},{"$f":"IF(AD451=\"\",\"\",VLOOKUP($AH451,'Vmáx(material) - Tab.4.3'!$R$35:$X$41,6))","v":""},{"$f":"IF(AD451=\"\",\"\",IF(AD451=\"\",\"\",VLOOKUP($AH451,'Vmáx(material) - Tab.4.3'!$R$35:$X$41,7)))","v":""},{"$f":"IF(AD451=\"\",\"\",IF(AE451=1,FCi(J451,AK451),FTr(J451,AJ451,AK451)))","v":""},"",{"$f":"IF(AD451=\"\",\"\",Hw(BH451,BI451,BJ451,BK451,BL451,BM451,Z,BN451,AO451,AK451))","v":""},"","","","",{"$f":"IF(AD451=\"\",\"\",ho(BT451,AK451,AX451))","v":""},{"$f":"IF(AD451=\"\",\"\",IF(AE451=1,PeriCi(AK451,BB451),PeriTr(AJ451,AN451,BB451)))","v":""},{"$f":"IF(AD451=\"\",\"\",IF(AE451=1,AreaCi(AK451,BB451),AreaTr(AJ451,AN451,BB451)))","v":""},{"$f":"IF(AD451=\"\",\"\",RhCi(BW451,BV451))","v":""},"",{"$f":"IF(AD451=\"\",\"\",hf(AL451,J451,AM451,BW451,BX451))","v":""},{"$f":"IF(AD451=\"\",\"\",LOOKUP(AP451,Tab.4.5!$J$6:$J$27,Tab.4.5!$L$6:$L$27))","v":""},{"$f":"IF(AD451=\"\",\"\",He(CA451,BY451))","v":""},{"$f":"IF(AD451=\"\",\"\",Hs(BY451))","v":""},{"$f":"IF(AD451=\"\",\"\",Hm(BU451,BZ451,CB451,CC451,AL451,AO451))","v":""},"","","","","","",null,null,null,null,null,null,null,null,null,null,null,null,null,null,null,0,0,0,0,0,{"$f":"IF(CK451=\"\",\"\",IF(CL451=1,YcCi(CR451,J451),YcTr(J451,CQ451,CU451)))","v":""},{"$f":"IF(CK451=\"\",\"\",IF(CL451=1,Teta1(DE451,CR451),\"-\"))","v":""},"","",{"$f":"IF(CK451=\"\",\"\",IF(CL451=1,Ynci(CR451,J451,CT451,CV451),YnTr(1,CT451,CQ451,CU451,CV451,J451)))","v":""},{"$f":"IF(CK451=\"\",\"\",IF(CL451=1,Teta1(DI451,CR451),\"-\"))","v":""},{"$f":"IF(CK451=\"\",\"\",IF(CL451=1,AreaCi(CR451,J451),AreaTr(CQ451,CU451,DI451)))","v":""},{"$f":"IF(CK451=\"\",\"\",IF(CL451=1,FrCi(DM451,9.806,DJ451,CR451),FrTr(DM451,9.806,CQ451,CU451,DI451)))","v":""},"",{"$f":"IF(CK451=\"\",\"\",IF(CL451=1,LOOKUP(CP451,'Vmáx(material) - Tab.4.3'!$L$2:$L$11,'Vmáx(material) - Tab.4.3'!$M$2:$M$11),LOOKUP(CP451,'Vmáx(material) - Tab.4.3'!$L$15,'Vmáx(material) - Tab.4.3'!$M$15)))","v":""},{"$f":"IF(CK451=\"\",\"\",VLOOKUP($CO451,'Vmáx(material) - Tab.4.3'!$R$35:$X$41,2))","v":""},{"$f":"IF(CK451=\"\",\"\",VLOOKUP($CO451,'Vmáx(material) - Tab.4.3'!$R$35:$X$41,3))","v":""},{"$f":"IF(CK451=\"\",\"\",VLOOKUP($CO451,'Vmáx(material) - Tab.4.3'!$R$35:$X$41,4))","v":""},{"$f":"IF(CK451=\"\",\"\",VLOOKUP($CO451,'Vmáx(material) - Tab.4.3'!$R$35:$X$41,5))","v":""},{"$f":"IF(CK451=\"\",\"\",VLOOKUP($CO451,'Vmáx(material) - Tab.4.3'!$R$35:$X$41,6))","v":""},{"$f":"IF(CK451=\"\",\"\",IF(CK451=\"\",\"\",VLOOKUP(CO451,'Vmáx(material) - Tab.4.3'!$R$35:$X$41,7)))","v":""},{"$f":"IF(CK451=\"\",\"\",IF(CL451=1,FCi(J451,CR451),FTr(J451,CQ451,CR451)))","v":""},"",{"$f":"IF(CK451=\"\",\"\",Hw(DO451,DP451,DQ451,DR451,DS451,DT451,Z,DU451,CV451,CR451))","v":""},"","","","","",{"$f":"IF(CK451=\"\",\"\",IF(CL451=1,PeriCi(CR451,DI451),PeriTr(CQ451,CU451,DI451)))","v":""},{"$f":"IF(CK451=\"\",\"\",IF(CL451=1,AreaCi(CR451,DI451),AreaTr(CQ451,CU451,DI451)))","v":""},{"$f":"IF(CK451=\"\",\"\",RhCi(DK451,EC451))","v":""},"",{"$f":"IF(CK451=\"\",\"\",hf(CS451,J451,CT451,DK451,EE451))","v":""},{"$f":"IF(CK451=\"\",\"\",LOOKUP(CW451,Tab.4.5!$J$6:$J$27,Tab.4.5!$L$6:$L$27))","v":""},{"$f":"IF(CK451=\"\",\"\",He(EH451,DM451))","v":""},{"$f":"IF(CK451=\"\",\"\",Hs(DM451))","v":""},{"$f":"IF(CK451=\"\",\"\",Hm(EB451,EG451,EI451,EJ451,CS451,CV451))","v":""},"","","","","","","K45+-45000 () ",{"$f":"IF(B451=\"Existe.\",IF(AE451=1,CONCATENATE(#REF!,AK451,\" m.\"),CONCATENATE(#REF!,AJ451,\" m x \",AK451,\" m.\")),IF(CL451=1,CONCATENATE(#REF!,CR451,\" m.\"),CONCATENATE(#REF!,CQ451,\" m x \",CR451,\" m.\")))","v":{"$error":"#REF!"}},"Concreto, L =  m, S = 0 %.","Cota clave eje= 0 msnm.",null,null,null,"","","","","",{"$f":"IF(EV451=\"\",\"\",VLOOKUP(EY451,'Estructura escalonada'!$D$3:$H$953,2))","v":""},"","","","","",""]
[null,null,null,null,null,null,null,null,null,null,null,0,null,0,null,null,null,null,null,null,{"$f":"IF(K454=\"No\",\"\",IF(O454=\"\",YcCi(P454,N454),YcTr(N454,O454,S454)))","v":{"$error":"#VALUE!"}},{"$f":"IF(K454=\"No\",\"\",IF(O454=\"\",Teta1(U454,P454),\"-\"))","v":{"$error":"#VALUE!"}},{"$error":"#VALUE!"},{"$error":"#VALUE!"},{"$f":"IF(K454=\"No\",\"\",IF(O454=\"\",Ynci(P454,N454,R454,T454),YnTr(1,R454,O454,S454,T454,N454)))","v":{"$error":"#VALUE!"}},{"$f":"IF(K454=\"No\",\"\",IF(O454=\"\",Teta1(Y454,P454),\"-\"))","v":{"$error":"#VALUE!"}},{"$f":"IF(K454=\"No\",\"\",IF(O454=\"\",AreaCi(P454,Y454),AreaTr(O454,S454,Y454)))","v":{"$error":"#VALUE!"}},{"$f":"IF(K454=\"No\",\"\",IF(O454=\"\",FrCi(AC454,9.806,Z454,P454),FrTr(AC454,9.806,O454,S454,Y454)))","v":{"$error":"#VALUE!"}},{"$error":"#VALUE!"},null,null,null,null,null,null,null,null,null,null,null,null,null,null,null,0,0,"","","",{"$f":"IF(AD454=\"\",\"\",IF(AE454=1,YcCi(AK454,J454),YcTr(J454,AJ454,AN454)))","v":""},{"$f":"IF(AD454=\"\",\"\",IF(AE454=1,Teta1(AX454,AK454),\"-\"))","v":""},{"$f":"IF(AD454=\"\",\"\",IF(AE454=1,AreaCi(AK454,AX454),AreaTr(AJ454,AN454,AX454)))","v":""},"",{"$f":"IF(AD454=\"\",\"\",IF(AE454=1,Ynci(AK454,J454,AM454,AO454),YnTr(1,AM454,AJ454,AN454,AO454,J454)))","v":""},{"$f":"IF(AD454=\"\",\"\",IF(AE454=1,Teta1(BB454,AK454),\"-\"))","v":""},{"$f":"IF(AD454=\"\",\"\",IF(AE454=1,AreaCi(AK454,BB454),AreaTr(AJ454,AN454,BB454)))","v":""},{"$f":"IF(AD454=\"\",\"\",IF(AE454=1,FrCi(BF454,9.806,BC454,AK454),FrTr(BF454,9.806,AJ454,AN454,BB454)))","v":""},"",{"$f":"IF(AD454=\"\",\"\",IF(AE454=1,LOOKUP(AI454,'Vmáx(material) - Tab.4.3'!$L$2:$L$11,'Vmáx(material) - Tab.4.3'!$M$2:$M$11),LOOKUP(AI454,'Vmáx(material) - Tab.4.3'!$L$15,'Vmáx(material) - Tab.4.3'!$M$15)))","v":""},{"$f":"IF(AD454=\"\",\"\",VLOOKUP($AH454,'Vmáx(material) - Tab.4.3'!$R$35:$X$41,2))","v":""},{"$f":"IF(AD454=\"\",\"\",VLOOKUP($AH454,'Vmáx(material) - Tab.4.3'!$R$35:$X$41,3))","v":""},{"$f":"IF(AD454=\"\",\"\",VLOOKUP($AH454,'Vmáx(material) - Tab.4.3'!$R$35:$X$41,4))","v":""},{"$f":"IF(AD454=\"\",\"\",VLOOKUP($AH454,'Vmáx(material) - Tab.4.3'!$R$35:$X$41,5))","v":""},{"$f":"IF(AD454=\"\",\"\",VLOOKUP($AH454,'Vmáx(material) - Tab.4.3'!$R$35:$X$41,6))","v":""},{"$f":"IF(AD454=\"\",\"\",IF(AD454=\"\",\"\",VLOOKUP($AH454,'Vmáx(material) - Tab.4.3'!$R$35:$X$41,7)))","v":""},{"$f":"IF(AD454=\"\",\"\",IF(AE454=1,FCi(J454,AK454),FTr(J454,AJ454,AK454)))","v":""},"",{"$f":"IF(AD454=\"\",\"\",Hw(BH454,BI454,BJ454,BK454,BL454,BM454,Z,BN454,AO454,AK454))","v":""},"","","","",{"$f":"IF(AD454=\"\",\"\",ho(BT454,AK454,AX454))","v":""},{"$f":"IF(AD454=\"\",\"\",IF(AE454=1,PeriCi(AK454,BB454),PeriTr(AJ454,AN454,BB454)))","v":""},{"$f":"IF(AD454=\"\",\"\",IF(AE454=1,AreaCi(AK454,BB454),AreaTr(AJ454,AN454,BB454)))","v":""},{"$f":"IF(AD454=\"\",\"\",RhCi(BW454,BV454))","v":""},"",{"$f":"IF(AD454=\"\",\"\",hf(AL454,J454,AM454,BW454,BX454))","v":""},{"$f":"IF(AD454=\"\",\"\",LOOKUP(AP454,Tab.4.5!$J$6:$J$27,Tab.4.5!$L$6:$L$27))","v":""},{"$f":"IF(AD454=\"\",\"\",He(CA454,BY454))","v":""},{"$f":"IF(AD454=\"\",\"\",Hs(BY454))","v":""},{"$f":"IF(AD454=\"\",\"\",Hm(BU454,BZ454,CB454,CC454,AL454,AO454))","v":""},"","","","","","",null,null,null,null,null,null,null,null,null,null,null,null,null,null,null,0,0,0,0,0,{"$f":"IF(CK454=\"\",\"\",IF(CL454=1,YcCi(CR454,J454),YcTr(J454,CQ454,CU454)))","v":""},{"$f":"IF(CK454=\"\",\"\",IF(CL454=1,Teta1(DE454,CR454),\"-\"))","v":""},"","",{"$f":"IF(CK454=\"\",\"\",IF(CL454=1,Ynci(CR454,J454,CT454,CV454),YnTr(1,CT454,CQ454,CU454,CV454,J454)))","v":""},{"$f":"IF(CK454=\"\",\"\",IF(CL454=1,Teta1(DI454,CR454),\"-\"))","v":""},{"$f":"IF(CK454=\"\",\"\",IF(CL454=1,AreaCi(CR454,J454),AreaTr(CQ454,CU454,DI454)))","v":""},{"$f":"IF(CK454=\"\",\"\",IF(CL454=1,FrCi(DM454,9.806,DJ454,CR454),FrTr(DM454,9.806,CQ454,CU454,DI454)))","v":""},"",{"$f":"IF(CK454=\"\",\"\",IF(CL454=1,LOOKUP(CP454,'Vmáx(material) - Tab.4.3'!$L$2:$L$11,'Vmáx(material) - Tab.4.3'!$M$2:$M$11),LOOKUP(CP454,'Vmáx(material) - Tab.4.3'!$L$15,'Vmáx(material) - Tab.4.3'!$M$15)))","v":""},{"$f":"IF(CK454=\"\",\"\",VLOOKUP($CO454,'Vmáx(material) - Tab.4.3'!$R$35:$X$41,2))","v":""},{"$f":"IF(CK454=\"\",\"\",VLOOKUP($CO454,'Vmáx(material) - Tab.4.3'!$R$35:$X$41,3))","v":""},{"$f":"IF(CK454=\"\",\"\",VLOOKUP($CO454,'Vmáx(material) - Tab.4.3'!$R$35:$X$41,4))","v":""},{"$f":"IF(CK454=\"\",\"\",VLOOKUP($CO454,'Vmáx(material) - Tab.4.3'!$R$35:$X$41,5))","v":""},{"$f":"IF(CK454=\"\",\"\",VLOOKUP($CO454,'Vmáx(material) - Tab.4.3'!$R$35:$X$41,6))","v":""},{"$f":"IF(CK454=\"\",\"\",IF(CK454=\"\",\"\",VLOOKUP(CO454,'Vmáx(material) - Tab.4.3'!$R$35:$X$41,7)))","v":""},{"$f":"IF(CK454=\"\",\"\",IF(CL454=1,FCi(J454,CR454),FTr(J454,CQ454,CR454)))","v":""},"",{"$f":"IF(CK454=\"\",\"\",Hw(DO454,DP454,DQ454,DR454,DS454,DT454,Z,DU454,CV454,CR454))","v":""},"","","","","",{"$f":"IF(CK454=\"\",\"\",IF(CL454=1,PeriCi(CR454,DI454),PeriTr(CQ454,CU454,DI454)))","v":""},{"$f":"IF(CK454=\"\",\"\",IF(CL454=1,AreaCi(CR454,DI454),AreaTr(CQ454,CU454,DI454)))","v":""},{"$f":"IF(CK454=\"\",\"\",RhCi(DK454,EC454))","v":""},"",{"$f":"IF(CK454=\"\",\"\",hf(CS454,J454,CT454,DK454,EE454))","v":""},{"$f":"IF(CK454=\"\",\"\",LOOKUP(CW454,Tab.4.5!$J$6:$J$27,Tab.4.5!$L$6:$L$27))","v":""},{"$f":"IF(CK454=\"\",\"\",He(EH454,DM454))","v":""},{"$f":"IF(CK454=\"\",\"\",Hs(DM454))","v":""},{"$f":"IF(CK454=\"\",\"\",Hm(EB454,EG454,EI454,EJ454,CS454,CV454))","v":""},"","","","","","","K45+-45000 () ",{"$f":"IF(B454=\"Existe.\",IF(AE454=1,CONCATENATE(#REF!,AK454,\" m.\"),CONCATENATE(#REF!,AJ454,\" m x \",AK454,\" m.\")),IF(CL454=1,CONCATENATE(#REF!,CR454,\" m.\"),CONCATENATE(#REF!,CQ454,\" m x \",CR454,\" m.\")))","v":{"$error":"#REF!"}},"Concreto, L =  m, S = 0 %.","Cota clave eje= 0 msnm.",null,null,null,"","","","","",{"$f":"IF(EV454=\"\",\"\",VLOOKUP(EY454,'Estructura escalonada'!$D$3:$H$953,2))","v":""},"","","","","",""]
[null,null,null,null,null,null,null,null,null,null,null,0,null,0,null,null,null,null,null,null,{"$f":"IF(K458=\"No\",\"\",IF(O458=\"\",YcCi(P458,N458),YcTr(N458,O458,S458)))","v":{"$error":"#VALUE!"}},{"$f":"IF(K458=\"No\",\"\",IF(O458=\"\",Teta1(U458,P458),\"-\"))","v":{"$error":"#VALUE!"}},{"$error":"#VALUE!"},{"$error":"#VALUE!"},{"$f":"IF(K458=\"No\",\"\",IF(O458=\"\",Ynci(P458,N458,R458,T458),YnTr(1,R458,O458,S458,T458,N458)))","v":{"$error":"#VALUE!"}},{"$f":"IF(K458=\"No\",\"\",IF(O458=\"\",Teta1(Y458,P458),\"-\"))","v":{"$error":"#VALUE!"}},{"$f":"IF(K458=\"No\",\"\",IF(O458=\"\",AreaCi(P458,Y458),AreaTr(O458,S458,Y458)))","v":{"$error":"#VALUE!"}},{"$f":"IF(K458=\"No\",\"\",IF(O458=\"\",FrCi(AC458,9.806,Z458,P458),FrTr(AC458,9.806,O458,S458,Y458)))","v":{"$error":"#VALUE!"}},{"$error":"#VALUE!"},null,null,null,null,null,null,null,null,null,null,null,null,null,null,null,0,0,"","","",{"$f":"IF(AD458=\"\",\"\",IF(AE458=1,YcCi(AK458,J458),YcTr(J458,AJ458,AN458)))","v":""},{"$f":"IF(AD458=\"\",\"\",IF(AE458=1,Teta1(AX458,AK458),\"-\"))","v":""},{"$f":"IF(AD458=\"\",\"\",IF(AE458=1,AreaCi(AK458,AX458),AreaTr(AJ458,AN458,AX458)))","v":""},"",{"$f":"IF(AD458=\"\",\"\",IF(AE458=1,Ynci(AK458,J458,AM458,AO458),YnTr(1,AM458,AJ458,AN458,AO458,J458)))","v":""},{"$f":"IF(AD458=\"\",\"\",IF(AE458=1,Teta1(BB458,AK458),\"-\"))","v":""},{"$f":"IF(AD458=\"\",\"\",IF(AE458=1,AreaCi(AK458,BB458),AreaTr(AJ458,AN458,BB458)))","v":""},{"$f":"IF(AD458=\"\",\"\",IF(AE458=1,FrCi(BF458,9.806,BC458,AK458),FrTr(BF458,9.806,AJ458,AN458,BB458)))","v":""},"",{"$f":"IF(AD458=\"\",\"\",IF(AE458=1,LOOKUP(AI458,'Vmáx(material) - Tab.4.3'!$L$2:$L$11,'Vmáx(material) - Tab.4.3'!$M$2:$M$11),LOOKUP(AI458,'Vmáx(material) - Tab.4.3'!$L$15,'Vmáx(material) - Tab.4.3'!$M$15)))","v":""},{"$f":"IF(AD458=\"\",\"\",VLOOKUP($AH458,'Vmáx(material) - Tab.4.3'!$R$35:$X$41,2))","v":""},{"$f":"IF(AD458=\"\",\"\",VLOOKUP($AH458,'Vmáx(material) - Tab.4.3'!$R$35:$X$41,3))","v":""},{"$f":"IF(AD458=\"\",\"\",VLOOKUP($AH458,'Vmáx(material) - Tab.4.3'!$R$35:$X$41,4))","v":""},{"$f":"IF(AD458=\"\",\"\",VLOOKUP($AH458,'Vmáx(material) - Tab.4.3'!$R$35:$X$41,5))","v":""},{"$f":"IF(AD458=\"\",\"\",VLOOKUP($AH458,'Vmáx(material) - Tab.4.3'!$R$35:$X$41,6))","v":""},{"$f":"IF(AD458=\"\",\"\",IF(AD458=\"\",\"\",VLOOKUP($AH458,'Vmáx(material) - Tab.4.3'!$R$35:$X$41,7)))","v":""},{"$f":"IF(AD458=\"\",\"\",IF(AE458=1,FCi(J458,AK458),FTr(J458,AJ458,AK458)))","v":""},"",{"$f":"IF(AD458=\"\",\"\",Hw(BH458,BI458,BJ458,BK458,BL458,BM458,Z,BN458,AO458,AK458))","v":""},"","","","",{"$f":"IF(AD458=\"\",\"\",ho(BT458,AK458,AX458))","v":""},{"$f":"IF(AD458=\"\",\"\",IF(AE458=1,PeriCi(AK458,BB458),PeriTr(AJ458,AN458,BB458)))","v":""},{"$f":"IF(AD458=\"\",\"\",IF(AE458=1,AreaCi(AK458,BB458),AreaTr(AJ458,AN458,BB458)))","v":""},{"$f":"IF(AD458=\"\",\"\",RhCi(BW458,BV458))","v":""},"",{"$f":"IF(AD458=\"\",\"\",hf(AL458,J458,AM458,BW458,BX458))","v":""},{"$f":"IF(AD458=\"\",\"\",LOOKUP(AP458,Tab.4.5!$J$6:$J$27,Tab.4.5!$L$6:$L$27))","v":""},{"$f":"IF(AD458=\"\",\"\",He(CA458,BY458))","v":""},{"$f":"IF(AD458=\"\",\"\",Hs(BY458))","v":""},{"$f":"IF(AD458=\"\",\"\",Hm(BU458,BZ458,CB458,CC458,AL458,AO458))","v":""},"","","","","","",null,null,null,null,null,null,null,null,null,null,null,null,null,null,null,0,0,0,0,0,{"$f":"IF(CK458=\"\",\"\",IF(CL458=1,YcCi(CR458,J458),YcTr(J458,CQ458,CU458)))","v":""},{"$f":"IF(CK458=\"\",\"\",IF(CL458=1,Teta1(DE458,CR458),\"-\"))","v":""},"","",{"$f":"IF(CK458=\"\",\"\",IF(CL458=1,Ynci(CR458,J458,CT458,CV458),YnTr(1,CT458,CQ458,CU458,CV458,J458)))","v":""},{"$f":"IF(CK458=\"\",\"\",IF(CL458=1,Teta1(DI458,CR458),\"-\"))","v":""},{"$f":"IF(CK458=\"\",\"\",IF(CL458=1,AreaCi(CR458,J458),AreaTr(CQ458,CU458,DI458)))","v":""},{"$f":"IF(CK458=\"\",\"\",IF(CL458=1,FrCi(DM458,9.806,DJ458,CR458),FrTr(DM458,9.806,CQ458,CU458,DI458)))","v":""},"",{"$f":"IF(CK458=\"\",\"\",IF(CL458=1,LOOKUP(CP458,'Vmáx(material) - Tab.4.3'!$L$2:$L$11,'Vmáx(material) - Tab.4.3'!$M$2:$M$11),LOOKUP(CP458,'Vmáx(material) - Tab.4.3'!$L$15,'Vmáx(material) - Tab.4.3'!$M$15)))","v":""},{"$f":"IF(CK458=\"\",\"\",VLOOKUP($CO458,'Vmáx(material) - Tab.4.3'!$R$35:$X$41,2))","v":""},{"$f":"IF(CK458=\"\",\"\",VLOOKUP($CO458,'Vmáx(material) - Tab.4.3'!$R$35:$X$41,3))","v":""},{"$f":"IF(CK458=\"\",\"\",VLOOKUP($CO458,'Vmáx(material) - Tab.4.3'!$R$35:$X$41,4))","v":""},{"$f":"IF(CK458=\"\",\"\",VLOOKUP($CO458,'Vmáx(material) - Tab.4.3'!$R$35:$X$41,5))","v":""},{"$f":"IF(CK458=\"\",\"\",VLOOKUP($CO458,'Vmáx(material) - Tab.4.3'!$R$35:$X$41,6))","v":""},{"$f":"IF(CK458=\"\",\"\",IF(CK458=\"\",\"\",VLOOKUP(CO458,'Vmáx(material) - Tab.4.3'!$R$35:$X$41,7)))","v":""},{"$f":"IF(CK458=\"\",\"\",IF(CL458=1,FCi(J458,CR458),FTr(J458,CQ458,CR458)))","v":""},"",{"$f":"IF(CK458=\"\",\"\",Hw(DO458,DP458,DQ458,DR458,DS458,DT458,Z,DU458,CV458,CR458))","v":""},"","","","","",{"$f":"IF(CK458=\"\",\"\",IF(CL458=1,PeriCi(CR458,DI458),PeriTr(CQ458,CU458,DI458)))","v":""},{"$f":"IF(CK458=\"\",\"\",IF(CL458=1,AreaCi(CR458,DI458),AreaTr(CQ458,CU458,DI458)))","v":""},{"$f":"IF(CK458=\"\",\"\",RhCi(DK458,EC458))","v":""},"",{"$f":"IF(CK458=\"\",\"\",hf(CS458,J458,CT458,DK458,EE458))","v":""},{"$f":"IF(CK458=\"\",\"\",LOOKUP(CW458,Tab.4.5!$J$6:$J$27,Tab.4.5!$L$6:$L$27))","v":""},{"$f":"IF(CK458=\"\",\"\",He(EH458,DM458))","v":""},{"$f":"IF(CK458=\"\",\"\",Hs(DM458))","v":""},{"$f":"IF(CK458=\"\",\"\",Hm(EB458,EG458,EI458,EJ458,CS458,CV458))","v":""},"","","","","","","K45+-45000 () ",{"$f":"IF(B458=\"Existe.\",IF(AE458=1,CONCATENATE(#REF!,AK458,\" m.\"),CONCATENATE(#REF!,AJ458,\" m x \",AK458,\" m.\")),IF(CL458=1,CONCATENATE(#REF!,CR458,\" m.\"),CONCATENATE(#REF!,CQ458,\" m x \",CR458,\" m.\")))","v":{"$error":"#REF!"}},"Concreto, L =  m, S = 0 %.","Cota clave eje= 0 msnm.",null,null,null,"","","","","",{"$f":"IF(EV458=\"\",\"\",VLOOKUP(EY458,'Estructura escalonada'!$D$3:$H$953,2))","v":""},"","","","","",""]
[null,null,null,null,null,null,null,null,null,null,null,0,null,0,null,null,null,null,null,null,{"$f":"IF(K459=\"No\",\"\",IF(O459=\"\",YcCi(P459,N459),YcTr(N459,O459,S459)))","v":{"$error":"#VALUE!"}},{"$f":"IF(K459=\"No\",\"\",IF(O459=\"\",Teta1(U459,P459),\"-\"))","v":{"$error":"#VALUE!"}},{"$error":"#VALUE!"},{"$error":"#VALUE!"},{"$f":"IF(K459=\"No\",\"\",IF(O459=\"\",Ynci(P459,N459,R459,T459),YnTr(1,R459,O459,S459,T459,N459)))","v":{"$error":"#VALUE!"}},{"$f":"IF(K459=\"No\",\"\",IF(O459=\"\",Teta1(Y459,P459),\"-\"))","v":{"$error":"#VALUE!"}},{"$f":"IF(K459=\"No\",\"\",IF(O459=\"\",AreaCi(P459,Y459),AreaTr(O459,S459,Y459)))","v":{"$error":"#VALUE!"}},{"$f":"IF(K459=\"No\",\"\",IF(O459=\"\",FrCi(AC459,9.806,Z459,P459),FrTr(AC459,9.806,O459,S459,Y459)))","v":{"$error":"#VALUE!"}},{"$error":"#VALUE!"},null,null,null,null,null,null,null,null,null,null,null,null,null,null,null,0,0,"","","",{"$f":"IF(AD459=\"\",\"\",IF(AE459=1,YcCi(AK459,J459),YcTr(J459,AJ459,AN459)))","v":""},{"$f":"IF(AD459=\"\",\"\",IF(AE459=1,Teta1(AX459,AK459),\"-\"))","v":""},{"$f":"IF(AD459=\"\",\"\",IF(AE459=1,AreaCi(AK459,AX459),AreaTr(AJ459,AN459,AX459)))","v":""},"",{"$f":"IF(AD459=\"\",\"\",IF(AE459=1,Ynci(AK459,J459,AM459,AO459),YnTr(1,AM459,AJ459,AN459,AO459,J459)))","v":""},{"$f":"IF(AD459=\"\",\"\",IF(AE459=1,Teta1(BB459,AK459),\"-\"))","v":""},{"$f":"IF(AD459=\"\",\"\",IF(AE459=1,AreaCi(AK459,BB459),AreaTr(AJ459,AN459,BB459)))","v":""},{"$f":"IF(AD459=\"\",\"\",IF(AE459=1,FrCi(BF459,9.806,BC459,AK459),FrTr(BF459,9.806,AJ459,AN459,BB459)))","v":""},"",{"$f":"IF(AD459=\"\",\"\",IF(AE459=1,LOOKUP(AI459,'Vmáx(material) - Tab.4.3'!$L$2:$L$11,'Vmáx(material) - Tab.4.3'!$M$2:$M$11),LOOKUP(AI459,'Vmáx(material) - Tab.4.3'!$L$15,'Vmáx(material) - Tab.4.3'!$M$15)))","v":""},{"$f":"IF(AD459=\"\",\"\",VLOOKUP($AH459,'Vmáx(material) - Tab.4.3'!$R$35:$X$41,2))","v":""},{"$f":"IF(AD459=\"\",\"\",VLOOKUP($AH459,'Vmáx(material) - Tab.4.3'!$R$35:$X$41,3))","v":""},{"$f":"IF(AD459=\"\",\"\",VLOOKUP($AH459,'Vmáx(material) - Tab.4.3'!$R$35:$X$41,4))","v":""},{"$f":"IF(AD459=\"\",\"\",VLOOKUP($AH459,'Vmáx(material) - Tab.4.3'!$R$35:$X$41,5))","v":""},{"$f":"IF(AD459=\"\",\"\",VLOOKUP($AH459,'Vmáx(material) - Tab.4.3'!$R$35:$X$41,6))","v":""},{"$f":"IF(AD459=\"\",\"\",IF(AD459=\"\",\"\",VLOOKUP($AH459,'Vmáx(material) - Tab.4.3'!$R$35:$X$41,7)))","v":""},{"$f":"IF(AD459=\"\",\"\",IF(AE459=1,FCi(J459,AK459),FTr(J459,AJ459,AK459)))","v":""},"",{"$f":"IF(AD459=\"\",\"\",Hw(BH459,BI459,BJ459,BK459,BL459,BM459,Z,BN459,AO459,AK459))","v":""},"","","","",{"$f":"IF(AD459=\"\",\"\",ho(BT459,AK459,AX459))","v":""},{"$f":"IF(AD459=\"\",\"\",IF(AE459=1,PeriCi(AK459,BB459),PeriTr(AJ459,AN459,BB459)))","v":""},{"$f":"IF(AD459=\"\",\"\",IF(AE459=1,AreaCi(AK459,BB459),AreaTr(AJ459,AN459,BB459)))","v":""},{"$f":"IF(AD459=\"\",\"\",RhCi(BW459,BV459))","v":""},"",{"$f":"IF(AD459=\"\",\"\",hf(AL459,J459,AM459,BW459,BX459))","v":""},{"$f":"IF(AD459=\"\",\"\",LOOKUP(AP459,Tab.4.5!$J$6:$J$27,Tab.4.5!$L$6:$L$27))","v":""},{"$f":"IF(AD459=\"\",\"\",He(CA459,BY459))","v":""},{"$f":"IF(AD459=\"\",\"\",Hs(BY459))","v":""},{"$f":"IF(AD459=\"\",\"\",Hm(BU459,BZ459,CB459,CC459,AL459,AO459))","v":""},"","","","","","",null,null,null,null,null,null,null,null,null,null,null,null,null,null,null,0,0,0,0,0,{"$f":"IF(CK459=\"\",\"\",IF(CL459=1,YcCi(CR459,J459),YcTr(J459,CQ459,CU459)))","v":""},{"$f":"IF(CK459=\"\",\"\",IF(CL459=1,Teta1(DE459,CR459),\"-\"))","v":""},"","",{"$f":"IF(CK459=\"\",\"\",IF(CL459=1,Ynci(CR459,J459,CT459,CV459),YnTr(1,CT459,CQ459,CU459,CV459,J459)))","v":""},{"$f":"IF(CK459=\"\",\"\",IF(CL459=1,Teta1(DI459,CR459),\"-\"))","v":""},{"$f":"IF(CK459=\"\",\"\",IF(CL459=1,AreaCi(CR459,J459),AreaTr(CQ459,CU459,DI459)))","v":""},{"$f":"IF(CK459=\"\",\"\",IF(CL459=1,FrCi(DM459,9.806,DJ459,CR459),FrTr(DM459,9.806,CQ459,CU459,DI459)))","v":""},"",{"$f":"IF(CK459=\"\",\"\",IF(CL459=1,LOOKUP(CP459,'Vmáx(material) - Tab.4.3'!$L$2:$L$11,'Vmáx(material) - Tab.4.3'!$M$2:$M$11),LOOKUP(CP459,'Vmáx(material) - Tab.4.3'!$L$15,'Vmáx(material) - Tab.4.3'!$M$15)))","v":""},{"$f":"IF(CK459=\"\",\"\",VLOOKUP($CO459,'Vmáx(material) - Tab.4.3'!$R$35:$X$41,2))","v":""},{"$f":"IF(CK459=\"\",\"\",VLOOKUP($CO459,'Vmáx(material) - Tab.4.3'!$R$35:$X$41,3))","v":""},{"$f":"IF(CK459=\"\",\"\",VLOOKUP($CO459,'Vmáx(material) - Tab.4.3'!$R$35:$X$41,4))","v":""},{"$f":"IF(CK459=\"\",\"\",VLOOKUP($CO459,'Vmáx(material) - Tab.4.3'!$R$35:$X$41,5))","v":""},{"$f":"IF(CK459=\"\",\"\",VLOOKUP($CO459,'Vmáx(material) - Tab.4.3'!$R$35:$X$41,6))","v":""},{"$f":"IF(CK459=\"\",\"\",IF(CK459=\"\",\"\",VLOOKUP(CO459,'Vmáx(material) - Tab.4.3'!$R$35:$X$41,7)))","v":""},{"$f":"IF(CK459=\"\",\"\",IF(CL459=1,FCi(J459,CR459),FTr(J459,CQ459,CR459)))","v":""},"",{"$f":"IF(CK459=\"\",\"\",Hw(DO459,DP459,DQ459,DR459,DS459,DT459,Z,DU459,CV459,CR459))","v":""},"","","","","",{"$f":"IF(CK459=\"\",\"\",IF(CL459=1,PeriCi(CR459,DI459),PeriTr(CQ459,CU459,DI459)))","v":""},{"$f":"IF(CK459=\"\",\"\",IF(CL459=1,AreaCi(CR459,DI459),AreaTr(CQ459,CU459,DI459)))","v":""},{"$f":"IF(CK459=\"\",\"\",RhCi(DK459,EC459))","v":""},"",{"$f":"IF(CK459=\"\",\"\",hf(CS459,J459,CT459,DK459,EE459))","v":""},{"$f":"IF(CK459=\"\",\"\",LOOKUP(CW459,Tab.4.5!$J$6:$J$27,Tab.4.5!$L$6:$L$27))","v":""},{"$f":"IF(CK459=\"\",\"\",He(EH459,DM459))","v":""},{"$f":"IF(CK459=\"\",\"\",Hs(DM459))","v":""},{"$f":"IF(CK459=\"\",\"\",Hm(EB459,EG459,EI459,EJ459,CS459,CV459))","v":""},"","","","","","","K45+-45000 () ",{"$f":"IF(B459=\"Existe.\",IF(AE459=1,CONCATENATE(#REF!,AK459,\" m.\"),CONCATENATE(#REF!,AJ459,\" m x \",AK459,\" m.\")),IF(CL459=1,CONCATENATE(#REF!,CR459,\" m.\"),CONCATENATE(#REF!,CQ459,\" m x \",CR459,\" m.\")))","v":{"$error":"#REF!"}},"Concreto, L =  m, S = 0 %.","Cota clave eje= 0 msnm.",null,null,null,"","","","","",{"$f":"IF(EV459=\"\",\"\",VLOOKUP(EY459,'Estructura escalonada'!$D$3:$H$953,2))","v":""},"","","","","",""]
[null,null,null,null,null,null,null,null,null,null,null,0,null,0,null,null,null,null,null,null,{"$f":"IF(K461=\"No\",\"\",IF(O461=\"\",YcCi(P461,N461),YcTr(N461,O461,S461)))","v":{"$error":"#VALUE!"}},{"$f":"IF(K461=\"No\",\"\",IF(O461=\"\",Teta1(U461,P461),\"-\"))","v":{"$error":"#VALUE!"}},{"$error":"#VALUE!"},{"$error":"#VALUE!"},{"$f":"IF(K461=\"No\",\"\",IF(O461=\"\",Ynci(P461,N461,R461,T461),YnTr(1,R461,O461,S461,T461,N461)))","v":{"$error":"#VALUE!"}},{"$f":"IF(K461=\"No\",\"\",IF(O461=\"\",Teta1(Y461,P461),\"-\"))","v":{"$error":"#VALUE!"}},{"$f":"IF(K461=\"No\",\"\",IF(O461=\"\",AreaCi(P461,Y461),AreaTr(O461,S461,Y461)))","v":{"$error":"#VALUE!"}},{"$f":"IF(K461=\"No\",\"\",IF(O461=\"\",FrCi(AC461,9.806,Z461,P461),FrTr(AC461,9.806,O461,S461,Y461)))","v":{"$error":"#VALUE!"}},{"$error":"#VALUE!"},null,null,null,null,null,null,null,null,null,null,null,null,null,null,null,0,0,"","","",{"$f":"IF(AD461=\"\",\"\",IF(AE461=1,YcCi(AK461,J461),YcTr(J461,AJ461,AN461)))","v":""},{"$f":"IF(AD461=\"\",\"\",IF(AE461=1,Teta1(AX461,AK461),\"-\"))","v":""},{"$f":"IF(AD461=\"\",\"\",IF(AE461=1,AreaCi(AK461,AX461),AreaTr(AJ461,AN461,AX461)))","v":""},"",{"$f":"IF(AD461=\"\",\"\",IF(AE461=1,Ynci(AK461,J461,AM461,AO461),YnTr(1,AM461,AJ461,AN461,AO461,J461)))","v":""},{"$f":"IF(AD461=\"\",\"\",IF(AE461=1,Teta1(BB461,AK461),\"-\"))","v":""},{"$f":"IF(AD461=\"\",\"\",IF(AE461=1,AreaCi(AK461,BB461),AreaTr(AJ461,AN461,BB461)))","v":""},{"$f":"IF(AD461=\"\",\"\",IF(AE461=1,FrCi(BF461,9.806,BC461,AK461),FrTr(BF461,9.806,AJ461,AN461,BB461)))","v":""},"",{"$f":"IF(AD461=\"\",\"\",IF(AE461=1,LOOKUP(AI461,'Vmáx(material) - Tab.4.3'!$L$2:$L$11,'Vmáx(material) - Tab.4.3'!$M$2:$M$11),LOOKUP(AI461,'Vmáx(material) - Tab.4.3'!$L$15,'Vmáx(material) - Tab.4.3'!$M$15)))","v":""},{"$f":"IF(AD461=\"\",\"\",VLOOKUP($AH461,'Vmáx(material) - Tab.4.3'!$R$35:$X$41,2))","v":""},{"$f":"IF(AD461=\"\",\"\",VLOOKUP($AH461,'Vmáx(material) - Tab.4.3'!$R$35:$X$41,3))","v":""},{"$f":"IF(AD461=\"\",\"\",VLOOKUP($AH461,'Vmáx(material) - Tab.4.3'!$R$35:$X$41,4))","v":""},{"$f":"IF(AD461=\"\",\"\",VLOOKUP($AH461,'Vmáx(material) - Tab.4.3'!$R$35:$X$41,5))","v":""},{"$f":"IF(AD461=\"\",\"\",VLOOKUP($AH461,'Vmáx(material) - Tab.4.3'!$R$35:$X$41,6))","v":""},{"$f":"IF(AD461=\"\",\"\",IF(AD461=\"\",\"\",VLOOKUP($AH461,'Vmáx(material) - Tab.4.3'!$R$35:$X$41,7)))","v":""},{"$f":"IF(AD461=\"\",\"\",IF(AE461=1,FCi(J461,AK461),FTr(J461,AJ461,AK461)))","v":""},"",{"$f":"IF(AD461=\"\",\"\",Hw(BH461,BI461,BJ461,BK461,BL461,BM461,Z,BN461,AO461,AK461))","v":""},"","","","",{"$f":"IF(AD461=\"\",\"\",ho(BT461,AK461,AX461))","v":""},{"$f":"IF(AD461=\"\",\"\",IF(AE461=1,PeriCi(AK461,BB461),PeriTr(AJ461,AN461,BB461)))","v":""},{"$f":"IF(AD461=\"\",\"\",IF(AE461=1,AreaCi(AK461,BB461),AreaTr(AJ461,AN461,BB461)))","v":""},{"$f":"IF(AD461=\"\",\"\",RhCi(BW461,BV461))","v":""},"",{"$f":"IF(AD461=\"\",\"\",hf(AL461,J461,AM461,BW461,BX461))","v":""},{"$f":"IF(AD461=\"\",\"\",LOOKUP(AP461,Tab.4.5!$J$6:$J$27,Tab.4.5!$L$6:$L$27))","v":""},{"$f":"IF(AD461=\"\",\"\",He(CA461,BY461))","v":""},{"$f":"IF(AD461=\"\",\"\",Hs(BY461))","v":""},{"$f":"IF(AD461=\"\",\"\",Hm(BU461,BZ461,CB461,CC461,AL461,AO461))","v":""},"","","","","","",null,null,null,null,null,null,null,null,null,null,null,null,null,null,null,0,0,0,0,0,{"$f":"IF(CK461=\"\",\"\",IF(CL461=1,YcCi(CR461,J461),YcTr(J461,CQ461,CU461)))","v":""},{"$f":"IF(CK461=\"\",\"\",IF(CL461=1,Teta1(DE461,CR461),\"-\"))","v":""},"","",{"$f":"IF(CK461=\"\",\"\",IF(CL461=1,Ynci(CR461,J461,CT461,CV461),YnTr(1,CT461,CQ461,CU461,CV461,J461)))","v":""},{"$f":"IF(CK461=\"\",\"\",IF(CL461=1,Teta1(DI461,CR461),\"-\"))","v":""},{"$f":"IF(CK461=\"\",\"\",IF(CL461=1,AreaCi(CR461,J461),AreaTr(CQ461,CU461,DI461)))","v":""},{"$f":"IF(CK461=\"\",\"\",IF(CL461=1,FrCi(DM461,9.806,DJ461,CR461),FrTr(DM461,9.806,CQ461,CU461,DI461)))","v":""},"",{"$f":"IF(CK461=\"\",\"\",IF(CL461=1,LOOKUP(CP461,'Vmáx(material) - Tab.4.3'!$L$2:$L$11,'Vmáx(material) - Tab.4.3'!$M$2:$M$11),LOOKUP(CP461,'Vmáx(material) - Tab.4.3'!$L$15,'Vmáx(material) - Tab.4.3'!$M$15)))","v":""},{"$f":"IF(CK461=\"\",\"\",VLOOKUP($CO461,'Vmáx(material) - Tab.4.3'!$R$35:$X$41,2))","v":""},{"$f":"IF(CK461=\"\",\"\",VLOOKUP($CO461,'Vmáx(material) - Tab.4.3'!$R$35:$X$41,3))","v":""},{"$f":"IF(CK461=\"\",\"\",VLOOKUP($CO461,'Vmáx(material) - Tab.4.3'!$R$35:$X$41,4))","v":""},{"$f":"IF(CK461=\"\",\"\",VLOOKUP($CO461,'Vmáx(material) - Tab.4.3'!$R$35:$X$41,5))","v":""},{"$f":"IF(CK461=\"\",\"\",VLOOKUP($CO461,'Vmáx(material) - Tab.4.3'!$R$35:$X$41,6))","v":""},{"$f":"IF(CK461=\"\",\"\",IF(CK461=\"\",\"\",VLOOKUP(CO461,'Vmáx(material) - Tab.4.3'!$R$35:$X$41,7)))","v":""},{"$f":"IF(CK461=\"\",\"\",IF(CL461=1,FCi(J461,CR461),FTr(J461,CQ461,CR461)))","v":""},"",{"$f":"IF(CK461=\"\",\"\",Hw(DO461,DP461,DQ461,DR461,DS461,DT461,Z,DU461,CV461,CR461))","v":""},"","","","","",{"$f":"IF(CK461=\"\",\"\",IF(CL461=1,PeriCi(CR461,DI461),PeriTr(CQ461,CU461,DI461)))","v":""},{"$f":"IF(CK461=\"\",\"\",IF(CL461=1,AreaCi(CR461,DI461),AreaTr(CQ461,CU461,DI461)))","v":""},{"$f":"IF(CK461=\"\",\"\",RhCi(DK461,EC461))","v":""},"",{"$f":"IF(CK461=\"\",\"\",hf(CS461,J461,CT461,DK461,EE461))","v":""},{"$f":"IF(CK461=\"\",\"\",LOOKUP(CW461,Tab.4.5!$J$6:$J$27,Tab.4.5!$L$6:$L$27))","v":""},{"$f":"IF(CK461=\"\",\"\",He(EH461,DM461))","v":""},{"$f":"IF(CK461=\"\",\"\",Hs(DM461))","v":""},{"$f":"IF(CK461=\"\",\"\",Hm(EB461,EG461,EI461,EJ461,CS461,CV461))","v":""},"","","","","","","K45+-45000 () ",{"$f":"IF(B461=\"Existe.\",IF(AE461=1,CONCATENATE(#REF!,AK461,\" m.\"),CONCATENATE(#REF!,AJ461,\" m x \",AK461,\" m.\")),IF(CL461=1,CONCATENATE(#REF!,CR461,\" m.\"),CONCATENATE(#REF!,CQ461,\" m x \",CR461,\" m.\")))","v":{"$error":"#REF!"}},"Concreto, L =  m, S = 0 %.","Cota clave eje= 0 msnm.",null,null,null,"","","","","",{"$f":"IF(EV461=\"\",\"\",VLOOKUP(EY461,'Estructura escalonada'!$D$3:$H$953,2))","v":""},"","","","","",""]
[null,null,null,null,null,null,null,null,null,null,null,0,null,0,null,null,null,null,null,null,{"$f":"IF(K464=\"No\",\"\",IF(O464=\"\",YcCi(P464,N464),YcTr(N464,O464,S464)))","v":{"$error":"#VALUE!"}},{"$f":"IF(K464=\"No\",\"\",IF(O464=\"\",Teta1(U464,P464),\"-\"))","v":{"$error":"#VALUE!"}},{"$error":"#VALUE!"},{"$error":"#VALUE!"},{"$f":"IF(K464=\"No\",\"\",IF(O464=\"\",Ynci(P464,N464,R464,T464),YnTr(1,R464,O464,S464,T464,N464)))","v":{"$error":"#VALUE!"}},{"$f":"IF(K464=\"No\",\"\",IF(O464=\"\",Teta1(Y464,P464),\"-\"))","v":{"$error":"#VALUE!"}},{"$f":"IF(K464=\"No\",\"\",IF(O464=\"\",AreaCi(P464,Y464),AreaTr(O464,S464,Y464)))","v":{"$error":"#VALUE!"}},{"$f":"IF(K464=\"No\",\"\",IF(O464=\"\",FrCi(AC464,9.806,Z464,P464),FrTr(AC464,9.806,O464,S464,Y464)))","v":{"$error":"#VALUE!"}},{"$error":"#VALUE!"},null,null,null,null,null,null,null,null,null,null,null,null,null,null,null,0,0,"","","",{"$f":"IF(AD464=\"\",\"\",IF(AE464=1,YcCi(AK464,J464),YcTr(J464,AJ464,AN464)))","v":""},{"$f":"IF(AD464=\"\",\"\",IF(AE464=1,Teta1(AX464,AK464),\"-\"))","v":""},{"$f":"IF(AD464=\"\",\"\",IF(AE464=1,AreaCi(AK464,AX464),AreaTr(AJ464,AN464,AX464)))","v":""},"",{"$f":"IF(AD464=\"\",\"\",IF(AE464=1,Ynci(AK464,J464,AM464,AO464),YnTr(1,AM464,AJ464,AN464,AO464,J464)))","v":""},{"$f":"IF(AD464=\"\",\"\",IF(AE464=1,Teta1(BB464,AK464),\"-\"))","v":""},{"$f":"IF(AD464=\"\",\"\",IF(AE464=1,AreaCi(AK464,BB464),AreaTr(AJ464,AN464,BB464)))","v":""},{"$f":"IF(AD464=\"\",\"\",IF(AE464=1,FrCi(BF464,9.806,BC464,AK464),FrTr(BF464,9.806,AJ464,AN464,BB464)))","v":""},"",{"$f":"IF(AD464=\"\",\"\",IF(AE464=1,LOOKUP(AI464,'Vmáx(material) - Tab.4.3'!$L$2:$L$11,'Vmáx(material) - Tab.4.3'!$M$2:$M$11),LOOKUP(AI464,'Vmáx(material) - Tab.4.3'!$L$15,'Vmáx(material) - Tab.4.3'!$M$15)))","v":""},{"$f":"IF(AD464=\"\",\"\",VLOOKUP($AH464,'Vmáx(material) - Tab.4.3'!$R$35:$X$41,2))","v":""},{"$f":"IF(AD464=\"\",\"\",VLOOKUP($AH464,'Vmáx(material) - Tab.4.3'!$R$35:$X$41,3))","v":""},{"$f":"IF(AD464=\"\",\"\",VLOOKUP($AH464,'Vmáx(material) - Tab.4.3'!$R$35:$X$41,4))","v":""},{"$f":"IF(AD464=\"\",\"\",VLOOKUP($AH464,'Vmáx(material) - Tab.4.3'!$R$35:$X$41,5))","v":""},{"$f":"IF(AD464=\"\",\"\",VLOOKUP($AH464,'Vmáx(material) - Tab.4.3'!$R$35:$X$41,6))","v":""},{"$f":"IF(AD464=\"\",\"\",IF(AD464=\"\",\"\",VLOOKUP($AH464,'Vmáx(material) - Tab.4.3'!$R$35:$X$41,7)))","v":""},{"$f":"IF(AD464=\"\",\"\",IF(AE464=1,FCi(J464,AK464),FTr(J464,AJ464,AK464)))","v":""},"",{"$f":"IF(AD464=\"\",\"\",Hw(BH464,BI464,BJ464,BK464,BL464,BM464,Z,BN464,AO464,AK464))","v":""},"","","","",{"$f":"IF(AD464=\"\",\"\",ho(BT464,AK464,AX464))","v":""},{"$f":"IF(AD464=\"\",\"\",IF(AE464=1,PeriCi(AK464,BB464),PeriTr(AJ464,AN464,BB464)))","v":""},{"$f":"IF(AD464=\"\",\"\",IF(AE464=1,AreaCi(AK464,BB464),AreaTr(AJ464,AN464,BB464)))","v":""},{"$f":"IF(AD464=\"\",\"\",RhCi(BW464,BV464))","v":""},"",{"$f":"IF(AD464=\"\",\"\",hf(AL464,J464,AM464,BW464,BX464))","v":""},{"$f":"IF(AD464=\"\",\"\",LOOKUP(AP464,Tab.4.5!$J$6:$J$27,Tab.4.5!$L$6:$L$27))","v":""},{"$f":"IF(AD464=\"\",\"\",He(CA464,BY464))","v":""},{"$f":"IF(AD464=\"\",\"\",Hs(BY464))","v":""},{"$f":"IF(AD464=\"\",\"\",Hm(BU464,BZ464,CB464,CC464,AL464,AO464))","v":""},"","","","","","",null,null,null,null,null,null,null,null,null,null,null,null,null,null,null,0,0,0,0,0,{"$f":"IF(CK464=\"\",\"\",IF(CL464=1,YcCi(CR464,J464),YcTr(J464,CQ464,CU464)))","v":""},{"$f":"IF(CK464=\"\",\"\",IF(CL464=1,Teta1(DE464,CR464),\"-\"))","v":""},"","",{"$f":"IF(CK464=\"\",\"\",IF(CL464=1,Ynci(CR464,J464,CT464,CV464),YnTr(1,CT464,CQ464,CU464,CV464,J464)))","v":""},{"$f":"IF(CK464=\"\",\"\",IF(CL464=1,Teta1(DI464,CR464),\"-\"))","v":""},{"$f":"IF(CK464=\"\",\"\",IF(CL464=1,AreaCi(CR464,J464),AreaTr(CQ464,CU464,DI464)))","v":""},{"$f":"IF(CK464=\"\",\"\",IF(CL464=1,FrCi(DM464,9.806,DJ464,CR464),FrTr(DM464,9.806,CQ464,CU464,DI464)))","v":""},"",{"$f":"IF(CK464=\"\",\"\",IF(CL464=1,LOOKUP(CP464,'Vmáx(material) - Tab.4.3'!$L$2:$L$11,'Vmáx(material) - Tab.4.3'!$M$2:$M$11),LOOKUP(CP464,'Vmáx(material) - Tab.4.3'!$L$15,'Vmáx(material) - Tab.4.3'!$M$15)))","v":""},{"$f":"IF(CK464=\"\",\"\",VLOOKUP($CO464,'Vmáx(material) - Tab.4.3'!$R$35:$X$41,2))","v":""},{"$f":"IF(CK464=\"\",\"\",VLOOKUP($CO464,'Vmáx(material) - Tab.4.3'!$R$35:$X$41,3))","v":""},{"$f":"IF(CK464=\"\",\"\",VLOOKUP($CO464,'Vmáx(material) - Tab.4.3'!$R$35:$X$41,4))","v":""},{"$f":"IF(CK464=\"\",\"\",VLOOKUP($CO464,'Vmáx(material) - Tab.4.3'!$R$35:$X$41,5))","v":""},{"$f":"IF(CK464=\"\",\"\",VLOOKUP($CO464,'Vmáx(material) - Tab.4.3'!$R$35:$X$41,6))","v":""},{"$f":"IF(CK464=\"\",\"\",IF(CK464=\"\",\"\",VLOOKUP(CO464,'Vmáx(material) - Tab.4.3'!$R$35:$X$41,7)))","v":""},{"$f":"IF(CK464=\"\",\"\",IF(CL464=1,FCi(J464,CR464),FTr(J464,CQ464,CR464)))","v":""},"",{"$f":"IF(CK464=\"\",\"\",Hw(DO464,DP464,DQ464,DR464,DS464,DT464,Z,DU464,CV464,CR464))","v":""},"","","","","",{"$f":"IF(CK464=\"\",\"\",IF(CL464=1,PeriCi(CR464,DI464),PeriTr(CQ464,CU464,DI464)))","v":""},{"$f":"IF(CK464=\"\",\"\",IF(CL464=1,AreaCi(CR464,DI464),AreaTr(CQ464,CU464,DI464)))","v":""},{"$f":"IF(CK464=\"\",\"\",RhCi(DK464,EC464))","v":""},"",{"$f":"IF(CK464=\"\",\"\",hf(CS464,J464,CT464,DK464,EE464))","v":""},{"$f":"IF(CK464=\"\",\"\",LOOKUP(CW464,Tab.4.5!$J$6:$J$27,Tab.4.5!$L$6:$L$27))","v":""},{"$f":"IF(CK464=\"\",\"\",He(EH464,DM464))","v":""},{"$f":"IF(CK464=\"\",\"\",Hs(DM464))","v":""},{"$f":"IF(CK464=\"\",\"\",Hm(EB464,EG464,EI464,EJ464,CS464,CV464))","v":""},"","","","","","","K45+-45000 () ",{"$f":"IF(B464=\"Existe.\",IF(AE464=1,CONCATENATE(#REF!,AK464,\" m.\"),CONCATENATE(#REF!,AJ464,\" m x \",AK464,\" m.\")),IF(CL464=1,CONCATENATE(#REF!,CR464,\" m.\"),CONCATENATE(#REF!,CQ464,\" m x \",CR464,\" m.\")))","v":{"$error":"#REF!"}},"Concreto, L =  m, S = 0 %.","Cota clave eje= 0 msnm.",null,null,null,"","","","","",{"$f":"IF(EV464=\"\",\"\",VLOOKUP(EY464,'Estructura escalonada'!$D$3:$H$953,2))","v":""},"","","","","",""]
[null,null,null,null,null,null,null,null,null,null,null,0,null,0,null,null,null,null,null,null,{"$f":"IF(K467=\"No\",\"\",IF(O467=\"\",YcCi(P467,N467),YcTr(N467,O467,S467)))","v":{"$error":"#VALUE!"}},{"$f":"IF(K467=\"No\",\"\",IF(O467=\"\",Teta1(U467,P467),\"-\"))","v":{"$error":"#VALUE!"}},{"$error":"#VALUE!"},{"$error":"#VALUE!"},{"$f":"IF(K467=\"No\",\"\",IF(O467=\"\",Ynci(P467,N467,R467,T467),YnTr(1,R467,O467,S467,T467,N467)))","v":{"$error":"#VALUE!"}},{"$f":"IF(K467=\"No\",\"\",IF(O467=\"\",Teta1(Y467,P467),\"-\"))","v":{"$error":"#VALUE!"}},{"$f":"IF(K467=\"No\",\"\",IF(O467=\"\",AreaCi(P467,Y467),AreaTr(O467,S467,Y467)))","v":{"$error":"#VALUE!"}},{"$f":"IF(K467=\"No\",\"\",IF(O467=\"\",FrCi(AC467,9.806,Z467,P467),FrTr(AC467,9.806,O467,S467,Y467)))","v":{"$error":"#VALUE!"}},{"$error":"#VALUE!"},null,null,null,null,null,null,null,null,null,null,null,null,null,null,null,0,0,"","","",{"$f":"IF(AD467=\"\",\"\",IF(AE467=1,YcCi(AK467,J467),YcTr(J467,AJ467,AN467)))","v":""},{"$f":"IF(AD467=\"\",\"\",IF(AE467=1,Teta1(AX467,AK467),\"-\"))","v":""},{"$f":"IF(AD467=\"\",\"\",IF(AE467=1,AreaCi(AK467,AX467),AreaTr(AJ467,AN467,AX467)))","v":""},"",{"$f":"IF(AD467=\"\",\"\",IF(AE467=1,Ynci(AK467,J467,AM467,AO467),YnTr(1,AM467,AJ467,AN467,AO467,J467)))","v":""},{"$f":"IF(AD467=\"\",\"\",IF(AE467=1,Teta1(BB467,AK467),\"-\"))","v":""},{"$f":"IF(AD467=\"\",\"\",IF(AE467=1,AreaCi(AK467,BB467),AreaTr(AJ467,AN467,BB467)))","v":""},{"$f":"IF(AD467=\"\",\"\",IF(AE467=1,FrCi(BF467,9.806,BC467,AK467),FrTr(BF467,9.806,AJ467,AN467,BB467)))","v":""},"",{"$f":"IF(AD467=\"\",\"\",IF(AE467=1,LOOKUP(AI467,'Vmáx(material) - Tab.4.3'!$L$2:$L$11,'Vmáx(material) - Tab.4.3'!$M$2:$M$11),LOOKUP(AI467,'Vmáx(material) - Tab.4.3'!$L$15,'Vmáx(material) - Tab.4.3'!$M$15)))","v":""},{"$f":"IF(AD467=\"\",\"\",VLOOKUP($AH467,'Vmáx(material) - Tab.4.3'!$R$35:$X$41,2))","v":""},{"$f":"IF(AD467=\"\",\"\",VLOOKUP($AH467,'Vmáx(material) - Tab.4.3'!$R$35:$X$41,3))","v":""},{"$f":"IF(AD467=\"\",\"\",VLOOKUP($AH467,'Vmáx(material) - Tab.4.3'!$R$35:$X$41,4))","v":""},{"$f":"IF(AD467=\"\",\"\",VLOOKUP($AH467,'Vmáx(material) - Tab.4.3'!$R$35:$X$41,5))","v":""},{"$f":"IF(AD467=\"\",\"\",VLOOKUP($AH467,'Vmáx(material) - Tab.4.3'!$R$35:$X$41,6))","v":""},{"$f":"IF(AD467=\"\",\"\",IF(AD467=\"\",\"\",VLOOKUP($AH467,'Vmáx(material) - Tab.4.3'!$R$35:$X$41,7)))","v":""},{"$f":"IF(AD467=\"\",\"\",IF(AE467=1,FCi(J467,AK467),FTr(J467,AJ467,AK467)))","v":""},"",{"$f":"IF(AD467=\"\",\"\",Hw(BH467,BI467,BJ467,BK467,BL467,BM467,Z,BN467,AO467,AK467))","v":""},"","","","",{"$f":"IF(AD467=\"\",\"\",ho(BT467,AK467,AX467))","v":""},{"$f":"IF(AD467=\"\",\"\",IF(AE467=1,PeriCi(AK467,BB467),PeriTr(AJ467,AN467,BB467)))","v":""},{"$f":"IF(AD467=\"\",\"\",IF(AE467=1,AreaCi(AK467,BB467),AreaTr(AJ467,AN467,BB467)))","v":""},{"$f":"IF(AD467=\"\",\"\",RhCi(BW467,BV467))","v":""},"",{"$f":"IF(AD467=\"\",\"\",hf(AL467,J467,AM467,BW467,BX467))","v":""},{"$f":"IF(AD467=\"\",\"\",LOOKUP(AP467,Tab.4.5!$J$6:$J$27,Tab.4.5!$L$6:$L$27))","v":""},{"$f":"IF(AD467=\"\",\"\",He(CA467,BY467))","v":""},{"$f":"IF(AD467=\"\",\"\",Hs(BY467))","v":""},{"$f":"IF(AD467=\"\",\"\",Hm(BU467,BZ467,CB467,CC467,AL467,AO467))","v":""},"","","","","","",null,null,null,null,null,null,null,null,null,null,null,null,null,null,null,0,0,0,0,0,{"$f":"IF(CK467=\"\",\"\",IF(CL467=1,YcCi(CR467,J467),YcTr(J467,CQ467,CU467)))","v":""},{"$f":"IF(CK467=\"\",\"\",IF(CL467=1,Teta1(DE467,CR467),\"-\"))","v":""},"","",{"$f":"IF(CK467=\"\",\"\",IF(CL467=1,Ynci(CR467,J467,CT467,CV467),YnTr(1,CT467,CQ467,CU467,CV467,J467)))","v":""},{"$f":"IF(CK467=\"\",\"\",IF(CL467=1,Teta1(DI467,CR467),\"-\"))","v":""},{"$f":"IF(CK467=\"\",\"\",IF(CL467=1,AreaCi(CR467,J467),AreaTr(CQ467,CU467,DI467)))","v":""},{"$f":"IF(CK467=\"\",\"\",IF(CL467=1,FrCi(DM467,9.806,DJ467,CR467),FrTr(DM467,9.806,CQ467,CU467,DI467)))","v":""},"",{"$f":"IF(CK467=\"\",\"\",IF(CL467=1,LOOKUP(CP467,'Vmáx(material) - Tab.4.3'!$L$2:$L$11,'Vmáx(material) - Tab.4.3'!$M$2:$M$11),LOOKUP(CP467,'Vmáx(material) - Tab.4.3'!$L$15,'Vmáx(material) - Tab.4.3'!$M$15)))","v":""},{"$f":"IF(CK467=\"\",\"\",VLOOKUP($CO467,'Vmáx(material) - Tab.4.3'!$R$35:$X$41,2))","v":""},{"$f":"IF(CK467=\"\",\"\",VLOOKUP($CO467,'Vmáx(material) - Tab.4.3'!$R$35:$X$41,3))","v":""},{"$f":"IF(CK467=\"\",\"\",VLOOKUP($CO467,'Vmáx(material) - Tab.4.3'!$R$35:$X$41,4))","v":""},{"$f":"IF(CK467=\"\",\"\",VLOOKUP($CO467,'Vmáx(material) - Tab.4.3'!$R$35:$X$41,5))","v":""},{"$f":"IF(CK467=\"\",\"\",VLOOKUP($CO467,'Vmáx(material) - Tab.4.3'!$R$35:$X$41,6))","v":""},{"$f":"IF(CK467=\"\",\"\",IF(CK467=\"\",\"\",VLOOKUP(CO467,'Vmáx(material) - Tab.4.3'!$R$35:$X$41,7)))","v":""},{"$f":"IF(CK467=\"\",\"\",IF(CL467=1,FCi(J467,CR467),FTr(J467,CQ467,CR467)))","v":""},"",{"$f":"IF(CK467=\"\",\"\",Hw(DO467,DP467,DQ467,DR467,DS467,DT467,Z,DU467,CV467,CR467))","v":""},"","","","","",{"$f":"IF(CK467=\"\",\"\",IF(CL467=1,PeriCi(CR467,DI467),PeriTr(CQ467,CU467,DI467)))","v":""},{"$f":"IF(CK467=\"\",\"\",IF(CL467=1,AreaCi(CR467,DI467),AreaTr(CQ467,CU467,DI467)))","v":""},{"$f":"IF(CK467=\"\",\"\",RhCi(DK467,EC467))","v":""},"",{"$f":"IF(CK467=\"\",\"\",hf(CS467,J467,CT467,DK467,EE467))","v":""},{"$f":"IF(CK467=\"\",\"\",LOOKUP(CW467,Tab.4.5!$J$6:$J$27,Tab.4.5!$L$6:$L$27))","v":""},{"$f":"IF(CK467=\"\",\"\",He(EH467,DM467))","v":""},{"$f":"IF(CK467=\"\",\"\",Hs(DM467))","v":""},{"$f":"IF(CK467=\"\",\"\",Hm(EB467,EG467,EI467,EJ467,CS467,CV467))","v":""},"","","","","","","K45+-45000 () ",{"$f":"IF(B467=\"Existe.\",IF(AE467=1,CONCATENATE(#REF!,AK467,\" m.\"),CONCATENATE(#REF!,AJ467,\" m x \",AK467,\" m.\")),IF(CL467=1,CONCATENATE(#REF!,CR467,\" m.\"),CONCATENATE(#REF!,CQ467,\" m x \",CR467,\" m.\")))","v":{"$error":"#REF!"}},"Concreto, L =  m, S = 0 %.","Cota clave eje= 0 msnm.",null,null,null,"","","","","",{"$f":"IF(EV467=\"\",\"\",VLOOKUP(EY467,'Estructura escalonada'!$D$3:$H$953,2))","v":""},"","","","","",""]
[null,null,null,null,null,null,null,null,null,null,null,0,null,0,null,null,null,null,null,null,{"$f":"IF(K471=\"No\",\"\",IF(O471=\"\",YcCi(P471,N471),YcTr(N471,O471,S471)))","v":{"$error":"#VALUE!"}},{"$f":"IF(K471=\"No\",\"\",IF(O471=\"\",Teta1(U471,P471),\"-\"))","v":{"$error":"#VALUE!"}},{"$error":"#VALUE!"},{"$error":"#VALUE!"},{"$f":"IF(K471=\"No\",\"\",IF(O471=\"\",Ynci(P471,N471,R471,T471),YnTr(1,R471,O471,S471,T471,N471)))","v":{"$error":"#VALUE!"}},{"$f":"IF(K471=\"No\",\"\",IF(O471=\"\",Teta1(Y471,P471),\"-\"))","v":{"$error":"#VALUE!"}},{"$f":"IF(K471=\"No\",\"\",IF(O471=\"\",AreaCi(P471,Y471),AreaTr(O471,S471,Y471)))","v":{"$error":"#VALUE!"}},{"$f":"IF(K471=\"No\",\"\",IF(O471=\"\",FrCi(AC471,9.806,Z471,P471),FrTr(AC471,9.806,O471,S471,Y471)))","v":{"$error":"#VALUE!"}},{"$error":"#VALUE!"},null,null,null,null,null,null,null,null,null,null,null,null,null,null,null,0,0,"","","",{"$f":"IF(AD471=\"\",\"\",IF(AE471=1,YcCi(AK471,J471),YcTr(J471,AJ471,AN471)))","v":""},{"$f":"IF(AD471=\"\",\"\",IF(AE471=1,Teta1(AX471,AK471),\"-\"))","v":""},{"$f":"IF(AD471=\"\",\"\",IF(AE471=1,AreaCi(AK471,AX471),AreaTr(AJ471,AN471,AX471)))","v":""},"",{"$f":"IF(AD471=\"\",\"\",IF(AE471=1,Ynci(AK471,J471,AM471,AO471),YnTr(1,AM471,AJ471,AN471,AO471,J471)))","v":""},{"$f":"IF(AD471=\"\",\"\",IF(AE471=1,Teta1(BB471,AK471),\"-\"))","v":""},{"$f":"IF(AD471=\"\",\"\",IF(AE471=1,AreaCi(AK471,BB471),AreaTr(AJ471,AN471,BB471)))","v":""},{"$f":"IF(AD471=\"\",\"\",IF(AE471=1,FrCi(BF471,9.806,BC471,AK471),FrTr(BF471,9.806,AJ471,AN471,BB471)))","v":""},"",{"$f":"IF(AD471=\"\",\"\",IF(AE471=1,LOOKUP(AI471,'Vmáx(material) - Tab.4.3'!$L$2:$L$11,'Vmáx(material) - Tab.4.3'!$M$2:$M$11),LOOKUP(AI471,'Vmáx(material) - Tab.4.3'!$L$15,'Vmáx(material) - Tab.4.3'!$M$15)))","v":""},{"$f":"IF(AD471=\"\",\"\",VLOOKUP($AH471,'Vmáx(material) - Tab.4.3'!$R$35:$X$41,2))","v":""},{"$f":"IF(AD471=\"\",\"\",VLOOKUP($AH471,'Vmáx(material) - Tab.4.3'!$R$35:$X$41,3))","v":""},{"$f":"IF(AD471=\"\",\"\",VLOOKUP($AH471,'Vmáx(material) - Tab.4.3'!$R$35:$X$41,4))","v":""},{"$f":"IF(AD471=\"\",\"\",VLOOKUP($AH471,'Vmáx(material) - Tab.4.3'!$R$35:$X$41,5))","v":""},{"$f":"IF(AD471=\"\",\"\",VLOOKUP($AH471,'Vmáx(material) - Tab.4.3'!$R$35:$X$41,6))","v":""},{"$f":"IF(AD471=\"\",\"\",IF(AD471=\"\",\"\",VLOOKUP($AH471,'Vmáx(material) - Tab.4.3'!$R$35:$X$41,7)))","v":""},{"$f":"IF(AD471=\"\",\"\",IF(AE471=1,FCi(J471,AK471),FTr(J471,AJ471,AK471)))","v":""},"",{"$f":"IF(AD471=\"\",\"\",Hw(BH471,BI471,BJ471,BK471,BL471,BM471,Z,BN471,AO471,AK471))","v":""},"","","","",{"$f":"IF(AD471=\"\",\"\",ho(BT471,AK471,AX471))","v":""},{"$f":"IF(AD471=\"\",\"\",IF(AE471=1,PeriCi(AK471,BB471),PeriTr(AJ471,AN471,BB471)))","v":""},{"$f":"IF(AD471=\"\",\"\",IF(AE471=1,AreaCi(AK471,BB471),AreaTr(AJ471,AN471,BB471)))","v":""},{"$f":"IF(AD471=\"\",\"\",RhCi(BW471,BV471))","v":""},"",{"$f":"IF(AD471=\"\",\"\",hf(AL471,J471,AM471,BW471,BX471))","v":""},{"$f":"IF(AD471=\"\",\"\",LOOKUP(AP471,Tab.4.5!$J$6:$J$27,Tab.4.5!$L$6:$L$27))","v":""},{"$f":"IF(AD471=\"\",\"\",He(CA471,BY471))","v":""},{"$f":"IF(AD471=\"\",\"\",Hs(BY471))","v":""},{"$f":"IF(AD471=\"\",\"\",Hm(BU471,BZ471,CB471,CC471,AL471,AO471))","v":""},"","","","","","",null,null,null,null,null,null,null,null,null,null,null,null,null,null,null,0,0,0,0,0,{"$f":"IF(CK471=\"\",\"\",IF(CL471=1,YcCi(CR471,J471),YcTr(J471,CQ471,CU471)))","v":""},{"$f":"IF(CK471=\"\",\"\",IF(CL471=1,Teta1(DE471,CR471),\"-\"))","v":""},"","",{"$f":"IF(CK471=\"\",\"\",IF(CL471=1,Ynci(CR471,J471,CT471,CV471),YnTr(1,CT471,CQ471,CU471,CV471,J471)))","v":""},{"$f":"IF(CK471=\"\",\"\",IF(CL471=1,Teta1(DI471,CR471),\"-\"))","v":""},{"$f":"IF(CK471=\"\",\"\",IF(CL471=1,AreaCi(CR471,J471),AreaTr(CQ471,CU471,DI471)))","v":""},{"$f":"IF(CK471=\"\",\"\",IF(CL471=1,FrCi(DM471,9.806,DJ471,CR471),FrTr(DM471,9.806,CQ471,CU471,DI471)))","v":""},"",{"$f":"IF(CK471=\"\",\"\",IF(CL471=1,LOOKUP(CP471,'Vmáx(material) - Tab.4.3'!$L$2:$L$11,'Vmáx(material) - Tab.4.3'!$M$2:$M$11),LOOKUP(CP471,'Vmáx(material) - Tab.4.3'!$L$15,'Vmáx(material) - Tab.4.3'!$M$15)))","v":""},{"$f":"IF(CK471=\"\",\"\",VLOOKUP($CO471,'Vmáx(material) - Tab.4.3'!$R$35:$X$41,2))","v":""},{"$f":"IF(CK471=\"\",\"\",VLOOKUP($CO471,'Vmáx(material) - Tab.4.3'!$R$35:$X$41,3))","v":""},{"$f":"IF(CK471=\"\",\"\",VLOOKUP($CO471,'Vmáx(material) - Tab.4.3'!$R$35:$X$41,4))","v":""},{"$f":"IF(CK471=\"\",\"\",VLOOKUP($CO471,'Vmáx(material) - Tab.4.3'!$R$35:$X$41,5))","v":""},{"$f":"IF(CK471=\"\",\"\",VLOOKUP($CO471,'Vmáx(material) - Tab.4.3'!$R$35:$X$41,6))","v":""},{"$f":"IF(CK471=\"\",\"\",IF(CK471=\"\",\"\",VLOOKUP(CO471,'Vmáx(material) - Tab.4.3'!$R$35:$X$41,7)))","v":""},{"$f":"IF(CK471=\"\",\"\",IF(CL471=1,FCi(J471,CR471),FTr(J471,CQ471,CR471)))","v":""},"",{"$f":"IF(CK471=\"\",\"\",Hw(DO471,DP471,DQ471,DR471,DS471,DT471,Z,DU471,CV471,CR471))","v":""},"","","","","",{"$f":"IF(CK471=\"\",\"\",IF(CL471=1,PeriCi(CR471,DI471),PeriTr(CQ471,CU471,DI471)))","v":""},{"$f":"IF(CK471=\"\",\"\",IF(CL471=1,AreaCi(CR471,DI471),AreaTr(CQ471,CU471,DI471)))","v":""},{"$f":"IF(CK471=\"\",\"\",RhCi(DK471,EC471))","v":""},"",{"$f":"IF(CK471=\"\",\"\",hf(CS471,J471,CT471,DK471,EE471))","v":""},{"$f":"IF(CK471=\"\",\"\",LOOKUP(CW471,Tab.4.5!$J$6:$J$27,Tab.4.5!$L$6:$L$27))","v":""},{"$f":"IF(CK471=\"\",\"\",He(EH471,DM471))","v":""},{"$f":"IF(CK471=\"\",\"\",Hs(DM471))","v":""},{"$f":"IF(CK471=\"\",\"\",Hm(EB471,EG471,EI471,EJ471,CS471,CV471))","v":""},"","","","","","","K45+-45000 () ",{"$f":"IF(B471=\"Existe.\",IF(AE471=1,CONCATENATE(#REF!,AK471,\" m.\"),CONCATENATE(#REF!,AJ471,\" m x \",AK471,\" m.\")),IF(CL471=1,CONCATENATE(#REF!,CR471,\" m.\"),CONCATENATE(#REF!,CQ471,\" m x \",CR471,\" m.\")))","v":{"$error":"#REF!"}},"Concreto, L =  m, S = 0 %.","Cota clave eje= 0 msnm.",null,null,null,"","","","","",{"$f":"IF(EV471=\"\",\"\",VLOOKUP(EY471,'Estructura escalonada'!$D$3:$H$953,2))","v":""},"","","","","",""]
[null,null,null,null,null,null,null,null,null,null,null,0,null,0,null,null,null,null,null,null,{"$f":"IF(K474=\"No\",\"\",IF(O474=\"\",YcCi(P474,N474),YcTr(N474,O474,S474)))","v":{"$error":"#VALUE!"}},{"$f":"IF(K474=\"No\",\"\",IF(O474=\"\",Teta1(U474,P474),\"-\"))","v":{"$error":"#VALUE!"}},{"$error":"#VALUE!"},{"$error":"#VALUE!"},{"$f":"IF(K474=\"No\",\"\",IF(O474=\"\",Ynci(P474,N474,R474,T474),YnTr(1,R474,O474,S474,T474,N474)))","v":{"$error":"#VALUE!"}},{"$f":"IF(K474=\"No\",\"\",IF(O474=\"\",Teta1(Y474,P474),\"-\"))","v":{"$error":"#VALUE!"}},{"$f":"IF(K474=\"No\",\"\",IF(O474=\"\",AreaCi(P474,Y474),AreaTr(O474,S474,Y474)))","v":{"$error":"#VALUE!"}},{"$f":"IF(K474=\"No\",\"\",IF(O474=\"\",FrCi(AC474,9.806,Z474,P474),FrTr(AC474,9.806,O474,S474,Y474)))","v":{"$error":"#VALUE!"}},{"$error":"#VALUE!"},null,null,null,null,null,null,null,null,null,null,null,null,null,null,null,0,0,"","","",{"$f":"IF(AD474=\"\",\"\",IF(AE474=1,YcCi(AK474,J474),YcTr(J474,AJ474,AN474)))","v":""},{"$f":"IF(AD474=\"\",\"\",IF(AE474=1,Teta1(AX474,AK474),\"-\"))","v":""},{"$f":"IF(AD474=\"\",\"\",IF(AE474=1,AreaCi(AK474,AX474),AreaTr(AJ474,AN474,AX474)))","v":""},"",{"$f":"IF(AD474=\"\",\"\",IF(AE474=1,Ynci(AK474,J474,AM474,AO474),YnTr(1,AM474,AJ474,AN474,AO474,J474)))","v":""},{"$f":"IF(AD474=\"\",\"\",IF(AE474=1,Teta1(BB474,AK474),\"-\"))","v":""},{"$f":"IF(AD474=\"\",\"\",IF(AE474=1,AreaCi(AK474,BB474),AreaTr(AJ474,AN474,BB474)))","v":""},{"$f":"IF(AD474=\"\",\"\",IF(AE474=1,FrCi(BF474,9.806,BC474,AK474),FrTr(BF474,9.806,AJ474,AN474,BB474)))","v":""},"",{"$f":"IF(AD474=\"\",\"\",IF(AE474=1,LOOKUP(AI474,'Vmáx(material) - Tab.4.3'!$L$2:$L$11,'Vmáx(material) - Tab.4.3'!$M$2:$M$11),LOOKUP(AI474,'Vmáx(material) - Tab.4.3'!$L$15,'Vmáx(material) - Tab.4.3'!$M$15)))","v":""},{"$f":"IF(AD474=\"\",\"\",VLOOKUP($AH474,'Vmáx(material) - Tab.4.3'!$R$35:$X$41,2))","v":""},{"$f":"IF(AD474=\"\",\"\",VLOOKUP($AH474,'Vmáx(material) - Tab.4.3'!$R$35:$X$41,3))","v":""},{"$f":"IF(AD474=\"\",\"\",VLOOKUP($AH474,'Vmáx(material) - Tab.4.3'!$R$35:$X$41,4))","v":""},{"$f":"IF(AD474=\"\",\"\",VLOOKUP($AH474,'Vmáx(material) - Tab.4.3'!$R$35:$X$41,5))","v":""},{"$f":"IF(AD474=\"\",\"\",VLOOKUP($AH474,'Vmáx(material) - Tab.4.3'!$R$35:$X$41,6))","v":""},{"$f":"IF(AD474=\"\",\"\",IF(AD474=\"\",\"\",VLOOKUP($AH474,'Vmáx(material) - Tab.4.3'!$R$35:$X$41,7)))","v":""},{"$f":"IF(AD474=\"\",\"\",IF(AE474=1,FCi(J474,AK474),FTr(J474,AJ474,AK474)))","v":""},"",{"$f":"IF(AD474=\"\",\"\",Hw(BH474,BI474,BJ474,BK474,BL474,BM474,Z,BN474,AO474,AK474))","v":""},"","","","",{"$f":"IF(AD474=\"\",\"\",ho(BT474,AK474,AX474))","v":""},{"$f":"IF(AD474=\"\",\"\",IF(AE474=1,PeriCi(AK474,BB474),PeriTr(AJ474,AN474,BB474)))","v":""},{"$f":"IF(AD474=\"\",\"\",IF(AE474=1,AreaCi(AK474,BB474),AreaTr(AJ474,AN474,BB474)))","v":""},{"$f":"IF(AD474=\"\",\"\",RhCi(BW474,BV474))","v":""},"",{"$f":"IF(AD474=\"\",\"\",hf(AL474,J474,AM474,BW474,BX474))","v":""},{"$f":"IF(AD474=\"\",\"\",LOOKUP(AP474,Tab.4.5!$J$6:$J$27,Tab.4.5!$L$6:$L$27))","v":""},{"$f":"IF(AD474=\"\",\"\",He(CA474,BY474))","v":""},{"$f":"IF(AD474=\"\",\"\",Hs(BY474))","v":""},{"$f":"IF(AD474=\"\",\"\",Hm(BU474,BZ474,CB474,CC474,AL474,AO474))","v":""},"","","","","","",null,null,null,null,null,null,null,null,null,null,null,null,null,null,null,0,0,0,0,0,{"$f":"IF(CK474=\"\",\"\",IF(CL474=1,YcCi(CR474,J474),YcTr(J474,CQ474,CU474)))","v":""},{"$f":"IF(CK474=\"\",\"\",IF(CL474=1,Teta1(DE474,CR474),\"-\"))","v":""},"","",{"$f":"IF(CK474=\"\",\"\",IF(CL474=1,Ynci(CR474,J474,CT474,CV474),YnTr(1,CT474,CQ474,CU474,CV474,J474)))","v":""},{"$f":"IF(CK474=\"\",\"\",IF(CL474=1,Teta1(DI474,CR474),\"-\"))","v":""},{"$f":"IF(CK474=\"\",\"\",IF(CL474=1,AreaCi(CR474,J474),AreaTr(CQ474,CU474,DI474)))","v":""},{"$f":"IF(CK474=\"\",\"\",IF(CL474=1,FrCi(DM474,9.806,DJ474,CR474),FrTr(DM474,9.806,CQ474,CU474,DI474)))","v":""},"",{"$f":"IF(CK474=\"\",\"\",IF(CL474=1,LOOKUP(CP474,'Vmáx(material) - Tab.4.3'!$L$2:$L$11,'Vmáx(material) - Tab.4.3'!$M$2:$M$11),LOOKUP(CP474,'Vmáx(material) - Tab.4.3'!$L$15,'Vmáx(material) - Tab.4.3'!$M$15)))","v":""},{"$f":"IF(CK474=\"\",\"\",VLOOKUP($CO474,'Vmáx(material) - Tab.4.3'!$R$35:$X$41,2))","v":""},{"$f":"IF(CK474=\"\",\"\",VLOOKUP($CO474,'Vmáx(material) - Tab.4.3'!$R$35:$X$41,3))","v":""},{"$f":"IF(CK474=\"\",\"\",VLOOKUP($CO474,'Vmáx(material) - Tab.4.3'!$R$35:$X$41,4))","v":""},{"$f":"IF(CK474=\"\",\"\",VLOOKUP($CO474,'Vmáx(material) - Tab.4.3'!$R$35:$X$41,5))","v":""},{"$f":"IF(CK474=\"\",\"\",VLOOKUP($CO474,'Vmáx(material) - Tab.4.3'!$R$35:$X$41,6))","v":""},{"$f":"IF(CK474=\"\",\"\",IF(CK474=\"\",\"\",VLOOKUP(CO474,'Vmáx(material) - Tab.4.3'!$R$35:$X$41,7)))","v":""},{"$f":"IF(CK474=\"\",\"\",IF(CL474=1,FCi(J474,CR474),FTr(J474,CQ474,CR474)))","v":""},"",{"$f":"IF(CK474=\"\",\"\",Hw(DO474,DP474,DQ474,DR474,DS474,DT474,Z,DU474,CV474,CR474))","v":""},"","","","","",{"$f":"IF(CK474=\"\",\"\",IF(CL474=1,PeriCi(CR474,DI474),PeriTr(CQ474,CU474,DI474)))","v":""},{"$f":"IF(CK474=\"\",\"\",IF(CL474=1,AreaCi(CR474,DI474),AreaTr(CQ474,CU474,DI474)))","v":""},{"$f":"IF(CK474=\"\",\"\",RhCi(DK474,EC474))","v":""},"",{"$f":"IF(CK474=\"\",\"\",hf(CS474,J474,CT474,DK474,EE474))","v":""},{"$f":"IF(CK474=\"\",\"\",LOOKUP(CW474,Tab.4.5!$J$6:$J$27,Tab.4.5!$L$6:$L$27))","v":""},{"$f":"IF(CK474=\"\",\"\",He(EH474,DM474))","v":""},{"$f":"IF(CK474=\"\",\"\",Hs(DM474))","v":""},{"$f":"IF(CK474=\"\",\"\",Hm(EB474,EG474,EI474,EJ474,CS474,CV474))","v":""},"","","","","","","K45+-45000 () ",{"$f":"IF(B474=\"Existe.\",IF(AE474=1,CONCATENATE(#REF!,AK474,\" m.\"),CONCATENATE(#REF!,AJ474,\" m x \",AK474,\" m.\")),IF(CL474=1,CONCATENATE(#REF!,CR474,\" m.\"),CONCATENATE(#REF!,CQ474,\" m x \",CR474,\" m.\")))","v":{"$error":"#REF!"}},"Concreto, L =  m, S = 0 %.","Cota clave eje= 0 msnm.",null,null,null,"","","","","",{"$f":"IF(EV474=\"\",\"\",VLOOKUP(EY474,'Estructura escalonada'!$D$3:$H$953,2))","v":""},"","","","","",""]
[null,null,null,null,null,null,null,null,null,null,null,0,null,0,null,null,null,null,null,null,{"$f":"IF(K476=\"No\",\"\",IF(O476=\"\",YcCi(P476,N476),YcTr(N476,O476,S476)))","v":{"$error":"#VALUE!"}},{"$f":"IF(K476=\"No\",\"\",IF(O476=\"\",Teta1(U476,P476),\"-\"))","v":{"$error":"#VALUE!"}},{"$error":"#VALUE!"},{"$error":"#VALUE!"},{"$f":"IF(K476=\"No\",\"\",IF(O476=\"\",Ynci(P476,N476,R476,T476),YnTr(1,R476,O476,S476,T476,N476)))","v":{"$error":"#VALUE!"}},{"$f":"IF(K476=\"No\",\"\",IF(O476=\"\",Teta1(Y476,P476),\"-\"))","v":{"$error":"#VALUE!"}},{"$f":"IF(K476=\"No\",\"\",IF(O476=\"\",AreaCi(P476,Y476),AreaTr(O476,S476,Y476)))","v":{"$error":"#VALUE!"}},{"$f":"IF(K476=\"No\",\"\",IF(O476=\"\",FrCi(AC476,9.806,Z476,P476),FrTr(AC476,9.806,O476,S476,Y476)))","v":{"$error":"#VALUE!"}},{"$error":"#VALUE!"},null,null,null,null,null,null,null,null,null,null,null,null,null,null,null,0,0,"","","",{"$f":"IF(AD476=\"\",\"\",IF(AE476=1,YcCi(AK476,J476),YcTr(J476,AJ476,AN476)))","v":""},{"$f":"IF(AD476=\"\",\"\",IF(AE476=1,Teta1(AX476,AK476),\"-\"))","v":""},{"$f":"IF(AD476=\"\",\"\",IF(AE476=1,AreaCi(AK476,AX476),AreaTr(AJ476,AN476,AX476)))","v":""},"",{"$f":"IF(AD476=\"\",\"\",IF(AE476=1,Ynci(AK476,J476,AM476,AO476),YnTr(1,AM476,AJ476,AN476,AO476,J476)))","v":""},{"$f":"IF(AD476=\"\",\"\",IF(AE476=1,Teta1(BB476,AK476),\"-\"))","v":""},{"$f":"IF(AD476=\"\",\"\",IF(AE476=1,AreaCi(AK476,BB476),AreaTr(AJ476,AN476,BB476)))","v":""},{"$f":"IF(AD476=\"\",\"\",IF(AE476=1,FrCi(BF476,9.806,BC476,AK476),FrTr(BF476,9.806,AJ476,AN476,BB476)))","v":""},"",{"$f":"IF(AD476=\"\",\"\",IF(AE476=1,LOOKUP(AI476,'Vmáx(material) - Tab.4.3'!$L$2:$L$11,'Vmáx(material) - Tab.4.3'!$M$2:$M$11),LOOKUP(AI476,'Vmáx(material) - Tab.4.3'!$L$15,'Vmáx(material) - Tab.4.3'!$M$15)))","v":""},{"$f":"IF(AD476=\"\",\"\",VLOOKUP($AH476,'Vmáx(material) - Tab.4.3'!$R$35:$X$41,2))","v":""},{"$f":"IF(AD476=\"\",\"\",VLOOKUP($AH476,'Vmáx(material) - Tab.4.3'!$R$35:$X$41,3))","v":""},{"$f":"IF(AD476=\"\",\"\",VLOOKUP($AH476,'Vmáx(material) - Tab.4.3'!$R$35:$X$41,4))","v":""},{"$f":"IF(AD476=\"\",\"\",VLOOKUP($AH476,'Vmáx(material) - Tab.4.3'!$R$35:$X$41,5))","v":""},{"$f":"IF(AD476=\"\",\"\",VLOOKUP($AH476,'Vmáx(material) - Tab.4.3'!$R$35:$X$41,6))","v":""},{"$f":"IF(AD476=\"\",\"\",IF(AD476=\"\",\"\",VLOOKUP($AH476,'Vmáx(material) - Tab.4.3'!$R$35:$X$41,7)))","v":""},{"$f":"IF(AD476=\"\",\"\",IF(AE476=1,FCi(J476,AK476),FTr(J476,AJ476,AK476)))","v":""},"",{"$f":"IF(AD476=\"\",\"\",Hw(BH476,BI476,BJ476,BK476,BL476,BM476,Z,BN476,AO476,AK476))","v":""},"","","","",{"$f":"IF(AD476=\"\",\"\",ho(BT476,AK476,AX476))","v":""},{"$f":"IF(AD476=\"\",\"\",IF(AE476=1,PeriCi(AK476,BB476),PeriTr(AJ476,AN476,BB476)))","v":""},{"$f":"IF(AD476=\"\",\"\",IF(AE476=1,AreaCi(AK476,BB476),AreaTr(AJ476,AN476,BB476)))","v":""},{"$f":"IF(AD476=\"\",\"\",RhCi(BW476,BV476))","v":""},"",{"$f":"IF(AD476=\"\",\"\",hf(AL476,J476,AM476,BW476,BX476))","v":""},{"$f":"IF(AD476=\"\",\"\",LOOKUP(AP476,Tab.4.5!$J$6:$J$27,Tab.4.5!$L$6:$L$27))","v":""},{"$f":"IF(AD476=\"\",\"\",He(CA476,BY476))","v":""},{"$f":"IF(AD476=\"\",\"\",Hs(BY476))","v":""},{"$f":"IF(AD476=\"\",\"\",Hm(BU476,BZ476,CB476,CC476,AL476,AO476))","v":""},"","","","","","",null,null,null,null,null,null,null,null,null,null,null,null,null,null,null,0,0,0,0,0,{"$f":"IF(CK476=\"\",\"\",IF(CL476=1,YcCi(CR476,J476),YcTr(J476,CQ476,CU476)))","v":""},{"$f":"IF(CK476=\"\",\"\",IF(CL476=1,Teta1(DE476,CR476),\"-\"))","v":""},"","",{"$f":"IF(CK476=\"\",\"\",IF(CL476=1,Ynci(CR476,J476,CT476,CV476),YnTr(1,CT476,CQ476,CU476,CV476,J476)))","v":""},{"$f":"IF(CK476=\"\",\"\",IF(CL476=1,Teta1(DI476,CR476),\"-\"))","v":""},{"$f":"IF(CK476=\"\",\"\",IF(CL476=1,AreaCi(CR476,J476),AreaTr(CQ476,CU476,DI476)))","v":""},{"$f":"IF(CK476=\"\",\"\",IF(CL476=1,FrCi(DM476,9.806,DJ476,CR476),FrTr(DM476,9.806,CQ476,CU476,DI476)))","v":""},"",{"$f":"IF(CK476=\"\",\"\",IF(CL476=1,LOOKUP(CP476,'Vmáx(material) - Tab.4.3'!$L$2:$L$11,'Vmáx(material) - Tab.4.3'!$M$2:$M$11),LOOKUP(CP476,'Vmáx(material) - Tab.4.3'!$L$15,'Vmáx(material) - Tab.4.3'!$M$15)))","v":""},{"$f":"IF(CK476=\"\",\"\",VLOOKUP($CO476,'Vmáx(material) - Tab.4.3'!$R$35:$X$41,2))","v":""},{"$f":"IF(CK476=\"\",\"\",VLOOKUP($CO476,'Vmáx(material) - Tab.4.3'!$R$35:$X$41,3))","v":""},{"$f":"IF(CK476=\"\",\"\",VLOOKUP($CO476,'Vmáx(material) - Tab.4.3'!$R$35:$X$41,4))","v":""},{"$f":"IF(CK476=\"\",\"\",VLOOKUP($CO476,'Vmáx(material) - Tab.4.3'!$R$35:$X$41,5))","v":""},{"$f":"IF(CK476=\"\",\"\",VLOOKUP($CO476,'Vmáx(material) - Tab.4.3'!$R$35:$X$41,6))","v":""},{"$f":"IF(CK476=\"\",\"\",IF(CK476=\"\",\"\",VLOOKUP(CO476,'Vmáx(material) - Tab.4.3'!$R$35:$X$41,7)))","v":""},{"$f":"IF(CK476=\"\",\"\",IF(CL476=1,FCi(J476,CR476),FTr(J476,CQ476,CR476)))","v":""},"",{"$f":"IF(CK476=\"\",\"\",Hw(DO476,DP476,DQ476,DR476,DS476,DT476,Z,DU476,CV476,CR476))","v":""},"","","","","",{"$f":"IF(CK476=\"\",\"\",IF(CL476=1,PeriCi(CR476,DI476),PeriTr(CQ476,CU476,DI476)))","v":""},{"$f":"IF(CK476=\"\",\"\",IF(CL476=1,AreaCi(CR476,DI476),AreaTr(CQ476,CU476,DI476)))","v":""},{"$f":"IF(CK476=\"\",\"\",RhCi(DK476,EC476))","v":""},"",{"$f":"IF(CK476=\"\",\"\",hf(CS476,J476,CT476,DK476,EE476))","v":""},{"$f":"IF(CK476=\"\",\"\",LOOKUP(CW476,Tab.4.5!$J$6:$J$27,Tab.4.5!$L$6:$L$27))","v":""},{"$f":"IF(CK476=\"\",\"\",He(EH476,DM476))","v":""},{"$f":"IF(CK476=\"\",\"\",Hs(DM476))","v":""},{"$f":"IF(CK476=\"\",\"\",Hm(EB476,EG476,EI476,EJ476,CS476,CV476))","v":""},"","","","","","","K45+-45000 () ",{"$f":"IF(B476=\"Existe.\",IF(AE476=1,CONCATENATE(#REF!,AK476,\" m.\"),CONCATENATE(#REF!,AJ476,\" m x \",AK476,\" m.\")),IF(CL476=1,CONCATENATE(#REF!,CR476,\" m.\"),CONCATENATE(#REF!,CQ476,\" m x \",CR476,\" m.\")))","v":{"$error":"#REF!"}},"Concreto, L =  m, S = 0 %.","Cota clave eje= 0 msnm.",null,null,null,"","","","","",{"$f":"IF(EV476=\"\",\"\",VLOOKUP(EY476,'Estructura escalonada'!$D$3:$H$953,2))","v":""},"","","","","",""]
[null,null,null,null,null,null,null,null,null,null,null,0,null,0,null,null,null,null,null,null,{"$f":"IF(K480=\"No\",\"\",IF(O480=\"\",YcCi(P480,N480),YcTr(N480,O480,S480)))","v":{"$error":"#VALUE!"}},{"$f":"IF(K480=\"No\",\"\",IF(O480=\"\",Teta1(U480,P480),\"-\"))","v":{"$error":"#VALUE!"}},{"$error":"#VALUE!"},{"$error":"#VALUE!"},{"$f":"IF(K480=\"No\",\"\",IF(O480=\"\",Ynci(P480,N480,R480,T480),YnTr(1,R480,O480,S480,T480,N480)))","v":{"$error":"#VALUE!"}},{"$f":"IF(K480=\"No\",\"\",IF(O480=\"\",Teta1(Y480,P480),\"-\"))","v":{"$error":"#VALUE!"}},{"$f":"IF(K480=\"No\",\"\",IF(O480=\"\",AreaCi(P480,Y480),AreaTr(O480,S480,Y480)))","v":{"$error":"#VALUE!"}},{"$f":"IF(K480=\"No\",\"\",IF(O480=\"\",FrCi(AC480,9.806,Z480,P480),FrTr(AC480,9.806,O480,S480,Y480)))","v":{"$error":"#VALUE!"}},{"$error":"#VALUE!"},null,null,null,null,null,null,null,null,null,null,null,null,null,null,null,0,0,"","","",{"$f":"IF(AD480=\"\",\"\",IF(AE480=1,YcCi(AK480,J480),YcTr(J480,AJ480,AN480)))","v":""},{"$f":"IF(AD480=\"\",\"\",IF(AE480=1,Teta1(AX480,AK480),\"-\"))","v":""},{"$f":"IF(AD480=\"\",\"\",IF(AE480=1,AreaCi(AK480,AX480),AreaTr(AJ480,AN480,AX480)))","v":""},"",{"$f":"IF(AD480=\"\",\"\",IF(AE480=1,Ynci(AK480,J480,AM480,AO480),YnTr(1,AM480,AJ480,AN480,AO480,J480)))","v":""},{"$f":"IF(AD480=\"\",\"\",IF(AE480=1,Teta1(BB480,AK480),\"-\"))","v":""},{"$f":"IF(AD480=\"\",\"\",IF(AE480=1,AreaCi(AK480,BB480),AreaTr(AJ480,AN480,BB480)))","v":""},{"$f":"IF(AD480=\"\",\"\",IF(AE480=1,FrCi(BF480,9.806,BC480,AK480),FrTr(BF480,9.806,AJ480,AN480,BB480)))","v":""},"",{"$f":"IF(AD480=\"\",\"\",IF(AE480=1,LOOKUP(AI480,'Vmáx(material) - Tab.4.3'!$L$2:$L$11,'Vmáx(material) - Tab.4.3'!$M$2:$M$11),LOOKUP(AI480,'Vmáx(material) - Tab.4.3'!$L$15,'Vmáx(material) - Tab.4.3'!$M$15)))","v":""},{"$f":"IF(AD480=\"\",\"\",VLOOKUP($AH480,'Vmáx(material) - Tab.4.3'!$R$35:$X$41,2))","v":""},{"$f":"IF(AD480=\"\",\"\",VLOOKUP($AH480,'Vmáx(material) - Tab.4.3'!$R$35:$X$41,3))","v":""},{"$f":"IF(AD480=\"\",\"\",VLOOKUP($AH480,'Vmáx(material) - Tab.4.3'!$R$35:$X$41,4))","v":""},{"$f":"IF(AD480=\"\",\"\",VLOOKUP($AH480,'Vmáx(material) - Tab.4.3'!$R$35:$X$41,5))","v":""},{"$f":"IF(AD480=\"\",\"\",VLOOKUP($AH480,'Vmáx(material) - Tab.4.3'!$R$35:$X$41,6))","v":""},{"$f":"IF(AD480=\"\",\"\",IF(AD480=\"\",\"\",VLOOKUP($AH480,'Vmáx(material) - Tab.4.3'!$R$35:$X$41,7)))","v":""},{"$f":"IF(AD480=\"\",\"\",IF(AE480=1,FCi(J480,AK480),FTr(J480,AJ480,AK480)))","v":""},"",{"$f":"IF(AD480=\"\",\"\",Hw(BH480,BI480,BJ480,BK480,BL480,BM480,Z,BN480,AO480,AK480))","v":""},"","","","",{"$f":"IF(AD480=\"\",\"\",ho(BT480,AK480,AX480))","v":""},{"$f":"IF(AD480=\"\",\"\",IF(AE480=1,PeriCi(AK480,BB480),PeriTr(AJ480,AN480,BB480)))","v":""},{"$f":"IF(AD480=\"\",\"\",IF(AE480=1,AreaCi(AK480,BB480),AreaTr(AJ480,AN480,BB480)))","v":""},{"$f":"IF(AD480=\"\",\"\",RhCi(BW480,BV480))","v":""},"",{"$f":"IF(AD480=\"\",\"\",hf(AL480,J480,AM480,BW480,BX480))","v":""},{"$f":"IF(AD480=\"\",\"\",LOOKUP(AP480,Tab.4.5!$J$6:$J$27,Tab.4.5!$L$6:$L$27))","v":""},{"$f":"IF(AD480=\"\",\"\",He(CA480,BY480))","v":""},{"$f":"IF(AD480=\"\",\"\",Hs(BY480))","v":""},{"$f":"IF(AD480=\"\",\"\",Hm(BU480,BZ480,CB480,CC480,AL480,AO480))","v":""},"","","","","","",null,null,null,null,null,null,null,null,null,null,null,null,null,null,null,0,0,0,0,0,{"$f":"IF(CK480=\"\",\"\",IF(CL480=1,YcCi(CR480,J480),YcTr(J480,CQ480,CU480)))","v":""},{"$f":"IF(CK480=\"\",\"\",IF(CL480=1,Teta1(DE480,CR480),\"-\"))","v":""},"","",{"$f":"IF(CK480=\"\",\"\",IF(CL480=1,Ynci(CR480,J480,CT480,CV480),YnTr(1,CT480,CQ480,CU480,CV480,J480)))","v":""},{"$f":"IF(CK480=\"\",\"\",IF(CL480=1,Teta1(DI480,CR480),\"-\"))","v":""},{"$f":"IF(CK480=\"\",\"\",IF(CL480=1,AreaCi(CR480,J480),AreaTr(CQ480,CU480,DI480)))","v":""},{"$f":"IF(CK480=\"\",\"\",IF(CL480=1,FrCi(DM480,9.806,DJ480,CR480),FrTr(DM480,9.806,CQ480,CU480,DI480)))","v":""},"",{"$f":"IF(CK480=\"\",\"\",IF(CL480=1,LOOKUP(CP480,'Vmáx(material) - Tab.4.3'!$L$2:$L$11,'Vmáx(material) - Tab.4.3'!$M$2:$M$11),LOOKUP(CP480,'Vmáx(material) - Tab.4.3'!$L$15,'Vmáx(material) - Tab.4.3'!$M$15)))","v":""},{"$f":"IF(CK480=\"\",\"\",VLOOKUP($CO480,'Vmáx(material) - Tab.4.3'!$R$35:$X$41,2))","v":""},{"$f":"IF(CK480=\"\",\"\",VLOOKUP($CO480,'Vmáx(material) - Tab.4.3'!$R$35:$X$41,3))","v":""},{"$f":"IF(CK480=\"\",\"\",VLOOKUP($CO480,'Vmáx(material) - Tab.4.3'!$R$35:$X$41,4))","v":""},{"$f":"IF(CK480=\"\",\"\",VLOOKUP($CO480,'Vmáx(material) - Tab.4.3'!$R$35:$X$41,5))","v":""},{"$f":"IF(CK480=\"\",\"\",VLOOKUP($CO480,'Vmáx(material) - Tab.4.3'!$R$35:$X$41,6))","v":""},{"$f":"IF(CK480=\"\",\"\",IF(CK480=\"\",\"\",VLOOKUP(CO480,'Vmáx(material) - Tab.4.3'!$R$35:$X$41,7)))","v":""},{"$f":"IF(CK480=\"\",\"\",IF(CL480=1,FCi(J480,CR480),FTr(J480,CQ480,CR480)))","v":""},"",{"$f":"IF(CK480=\"\",\"\",Hw(DO480,DP480,DQ480,DR480,DS480,DT480,Z,DU480,CV480,CR480))","v":""},"","","","","",{"$f":"IF(CK480=\"\",\"\",IF(CL480=1,PeriCi(CR480,DI480),PeriTr(CQ480,CU480,DI480)))","v":""},{"$f":"IF(CK480=\"\",\"\",IF(CL480=1,AreaCi(CR480,DI480),AreaTr(CQ480,CU480,DI480)))","v":""},{"$f":"IF(CK480=\"\",\"\",RhCi(DK480,EC480))","v":""},"",{"$f":"IF(CK480=\"\",\"\",hf(CS480,J480,CT480,DK480,EE480))","v":""},{"$f":"IF(CK480=\"\",\"\",LOOKUP(CW480,Tab.4.5!$J$6:$J$27,Tab.4.5!$L$6:$L$27))","v":""},{"$f":"IF(CK480=\"\",\"\",He(EH480,DM480))","v":""},{"$f":"IF(CK480=\"\",\"\",Hs(DM480))","v":""},{"$f":"IF(CK480=\"\",\"\",Hm(EB480,EG480,EI480,EJ480,CS480,CV480))","v":""},"","","","","","","K45+-45000 () ",{"$f":"IF(B480=\"Existe.\",IF(AE480=1,CONCATENATE(#REF!,AK480,\" m.\"),CONCATENATE(#REF!,AJ480,\" m x \",AK480,\" m.\")),IF(CL480=1,CONCATENATE(#REF!,CR480,\" m.\"),CONCATENATE(#REF!,CQ480,\" m x \",CR480,\" m.\")))","v":{"$error":"#REF!"}},"Concreto, L =  m, S = 0 %.","Cota clave eje= 0 msnm.",null,null,null,"","","","","",{"$f":"IF(EV480=\"\",\"\",VLOOKUP(EY480,'Estructura escalonada'!$D$3:$H$953,2))","v":""},"","","","","",""]
[null,null,null,null,null,null,null,null,null,null,null,0,null,0,null,null,null,null,null,null,{"$f":"IF(K483=\"No\",\"\",IF(O483=\"\",YcCi(P483,N483),YcTr(N483,O483,S483)))","v":{"$error":"#VALUE!"}},{"$f":"IF(K483=\"No\",\"\",IF(O483=\"\",Teta1(U483,P483),\"-\"))","v":{"$error":"#VALUE!"}},{"$error":"#VALUE!"},{"$error":"#VALUE!"},{"$f":"IF(K483=\"No\",\"\",IF(O483=\"\",Ynci(P483,N483,R483,T483),YnTr(1,R483,O483,S483,T483,N483)))","v":{"$error":"#VALUE!"}},{"$f":"IF(K483=\"No\",\"\",IF(O483=\"\",Teta1(Y483,P483),\"-\"))","v":{"$error":"#VALUE!"}},{"$f":"IF(K483=\"No\",\"\",IF(O483=\"\",AreaCi(P483,Y483),AreaTr(O483,S483,Y483)))","v":{"$error":"#VALUE!"}},{"$f":"IF(K483=\"No\",\"\",IF(O483=\"\",FrCi(AC483,9.806,Z483,P483),FrTr(AC483,9.806,O483,S483,Y483)))","v":{"$error":"#VALUE!"}},{"$error":"#VALUE!"},null,null,null,null,null,null,null,null,null,null,null,null,null,null,null,0,0,"","","",{"$f":"IF(AD483=\"\",\"\",IF(AE483=1,YcCi(AK483,J483),YcTr(J483,AJ483,AN483)))","v":""},{"$f":"IF(AD483=\"\",\"\",IF(AE483=1,Teta1(AX483,AK483),\"-\"))","v":""},{"$f":"IF(AD483=\"\",\"\",IF(AE483=1,AreaCi(AK483,AX483),AreaTr(AJ483,AN483,AX483)))","v":""},"",{"$f":"IF(AD483=\"\",\"\",IF(AE483=1,Ynci(AK483,J483,AM483,AO483),YnTr(1,AM483,AJ483,AN483,AO483,J483)))","v":""},{"$f":"IF(AD483=\"\",\"\",IF(AE483=1,Teta1(BB483,AK483),\"-\"))","v":""},{"$f":"IF(AD483=\"\",\"\",IF(AE483=1,AreaCi(AK483,BB483),AreaTr(AJ483,AN483,BB483)))","v":""},{"$f":"IF(AD483=\"\",\"\",IF(AE483=1,FrCi(BF483,9.806,BC483,AK483),FrTr(BF483,9.806,AJ483,AN483,BB483)))","v":""},"",{"$f":"IF(AD483=\"\",\"\",IF(AE483=1,LOOKUP(AI483,'Vmáx(material) - Tab.4.3'!$L$2:$L$11,'Vmáx(material) - Tab.4.3'!$M$2:$M$11),LOOKUP(AI483,'Vmáx(material) - Tab.4.3'!$L$15,'Vmáx(material) - Tab.4.3'!$M$15)))","v":""},{"$f":"IF(AD483=\"\",\"\",VLOOKUP($AH483,'Vmáx(material) - Tab.4.3'!$R$35:$X$41,2))","v":""},{"$f":"IF(AD483=\"\",\"\",VLOOKUP($AH483,'Vmáx(material) - Tab.4.3'!$R$35:$X$41,3))","v":""},{"$f":"IF(AD483=\"\",\"\",VLOOKUP($AH483,'Vmáx(material) - Tab.4.3'!$R$35:$X$41,4))","v":""},{"$f":"IF(AD483=\"\",\"\",VLOOKUP($AH483,'Vmáx(material) - Tab.4.3'!$R$35:$X$41,5))","v":""},{"$f":"IF(AD483=\"\",\"\",VLOOKUP($AH483,'Vmáx(material) - Tab.4.3'!$R$35:$X$41,6))","v":""},{"$f":"IF(AD483=\"\",\"\",IF(AD483=\"\",\"\",VLOOKUP($AH483,'Vmáx(material) - Tab.4.3'!$R$35:$X$41,7)))","v":""},{"$f":"IF(AD483=\"\",\"\",IF(AE483=1,FCi(J483,AK483),FTr(J483,AJ483,AK483)))","v":""},"",{"$f":"IF(AD483=\"\",\"\",Hw(BH483,BI483,BJ483,BK483,BL483,BM483,Z,BN483,AO483,AK483))","v":""},"","","","",{"$f":"IF(AD483=\"\",\"\",ho(BT483,AK483,AX483))","v":""},{"$f":"IF(AD483=\"\",\"\",IF(AE483=1,PeriCi(AK483,BB483),PeriTr(AJ483,AN483,BB483)))","v":""},{"$f":"IF(AD483=\"\",\"\",IF(AE483=1,AreaCi(AK483,BB483),AreaTr(AJ483,AN483,BB483)))","v":""},{"$f":"IF(AD483=\"\",\"\",RhCi(BW483,BV483))","v":""},"",{"$f":"IF(AD483=\"\",\"\",hf(AL483,J483,AM483,BW483,BX483))","v":""},{"$f":"IF(AD483=\"\",\"\",LOOKUP(AP483,Tab.4.5!$J$6:$J$27,Tab.4.5!$L$6:$L$27))","v":""},{"$f":"IF(AD483=\"\",\"\",He(CA483,BY483))","v":""},{"$f":"IF(AD483=\"\",\"\",Hs(BY483))","v":""},{"$f":"IF(AD483=\"\",\"\",Hm(BU483,BZ483,CB483,CC483,AL483,AO483))","v":""},"","","","","","",null,null,null,null,null,null,null,null,null,null,null,null,null,null,null,0,0,0,0,0,{"$f":"IF(CK483=\"\",\"\",IF(CL483=1,YcCi(CR483,J483),YcTr(J483,CQ483,CU483)))","v":""},{"$f":"IF(CK483=\"\",\"\",IF(CL483=1,Teta1(DE483,CR483),\"-\"))","v":""},"","",{"$f":"IF(CK483=\"\",\"\",IF(CL483=1,Ynci(CR483,J483,CT483,CV483),YnTr(1,CT483,CQ483,CU483,CV483,J483)))","v":""},{"$f":"IF(CK483=\"\",\"\",IF(CL483=1,Teta1(DI483,CR483),\"-\"))","v":""},{"$f":"IF(CK483=\"\",\"\",IF(CL483=1,AreaCi(CR483,J483),AreaTr(CQ483,CU483,DI483)))","v":""},{"$f":"IF(CK483=\"\",\"\",IF(CL483=1,FrCi(DM483,9.806,DJ483,CR483),FrTr(DM483,9.806,CQ483,CU483,DI483)))","v":""},"",{"$f":"IF(CK483=\"\",\"\",IF(CL483=1,LOOKUP(CP483,'Vmáx(material) - Tab.4.3'!$L$2:$L$11,'Vmáx(material) - Tab.4.3'!$M$2:$M$11),LOOKUP(CP483,'Vmáx(material) - Tab.4.3'!$L$15,'Vmáx(material) - Tab.4.3'!$M$15)))","v":""},{"$f":"IF(CK483=\"\",\"\",VLOOKUP($CO483,'Vmáx(material) - Tab.4.3'!$R$35:$X$41,2))","v":""},{"$f":"IF(CK483=\"\",\"\",VLOOKUP($CO483,'Vmáx(material) - Tab.4.3'!$R$35:$X$41,3))","v":""},{"$f":"IF(CK483=\"\",\"\",VLOOKUP($CO483,'Vmáx(material) - Tab.4.3'!$R$35:$X$41,4))","v":""},{"$f":"IF(CK483=\"\",\"\",VLOOKUP($CO483,'Vmáx(material) - Tab.4.3'!$R$35:$X$41,5))","v":""},{"$f":"IF(CK483=\"\",\"\",VLOOKUP($CO483,'Vmáx(material) - Tab.4.3'!$R$35:$X$41,6))","v":""},{"$f":"IF(CK483=\"\",\"\",IF(CK483=\"\",\"\",VLOOKUP(CO483,'Vmáx(material) - Tab.4.3'!$R$35:$X$41,7)))","v":""},{"$f":"IF(CK483=\"\",\"\",IF(CL483=1,FCi(J483,CR483),FTr(J483,CQ483,CR483)))","v":""},"",{"$f":"IF(CK483=\"\",\"\",Hw(DO483,DP483,DQ483,DR483,DS483,DT483,Z,DU483,CV483,CR483))","v":""},"","","","","",{"$f":"IF(CK483=\"\",\"\",IF(CL483=1,PeriCi(CR483,DI483),PeriTr(CQ483,CU483,DI483)))","v":""},{"$f":"IF(CK483=\"\",\"\",IF(CL483=1,AreaCi(CR483,DI483),AreaTr(CQ483,CU483,DI483)))","v":""},{"$f":"IF(CK483=\"\",\"\",RhCi(DK483,EC483))","v":""},"",{"$f":"IF(CK483=\"\",\"\",hf(CS483,J483,CT483,DK483,EE483))","v":""},{"$f":"IF(CK483=\"\",\"\",LOOKUP(CW483,Tab.4.5!$J$6:$J$27,Tab.4.5!$L$6:$L$27))","v":""},{"$f":"IF(CK483=\"\",\"\",He(EH483,DM483))","v":""},{"$f":"IF(CK483=\"\",\"\",Hs(DM483))","v":""},{"$f":"IF(CK483=\"\",\"\",Hm(EB483,EG483,EI483,EJ483,CS483,CV483))","v":""},"","","","","","","K45+-45000 () ",{"$f":"IF(B483=\"Existe.\",IF(AE483=1,CONCATENATE(#REF!,AK483,\" m.\"),CONCATENATE(#REF!,AJ483,\" m x \",AK483,\" m.\")),IF(CL483=1,CONCATENATE(#REF!,CR483,\" m.\"),CONCATENATE(#REF!,CQ483,\" m x \",CR483,\" m.\")))","v":{"$error":"#REF!"}},"Concreto, L =  m, S = 0 %.","Cota clave eje= 0 msnm.",null,null,null,"","","","","",{"$f":"IF(EV483=\"\",\"\",VLOOKUP(EY483,'Estructura escalonada'!$D$3:$H$953,2))","v":""},"","","","","",""]
[null,null,null,null,null,null,null,null,null,null,null,0,null,0,null,null,null,null,null,null,{"$f":"IF(K485=\"No\",\"\",IF(O485=\"\",YcCi(P485,N485),YcTr(N485,O485,S485)))","v":{"$error":"#VALUE!"}},{"$f":"IF(K485=\"No\",\"\",IF(O485=\"\",Teta1(U485,P485),\"-\"))","v":{"$error":"#VALUE!"}},{"$error":"#VALUE!"},{"$error":"#VALUE!"},{"$f":"IF(K485=\"No\",\"\",IF(O485=\"\",Ynci(P485,N485,R485,T485),YnTr(1,R485,O485,S485,T485,N485)))","v":{"$error":"#VALUE!"}},{"$f":"IF(K485=\"No\",\"\",IF(O485=\"\",Teta1(Y485,P485),\"-\"))","v":{"$error":"#VALUE!"}},{"$f":"IF(K485=\"No\",\"\",IF(O485=\"\",AreaCi(P485,Y485),AreaTr(O485,S485,Y485)))","v":{"$error":"#VALUE!"}},{"$f":"IF(K485=\"No\",\"\",IF(O485=\"\",FrCi(AC485,9.806,Z485,P485),FrTr(AC485,9.806,O485,S485,Y485)))","v":{"$error":"#VALUE!"}},{"$error":"#VALUE!"},null,null,null,null,null,null,null,null,null,null,null,null,null,null,null,0,0,"","","",{"$f":"IF(AD485=\"\",\"\",IF(AE485=1,YcCi(AK485,J485),YcTr(J485,AJ485,AN485)))","v":""},{"$f":"IF(AD485=\"\",\"\",IF(AE485=1,Teta1(AX485,AK485),\"-\"))","v":""},{"$f":"IF(AD485=\"\",\"\",IF(AE485=1,AreaCi(AK485,AX485),AreaTr(AJ485,AN485,AX485)))","v":""},"",{"$f":"IF(AD485=\"\",\"\",IF(AE485=1,Ynci(AK485,J485,AM485,AO485),YnTr(1,AM485,AJ485,AN485,AO485,J485)))","v":""},{"$f":"IF(AD485=\"\",\"\",IF(AE485=1,Teta1(BB485,AK485),\"-\"))","v":""},{"$f":"IF(AD485=\"\",\"\",IF(AE485=1,AreaCi(AK485,BB485),AreaTr(AJ485,AN485,BB485)))","v":""},{"$f":"IF(AD485=\"\",\"\",IF(AE485=1,FrCi(BF485,9.806,BC485,AK485),FrTr(BF485,9.806,AJ485,AN485,BB485)))","v":""},"",{"$f":"IF(AD485=\"\",\"\",IF(AE485=1,LOOKUP(AI485,'Vmáx(material) - Tab.4.3'!$L$2:$L$11,'Vmáx(material) - Tab.4.3'!$M$2:$M$11),LOOKUP(AI485,'Vmáx(material) - Tab.4.3'!$L$15,'Vmáx(material) - Tab.4.3'!$M$15)))","v":""},{"$f":"IF(AD485=\"\",\"\",VLOOKUP($AH485,'Vmáx(material) - Tab.4.3'!$R$35:$X$41,2))","v":""},{"$f":"IF(AD485=\"\",\"\",VLOOKUP($AH485,'Vmáx(material) - Tab.4.3'!$R$35:$X$41,3))","v":""},{"$f":"IF(AD485=\"\",\"\",VLOOKUP($AH485,'Vmáx(material) - Tab.4.3'!$R$35:$X$41,4))","v":""},{"$f":"IF(AD485=\"\",\"\",VLOOKUP($AH485,'Vmáx(material) - Tab.4.3'!$R$35:$X$41,5))","v":""},{"$f":"IF(AD485=\"\",\"\",VLOOKUP($AH485,'Vmáx(material) - Tab.4.3'!$R$35:$X$41,6))","v":""},{"$f":"IF(AD485=\"\",\"\",IF(AD485=\"\",\"\",VLOOKUP($AH485,'Vmáx(material) - Tab.4.3'!$R$35:$X$41,7)))","v":""},{"$f":"IF(AD485=\"\",\"\",IF(AE485=1,FCi(J485,AK485),FTr(J485,AJ485,AK485)))","v":""},"",{"$f":"IF(AD485=\"\",\"\",Hw(BH485,BI485,BJ485,BK485,BL485,BM485,Z,BN485,AO485,AK485))","v":""},"","","","",{"$f":"IF(AD485=\"\",\"\",ho(BT485,AK485,AX485))","v":""},{"$f":"IF(AD485=\"\",\"\",IF(AE485=1,PeriCi(AK485,BB485),PeriTr(AJ485,AN485,BB485)))","v":""},{"$f":"IF(AD485=\"\",\"\",IF(AE485=1,AreaCi(AK485,BB485),AreaTr(AJ485,AN485,BB485)))","v":""},{"$f":"IF(AD485=\"\",\"\",RhCi(BW485,BV485))","v":""},"",{"$f":"IF(AD485=\"\",\"\",hf(AL485,J485,AM485,BW485,BX485))","v":""},{"$f":"IF(AD485=\"\",\"\",LOOKUP(AP485,Tab.4.5!$J$6:$J$27,Tab.4.5!$L$6:$L$27))","v":""},{"$f":"IF(AD485=\"\",\"\",He(CA485,BY485))","v":""},{"$f":"IF(AD485=\"\",\"\",Hs(BY485))","v":""},{"$f":"IF(AD485=\"\",\"\",Hm(BU485,BZ485,CB485,CC485,AL485,AO485))","v":""},"","","","","","",null,null,null,null,null,null,null,null,null,null,null,null,null,null,null,0,0,0,0,0,{"$f":"IF(CK485=\"\",\"\",IF(CL485=1,YcCi(CR485,J485),YcTr(J485,CQ485,CU485)))","v":""},{"$f":"IF(CK485=\"\",\"\",IF(CL485=1,Teta1(DE485,CR485),\"-\"))","v":""},"","",{"$f":"IF(CK485=\"\",\"\",IF(CL485=1,Ynci(CR485,J485,CT485,CV485),YnTr(1,CT485,CQ485,CU485,CV485,J485)))","v":""},{"$f":"IF(CK485=\"\",\"\",IF(CL485=1,Teta1(DI485,CR485),\"-\"))","v":""},{"$f":"IF(CK485=\"\",\"\",IF(CL485=1,AreaCi(CR485,J485),AreaTr(CQ485,CU485,DI485)))","v":""},{"$f":"IF(CK485=\"\",\"\",IF(CL485=1,FrCi(DM485,9.806,DJ485,CR485),FrTr(DM485,9.806,CQ485,CU485,DI485)))","v":""},"",{"$f":"IF(CK485=\"\",\"\",IF(CL485=1,LOOKUP(CP485,'Vmáx(material) - Tab.4.3'!$L$2:$L$11,'Vmáx(material) - Tab.4.3'!$M$2:$M$11),LOOKUP(CP485,'Vmáx(material) - Tab.4.3'!$L$15,'Vmáx(material) - Tab.4.3'!$M$15)))","v":""},{"$f":"IF(CK485=\"\",\"\",VLOOKUP($CO485,'Vmáx(material) - Tab.4.3'!$R$35:$X$41,2))","v":""},{"$f":"IF(CK485=\"\",\"\",VLOOKUP($CO485,'Vmáx(material) - Tab.4.3'!$R$35:$X$41,3))","v":""},{"$f":"IF(CK485=\"\",\"\",VLOOKUP($CO485,'Vmáx(material) - Tab.4.3'!$R$35:$X$41,4))","v":""},{"$f":"IF(CK485=\"\",\"\",VLOOKUP($CO485,'Vmáx(material) - Tab.4.3'!$R$35:$X$41,5))","v":""},{"$f":"IF(CK485=\"\",\"\",VLOOKUP($CO485,'Vmáx(material) - Tab.4.3'!$R$35:$X$41,6))","v":""},{"$f":"IF(CK485=\"\",\"\",IF(CK485=\"\",\"\",VLOOKUP(CO485,'Vmáx(material) - Tab.4.3'!$R$35:$X$41,7)))","v":""},{"$f":"IF(CK485=\"\",\"\",IF(CL485=1,FCi(J485,CR485),FTr(J485,CQ485,CR485)))","v":""},"",{"$f":"IF(CK485=\"\",\"\",Hw(DO485,DP485,DQ485,DR485,DS485,DT485,Z,DU485,CV485,CR485))","v":""},"","","","","",{"$f":"IF(CK485=\"\",\"\",IF(CL485=1,PeriCi(CR485,DI485),PeriTr(CQ485,CU485,DI485)))","v":""},{"$f":"IF(CK485=\"\",\"\",IF(CL485=1,AreaCi(CR485,DI485),AreaTr(CQ485,CU485,DI485)))","v":""},{"$f":"IF(CK485=\"\",\"\",RhCi(DK485,EC485))","v":""},"",{"$f":"IF(CK485=\"\",\"\",hf(CS485,J485,CT485,DK485,EE485))","v":""},{"$f":"IF(CK485=\"\",\"\",LOOKUP(CW485,Tab.4.5!$J$6:$J$27,Tab.4.5!$L$6:$L$27))","v":""},{"$f":"IF(CK485=\"\",\"\",He(EH485,DM485))","v":""},{"$f":"IF(CK485=\"\",\"\",Hs(DM485))","v":""},{"$f":"IF(CK485=\"\",\"\",Hm(EB485,EG485,EI485,EJ485,CS485,CV485))","v":""},"","","","","","","K45+-45000 () ",{"$f":"IF(B485=\"Existe.\",IF(AE485=1,CONCATENATE(#REF!,AK485,\" m.\"),CONCATENATE(#REF!,AJ485,\" m x \",AK485,\" m.\")),IF(CL485=1,CONCATENATE(#REF!,CR485,\" m.\"),CONCATENATE(#REF!,CQ485,\" m x \",CR485,\" m.\")))","v":{"$error":"#REF!"}},"Concreto, L =  m, S = 0 %.","Cota clave eje= 0 msnm.",null,null,null,"","","","","",{"$f":"IF(EV485=\"\",\"\",VLOOKUP(EY485,'Estructura escalonada'!$D$3:$H$953,2))","v":""},"","","","","",""]
[null,null,null,null,null,null,null,null,null,null,null,0,null,0,null,null,null,null,null,null,{"$f":"IF(K486=\"No\",\"\",IF(O486=\"\",YcCi(P486,N486),YcTr(N486,O486,S486)))","v":{"$error":"#VALUE!"}},{"$f":"IF(K486=\"No\",\"\",IF(O486=\"\",Teta1(U486,P486),\"-\"))","v":{"$error":"#VALUE!"}},{"$error":"#VALUE!"},{"$error":"#VALUE!"},{"$f":"IF(K486=\"No\",\"\",IF(O486=\"\",Ynci(P486,N486,R486,T486),YnTr(1,R486,O486,S486,T486,N486)))","v":{"$error":"#VALUE!"}},{"$f":"IF(K486=\"No\",\"\",IF(O486=\"\",Teta1(Y486,P486),\"-\"))","v":{"$error":"#VALUE!"}},{"$f":"IF(K486=\"No\",\"\",IF(O486=\"\",AreaCi(P486,Y486),AreaTr(O486,S486,Y486)))","v":{"$error":"#VALUE!"}},{"$f":"IF(K486=\"No\",\"\",IF(O486=\"\",FrCi(AC486,9.806,Z486,P486),FrTr(AC486,9.806,O486,S486,Y486)))","v":{"$error":"#VALUE!"}},{"$error":"#VALUE!"},null,null,null,null,null,null,null,null,null,null,null,null,null,null,null,0,0,"","","",{"$f":"IF(AD486=\"\",\"\",IF(AE486=1,YcCi(AK486,J486),YcTr(J486,AJ486,AN486)))","v":""},{"$f":"IF(AD486=\"\",\"\",IF(AE486=1,Teta1(AX486,AK486),\"-\"))","v":""},{"$f":"IF(AD486=\"\",\"\",IF(AE486=1,AreaCi(AK486,AX486),AreaTr(AJ486,AN486,AX486)))","v":""},"",{"$f":"IF(AD486=\"\",\"\",IF(AE486=1,Ynci(AK486,J486,AM486,AO486),YnTr(1,AM486,AJ486,AN486,AO486,J486)))","v":""},{"$f":"IF(AD486=\"\",\"\",IF(AE486=1,Teta1(BB486,AK486),\"-\"))","v":""},{"$f":"IF(AD486=\"\",\"\",IF(AE486=1,AreaCi(AK486,BB486),AreaTr(AJ486,AN486,BB486)))","v":""},{"$f":"IF(AD486=\"\",\"\",IF(AE486=1,FrCi(BF486,9.806,BC486,AK486),FrTr(BF486,9.806,AJ486,AN486,BB486)))","v":""},"",{"$f":"IF(AD486=\"\",\"\",IF(AE486=1,LOOKUP(AI486,'Vmáx(material) - Tab.4.3'!$L$2:$L$11,'Vmáx(material) - Tab.4.3'!$M$2:$M$11),LOOKUP(AI486,'Vmáx(material) - Tab.4.3'!$L$15,'Vmáx(material) - Tab.4.3'!$M$15)))","v":""},{"$f":"IF(AD486=\"\",\"\",VLOOKUP($AH486,'Vmáx(material) - Tab.4.3'!$R$35:$X$41,2))","v":""},{"$f":"IF(AD486=\"\",\"\",VLOOKUP($AH486,'Vmáx(material) - Tab.4.3'!$R$35:$X$41,3))","v":""},{"$f":"IF(AD486=\"\",\"\",VLOOKUP($AH486,'Vmáx(material) - Tab.4.3'!$R$35:$X$41,4))","v":""},{"$f":"IF(AD486=\"\",\"\",VLOOKUP($AH486,'Vmáx(material) - Tab.4.3'!$R$35:$X$41,5))","v":""},{"$f":"IF(AD486=\"\",\"\",VLOOKUP($AH486,'Vmáx(material) - Tab.4.3'!$R$35:$X$41,6))","v":""},{"$f":"IF(AD486=\"\",\"\",IF(AD486=\"\",\"\",VLOOKUP($AH486,'Vmáx(material) - Tab.4.3'!$R$35:$X$41,7)))","v":""},{"$f":"IF(AD486=\"\",\"\",IF(AE486=1,FCi(J486,AK486),FTr(J486,AJ486,AK486)))","v":""},"",{"$f":"IF(AD486=\"\",\"\",Hw(BH486,BI486,BJ486,BK486,BL486,BM486,Z,BN486,AO486,AK486))","v":""},"","","","",{"$f":"IF(AD486=\"\",\"\",ho(BT486,AK486,AX486))","v":""},{"$f":"IF(AD486=\"\",\"\",IF(AE486=1,PeriCi(AK486,BB486),PeriTr(AJ486,AN486,BB486)))","v":""},{"$f":"IF(AD486=\"\",\"\",IF(AE486=1,AreaCi(AK486,BB486),AreaTr(AJ486,AN486,BB486)))","v":""},{"$f":"IF(AD486=\"\",\"\",RhCi(BW486,BV486))","v":""},"",{"$f":"IF(AD486=\"\",\"\",hf(AL486,J486,AM486,BW486,BX486))","v":""},{"$f":"IF(AD486=\"\",\"\",LOOKUP(AP486,Tab.4.5!$J$6:$J$27,Tab.4.5!$L$6:$L$27))","v":""},{"$f":"IF(AD486=\"\",\"\",He(CA486,BY486))","v":""},{"$f":"IF(AD486=\"\",\"\",Hs(BY486))","v":""},{"$f":"IF(AD486=\"\",\"\",Hm(BU486,BZ486,CB486,CC486,AL486,AO486))","v":""},"","","","","","",null,null,null,null,null,null,null,null,null,null,null,null,null,null,null,0,0,0,0,0,{"$f":"IF(CK486=\"\",\"\",IF(CL486=1,YcCi(CR486,J486),YcTr(J486,CQ486,CU486)))","v":""},{"$f":"IF(CK486=\"\",\"\",IF(CL486=1,Teta1(DE486,CR486),\"-\"))","v":""},"","",{"$f":"IF(CK486=\"\",\"\",IF(CL486=1,Ynci(CR486,J486,CT486,CV486),YnTr(1,CT486,CQ486,CU486,CV486,J486)))","v":""},{"$f":"IF(CK486=\"\",\"\",IF(CL486=1,Teta1(DI486,CR486),\"-\"))","v":""},{"$f":"IF(CK486=\"\",\"\",IF(CL486=1,AreaCi(CR486,J486),AreaTr(CQ486,CU486,DI486)))","v":""},{"$f":"IF(CK486=\"\",\"\",IF(CL486=1,FrCi(DM486,9.806,DJ486,CR486),FrTr(DM486,9.806,CQ486,CU486,DI486)))","v":""},"",{"$f":"IF(CK486=\"\",\"\",IF(CL486=1,LOOKUP(CP486,'Vmáx(material) - Tab.4.3'!$L$2:$L$11,'Vmáx(material) - Tab.4.3'!$M$2:$M$11),LOOKUP(CP486,'Vmáx(material) - Tab.4.3'!$L$15,'Vmáx(material) - Tab.4.3'!$M$15)))","v":""},{"$f":"IF(CK486=\"\",\"\",VLOOKUP($CO486,'Vmáx(material) - Tab.4.3'!$R$35:$X$41,2))","v":""},{"$f":"IF(CK486=\"\",\"\",VLOOKUP($CO486,'Vmáx(material) - Tab.4.3'!$R$35:$X$41,3))","v":""},{"$f":"IF(CK486=\"\",\"\",VLOOKUP($CO486,'Vmáx(material) - Tab.4.3'!$R$35:$X$41,4))","v":""},{"$f":"IF(CK486=\"\",\"\",VLOOKUP($CO486,'Vmáx(material) - Tab.4.3'!$R$35:$X$41,5))","v":""},{"$f":"IF(CK486=\"\",\"\",VLOOKUP($CO486,'Vmáx(material) - Tab.4.3'!$R$35:$X$41,6))","v":""},{"$f":"IF(CK486=\"\",\"\",IF(CK486=\"\",\"\",VLOOKUP(CO486,'Vmáx(material) - Tab.4.3'!$R$35:$X$41,7)))","v":""},{"$f":"IF(CK486=\"\",\"\",IF(CL486=1,FCi(J486,CR486),FTr(J486,CQ486,CR486)))","v":""},"",{"$f":"IF(CK486=\"\",\"\",Hw(DO486,DP486,DQ486,DR486,DS486,DT486,Z,DU486,CV486,CR486))","v":""},"","","","","",{"$f":"IF(CK486=\"\",\"\",IF(CL486=1,PeriCi(CR486,DI486),PeriTr(CQ486,CU486,DI486)))","v":""},{"$f":"IF(CK486=\"\",\"\",IF(CL486=1,AreaCi(CR486,DI486),AreaTr(CQ486,CU486,DI486)))","v":""},{"$f":"IF(CK486=\"\",\"\",RhCi(DK486,EC486))","v":""},"",{"$f":"IF(CK486=\"\",\"\",hf(CS486,J486,CT486,DK486,EE486))","v":""},{"$f":"IF(CK486=\"\",\"\",LOOKUP(CW486,Tab.4.5!$J$6:$J$27,Tab.4.5!$L$6:$L$27))","v":""},{"$f":"IF(CK486=\"\",\"\",He(EH486,DM486))","v":""},{"$f":"IF(CK486=\"\",\"\",Hs(DM486))","v":""},{"$f":"IF(CK486=\"\",\"\",Hm(EB486,EG486,EI486,EJ486,CS486,CV486))","v":""},"","","","","","","K45+-45000 () ",{"$f":"IF(B486=\"Existe.\",IF(AE486=1,CONCATENATE(#REF!,AK486,\" m.\"),CONCATENATE(#REF!,AJ486,\" m x \",AK486,\" m.\")),IF(CL486=1,CONCATENATE(#REF!,CR486,\" m.\"),CONCATENATE(#REF!,CQ486,\" m x \",CR486,\" m.\")))","v":{"$error":"#REF!"}},"Concreto, L =  m, S = 0 %.","Cota clave eje= 0 msnm.",null,null,null,"","","","","",{"$f":"IF(EV486=\"\",\"\",VLOOKUP(EY486,'Estructura escalonada'!$D$3:$H$953,2))","v":""},"","","","","",""]
[null,null,null,null,null,null,null,null,null,null,null,0,null,0,null,null,null,null,null,null,{"$f":"IF(K489=\"No\",\"\",IF(O489=\"\",YcCi(P489,N489),YcTr(N489,O489,S489)))","v":{"$error":"#VALUE!"}},{"$f":"IF(K489=\"No\",\"\",IF(O489=\"\",Teta1(U489,P489),\"-\"))","v":{"$error":"#VALUE!"}},{"$error":"#VALUE!"},{"$error":"#VALUE!"},{"$f":"IF(K489=\"No\",\"\",IF(O489=\"\",Ynci(P489,N489,R489,T489),YnTr(1,R489,O489,S489,T489,N489)))","v":{"$error":"#VALUE!"}},{"$f":"IF(K489=\"No\",\"\",IF(O489=\"\",Teta1(Y489,P489),\"-\"))","v":{"$error":"#VALUE!"}},{"$f":"IF(K489=\"No\",\"\",IF(O489=\"\",AreaCi(P489,Y489),AreaTr(O489,S489,Y489)))","v":{"$error":"#VALUE!"}},{"$f":"IF(K489=\"No\",\"\",IF(O489=\"\",FrCi(AC489,9.806,Z489,P489),FrTr(AC489,9.806,O489,S489,Y489)))","v":{"$error":"#VALUE!"}},{"$error":"#VALUE!"},null,null,null,null,null,null,null,null,null,null,null,null,null,null,null,0,0,"","","",{"$f":"IF(AD489=\"\",\"\",IF(AE489=1,YcCi(AK489,J489),YcTr(J489,AJ489,AN489)))","v":""},{"$f":"IF(AD489=\"\",\"\",IF(AE489=1,Teta1(AX489,AK489),\"-\"))","v":""},{"$f":"IF(AD489=\"\",\"\",IF(AE489=1,AreaCi(AK489,AX489),AreaTr(AJ489,AN489,AX489)))","v":""},"",{"$f":"IF(AD489=\"\",\"\",IF(AE489=1,Ynci(AK489,J489,AM489,AO489),YnTr(1,AM489,AJ489,AN489,AO489,J489)))","v":""},{"$f":"IF(AD489=\"\",\"\",IF(AE489=1,Teta1(BB489,AK489),\"-\"))","v":""},{"$f":"IF(AD489=\"\",\"\",IF(AE489=1,AreaCi(AK489,BB489),AreaTr(AJ489,AN489,BB489)))","v":""},{"$f":"IF(AD489=\"\",\"\",IF(AE489=1,FrCi(BF489,9.806,BC489,AK489),FrTr(BF489,9.806,AJ489,AN489,BB489)))","v":""},"",{"$f":"IF(AD489=\"\",\"\",IF(AE489=1,LOOKUP(AI489,'Vmáx(material) - Tab.4.3'!$L$2:$L$11,'Vmáx(material) - Tab.4.3'!$M$2:$M$11),LOOKUP(AI489,'Vmáx(material) - Tab.4.3'!$L$15,'Vmáx(material) - Tab.4.3'!$M$15)))","v":""},{"$f":"IF(AD489=\"\",\"\",VLOOKUP($AH489,'Vmáx(material) - Tab.4.3'!$R$35:$X$41,2))","v":""},{"$f":"IF(AD489=\"\",\"\",VLOOKUP($AH489,'Vmáx(material) - Tab.4.3'!$R$35:$X$41,3))","v":""},{"$f":"IF(AD489=\"\",\"\",VLOOKUP($AH489,'Vmáx(material) - Tab.4.3'!$R$35:$X$41,4))","v":""},{"$f":"IF(AD489=\"\",\"\",VLOOKUP($AH489,'Vmáx(material) - Tab.4.3'!$R$35:$X$41,5))","v":""},{"$f":"IF(AD489=\"\",\"\",VLOOKUP($AH489,'Vmáx(material) - Tab.4.3'!$R$35:$X$41,6))","v":""},{"$f":"IF(AD489=\"\",\"\",IF(AD489=\"\",\"\",VLOOKUP($AH489,'Vmáx(material) - Tab.4.3'!$R$35:$X$41,7)))","v":""},{"$f":"IF(AD489=\"\",\"\",IF(AE489=1,FCi(J489,AK489),FTr(J489,AJ489,AK489)))","v":""},"",{"$f":"IF(AD489=\"\",\"\",Hw(BH489,BI489,BJ489,BK489,BL489,BM489,Z,BN489,AO489,AK489))","v":""},"","","","",{"$f":"IF(AD489=\"\",\"\",ho(BT489,AK489,AX489))","v":""},{"$f":"IF(AD489=\"\",\"\",IF(AE489=1,PeriCi(AK489,BB489),PeriTr(AJ489,AN489,BB489)))","v":""},{"$f":"IF(AD489=\"\",\"\",IF(AE489=1,AreaCi(AK489,BB489),AreaTr(AJ489,AN489,BB489)))","v":""},{"$f":"IF(AD489=\"\",\"\",RhCi(BW489,BV489))","v":""},"",{"$f":"IF(AD489=\"\",\"\",hf(AL489,J489,AM489,BW489,BX489))","v":""},{"$f":"IF(AD489=\"\",\"\",LOOKUP(AP489,Tab.4.5!$J$6:$J$27,Tab.4.5!$L$6:$L$27))","v":""},{"$f":"IF(AD489=\"\",\"\",He(CA489,BY489))","v":""},{"$f":"IF(AD489=\"\",\"\",Hs(BY489))","v":""},{"$f":"IF(AD489=\"\",\"\",Hm(BU489,BZ489,CB489,CC489,AL489,AO489))","v":""},"","","","","","",null,null,null,null,null,null,null,null,null,null,null,null,null,null,null,0,0,0,0,0,{"$f":"IF(CK489=\"\",\"\",IF(CL489=1,YcCi(CR489,J489),YcTr(J489,CQ489,CU489)))","v":""},{"$f":"IF(CK489=\"\",\"\",IF(CL489=1,Teta1(DE489,CR489),\"-\"))","v":""},"","",{"$f":"IF(CK489=\"\",\"\",IF(CL489=1,Ynci(CR489,J489,CT489,CV489),YnTr(1,CT489,CQ489,CU489,CV489,J489)))","v":""},{"$f":"IF(CK489=\"\",\"\",IF(CL489=1,Teta1(DI489,CR489),\"-\"))","v":""},{"$f":"IF(CK489=\"\",\"\",IF(CL489=1,AreaCi(CR489,J489),AreaTr(CQ489,CU489,DI489)))","v":""},{"$f":"IF(CK489=\"\",\"\",IF(CL489=1,FrCi(DM489,9.806,DJ489,CR489),FrTr(DM489,9.806,CQ489,CU489,DI489)))","v":""},"",{"$f":"IF(CK489=\"\",\"\",IF(CL489=1,LOOKUP(CP489,'Vmáx(material) - Tab.4.3'!$L$2:$L$11,'Vmáx(material) - Tab.4.3'!$M$2:$M$11),LOOKUP(CP489,'Vmáx(material) - Tab.4.3'!$L$15,'Vmáx(material) - Tab.4.3'!$M$15)))","v":""},{"$f":"IF(CK489=\"\",\"\",VLOOKUP($CO489,'Vmáx(material) - Tab.4.3'!$R$35:$X$41,2))","v":""},{"$f":"IF(CK489=\"\",\"\",VLOOKUP($CO489,'Vmáx(material) - Tab.4.3'!$R$35:$X$41,3))","v":""},{"$f":"IF(CK489=\"\",\"\",VLOOKUP($CO489,'Vmáx(material) - Tab.4.3'!$R$35:$X$41,4))","v":""},{"$f":"IF(CK489=\"\",\"\",VLOOKUP($CO489,'Vmáx(material) - Tab.4.3'!$R$35:$X$41,5))","v":""},{"$f":"IF(CK489=\"\",\"\",VLOOKUP($CO489,'Vmáx(material) - Tab.4.3'!$R$35:$X$41,6))","v":""},{"$f":"IF(CK489=\"\",\"\",IF(CK489=\"\",\"\",VLOOKUP(CO489,'Vmáx(material) - Tab.4.3'!$R$35:$X$41,7)))","v":""},{"$f":"IF(CK489=\"\",\"\",IF(CL489=1,FCi(J489,CR489),FTr(J489,CQ489,CR489)))","v":""},"",{"$f":"IF(CK489=\"\",\"\",Hw(DO489,DP489,DQ489,DR489,DS489,DT489,Z,DU489,CV489,CR489))","v":""},"","","","","",{"$f":"IF(CK489=\"\",\"\",IF(CL489=1,PeriCi(CR489,DI489),PeriTr(CQ489,CU489,DI489)))","v":""},{"$f":"IF(CK489=\"\",\"\",IF(CL489=1,AreaCi(CR489,DI489),AreaTr(CQ489,CU489,DI489)))","v":""},{"$f":"IF(CK489=\"\",\"\",RhCi(DK489,EC489))","v":""},"",{"$f":"IF(CK489=\"\",\"\",hf(CS489,J489,CT489,DK489,EE489))","v":""},{"$f":"IF(CK489=\"\",\"\",LOOKUP(CW489,Tab.4.5!$J$6:$J$27,Tab.4.5!$L$6:$L$27))","v":""},{"$f":"IF(CK489=\"\",\"\",He(EH489,DM489))","v":""},{"$f":"IF(CK489=\"\",\"\",Hs(DM489))","v":""},{"$f":"IF(CK489=\"\",\"\",Hm(EB489,EG489,EI489,EJ489,CS489,CV489))","v":""},"","","","","","","K45+-45000 () ",{"$f":"IF(B489=\"Existe.\",IF(AE489=1,CONCATENATE(#REF!,AK489,\" m.\"),CONCATENATE(#REF!,AJ489,\" m x \",AK489,\" m.\")),IF(CL489=1,CONCATENATE(#REF!,CR489,\" m.\"),CONCATENATE(#REF!,CQ489,\" m x \",CR489,\" m.\")))","v":{"$error":"#REF!"}},"Concreto, L =  m, S = 0 %.","Cota clave eje= 0 msnm.",null,null,null,"","","","","",{"$f":"IF(EV489=\"\",\"\",VLOOKUP(EY489,'Estructura escalonada'!$D$3:$H$953,2))","v":""},"","","","","",""]
[null,null,null,null,null,null,null,null,null,null,null,0,null,0,null,null,null,null,null,null,{"$f":"IF(K493=\"No\",\"\",IF(O493=\"\",YcCi(P493,N493),YcTr(N493,O493,S493)))","v":{"$error":"#VALUE!"}},{"$f":"IF(K493=\"No\",\"\",IF(O493=\"\",Teta1(U493,P493),\"-\"))","v":{"$error":"#VALUE!"}},{"$error":"#VALUE!"},{"$error":"#VALUE!"},{"$f":"IF(K493=\"No\",\"\",IF(O493=\"\",Ynci(P493,N493,R493,T493),YnTr(1,R493,O493,S493,T493,N493)))","v":{"$error":"#VALUE!"}},{"$f":"IF(K493=\"No\",\"\",IF(O493=\"\",Teta1(Y493,P493),\"-\"))","v":{"$error":"#VALUE!"}},{"$f":"IF(K493=\"No\",\"\",IF(O493=\"\",AreaCi(P493,Y493),AreaTr(O493,S493,Y493)))","v":{"$error":"#VALUE!"}},{"$f":"IF(K493=\"No\",\"\",IF(O493=\"\",FrCi(AC493,9.806,Z493,P493),FrTr(AC493,9.806,O493,S493,Y493)))","v":{"$error":"#VALUE!"}},{"$error":"#VALUE!"},null,null,null,null,null,null,null,null,null,null,null,null,null,null,null,0,0,"","","",{"$f":"IF(AD493=\"\",\"\",IF(AE493=1,YcCi(AK493,J493),YcTr(J493,AJ493,AN493)))","v":""},{"$f":"IF(AD493=\"\",\"\",IF(AE493=1,Teta1(AX493,AK493),\"-\"))","v":""},{"$f":"IF(AD493=\"\",\"\",IF(AE493=1,AreaCi(AK493,AX493),AreaTr(AJ493,AN493,AX493)))","v":""},"",{"$f":"IF(AD493=\"\",\"\",IF(AE493=1,Ynci(AK493,J493,AM493,AO493),YnTr(1,AM493,AJ493,AN493,AO493,J493)))","v":""},{"$f":"IF(AD493=\"\",\"\",IF(AE493=1,Teta1(BB493,AK493),\"-\"))","v":""},{"$f":"IF(AD493=\"\",\"\",IF(AE493=1,AreaCi(AK493,BB493),AreaTr(AJ493,AN493,BB493)))","v":""},{"$f":"IF(AD493=\"\",\"\",IF(AE493=1,FrCi(BF493,9.806,BC493,AK493),FrTr(BF493,9.806,AJ493,AN493,BB493)))","v":""},"",{"$f":"IF(AD493=\"\",\"\",IF(AE493=1,LOOKUP(AI493,'Vmáx(material) - Tab.4.3'!$L$2:$L$11,'Vmáx(material) - Tab.4.3'!$M$2:$M$11),LOOKUP(AI493,'Vmáx(material) - Tab.4.3'!$L$15,'Vmáx(material) - Tab.4.3'!$M$15)))","v":""},{"$f":"IF(AD493=\"\",\"\",VLOOKUP($AH493,'Vmáx(material) - Tab.4.3'!$R$35:$X$41,2))","v":""},{"$f":"IF(AD493=\"\",\"\",VLOOKUP($AH493,'Vmáx(material) - Tab.4.3'!$R$35:$X$41,3))","v":""},{"$f":"IF(AD493=\"\",\"\",VLOOKUP($AH493,'Vmáx(material) - Tab.4.3'!$R$35:$X$41,4))","v":""},{"$f":"IF(AD493=\"\",\"\",VLOOKUP($AH493,'Vmáx(material) - Tab.4.3'!$R$35:$X$41,5))","v":""},{"$f":"IF(AD493=\"\",\"\",VLOOKUP($AH493,'Vmáx(material) - Tab.4.3'!$R$35:$X$41,6))","v":""},{"$f":"IF(AD493=\"\",\"\",IF(AD493=\"\",\"\",VLOOKUP($AH493,'Vmáx(material) - Tab.4.3'!$R$35:$X$41,7)))","v":""},{"$f":"IF(AD493=\"\",\"\",IF(AE493=1,FCi(J493,AK493),FTr(J493,AJ493,AK493)))","v":""},"",{"$f":"IF(AD493=\"\",\"\",Hw(BH493,BI493,BJ493,BK493,BL493,BM493,Z,BN493,AO493,AK493))","v":""},"","","","",{"$f":"IF(AD493=\"\",\"\",ho(BT493,AK493,AX493))","v":""},{"$f":"IF(AD493=\"\",\"\",IF(AE493=1,PeriCi(AK493,BB493),PeriTr(AJ493,AN493,BB493)))","v":""},{"$f":"IF(AD493=\"\",\"\",IF(AE493=1,AreaCi(AK493,BB493),AreaTr(AJ493,AN493,BB493)))","v":""},{"$f":"IF(AD493=\"\",\"\",RhCi(BW493,BV493))","v":""},"",{"$f":"IF(AD493=\"\",\"\",hf(AL493,J493,AM493,BW493,BX493))","v":""},{"$f":"IF(AD493=\"\",\"\",LOOKUP(AP493,Tab.4.5!$J$6:$J$27,Tab.4.5!$L$6:$L$27))","v":""},{"$f":"IF(AD493=\"\",\"\",He(CA493,BY493))","v":""},{"$f":"IF(AD493=\"\",\"\",Hs(BY493))","v":""},{"$f":"IF(AD493=\"\",\"\",Hm(BU493,BZ493,CB493,CC493,AL493,AO493))","v":""},"","","","","","",null,null,null,null,null,null,null,null,null,null,null,null,null,null,null,0,0,0,0,0,{"$f":"IF(CK493=\"\",\"\",IF(CL493=1,YcCi(CR493,J493),YcTr(J493,CQ493,CU493)))","v":""},{"$f":"IF(CK493=\"\",\"\",IF(CL493=1,Teta1(DE493,CR493),\"-\"))","v":""},"","",{"$f":"IF(CK493=\"\",\"\",IF(CL493=1,Ynci(CR493,J493,CT493,CV493),YnTr(1,CT493,CQ493,CU493,CV493,J493)))","v":""},{"$f":"IF(CK493=\"\",\"\",IF(CL493=1,Teta1(DI493,CR493),\"-\"))","v":""},{"$f":"IF(CK493=\"\",\"\",IF(CL493=1,AreaCi(CR493,J493),AreaTr(CQ493,CU493,DI493)))","v":""},{"$f":"IF(CK493=\"\",\"\",IF(CL493=1,FrCi(DM493,9.806,DJ493,CR493),FrTr(DM493,9.806,CQ493,CU493,DI493)))","v":""},"",{"$f":"IF(CK493=\"\",\"\",IF(CL493=1,LOOKUP(CP493,'Vmáx(material) - Tab.4.3'!$L$2:$L$11,'Vmáx(material) - Tab.4.3'!$M$2:$M$11),LOOKUP(CP493,'Vmáx(material) - Tab.4.3'!$L$15,'Vmáx(material) - Tab.4.3'!$M$15)))","v":""},{"$f":"IF(CK493=\"\",\"\",VLOOKUP($CO493,'Vmáx(material) - Tab.4.3'!$R$35:$X$41,2))","v":""},{"$f":"IF(CK493=\"\",\"\",VLOOKUP($CO493,'Vmáx(material) - Tab.4.3'!$R$35:$X$41,3))","v":""},{"$f":"IF(CK493=\"\",\"\",VLOOKUP($CO493,'Vmáx(material) - Tab.4.3'!$R$35:$X$41,4))","v":""},{"$f":"IF(CK493=\"\",\"\",VLOOKUP($CO493,'Vmáx(material) - Tab.4.3'!$R$35:$X$41,5))","v":""},{"$f":"IF(CK493=\"\",\"\",VLOOKUP($CO493,'Vmáx(material) - Tab.4.3'!$R$35:$X$41,6))","v":""},{"$f":"IF(CK493=\"\",\"\",IF(CK493=\"\",\"\",VLOOKUP(CO493,'Vmáx(material) - Tab.4.3'!$R$35:$X$41,7)))","v":""},{"$f":"IF(CK493=\"\",\"\",IF(CL493=1,FCi(J493,CR493),FTr(J493,CQ493,CR493)))","v":""},"",{"$f":"IF(CK493=\"\",\"\",Hw(DO493,DP493,DQ493,DR493,DS493,DT493,Z,DU493,CV493,CR493))","v":""},"","","","","",{"$f":"IF(CK493=\"\",\"\",IF(CL493=1,PeriCi(CR493,DI493),PeriTr(CQ493,CU493,DI493)))","v":""},{"$f":"IF(CK493=\"\",\"\",IF(CL493=1,AreaCi(CR493,DI493),AreaTr(CQ493,CU493,DI493)))","v":""},{"$f":"IF(CK493=\"\",\"\",RhCi(DK493,EC493))","v":""},"",{"$f":"IF(CK493=\"\",\"\",hf(CS493,J493,CT493,DK493,EE493))","v":""},{"$f":"IF(CK493=\"\",\"\",LOOKUP(CW493,Tab.4.5!$J$6:$J$27,Tab.4.5!$L$6:$L$27))","v":""},{"$f":"IF(CK493=\"\",\"\",He(EH493,DM493))","v":""},{"$f":"IF(CK493=\"\",\"\",Hs(DM493))","v":""},{"$f":"IF(CK493=\"\",\"\",Hm(EB493,EG493,EI493,EJ493,CS493,CV493))","v":""},"","","","","","","K45+-45000 () ",{"$f":"IF(B493=\"Existe.\",IF(AE493=1,CONCATENATE(#REF!,AK493,\" m.\"),CONCATENATE(#REF!,AJ493,\" m x \",AK493,\" m.\")),IF(CL493=1,CONCATENATE(#REF!,CR493,\" m.\"),CONCATENATE(#REF!,CQ493,\" m x \",CR493,\" m.\")))","v":{"$error":"#REF!"}},"Concreto, L =  m, S = 0 %.","Cota clave eje= 0 msnm.",null,null,null,"","","","","",{"$f":"IF(EV493=\"\",\"\",VLOOKUP(EY493,'Estructura escalonada'!$D$3:$H$953,2))","v":""},"","","","","",""]
[null,null,null,null,null,null,null,null,null,null,null,0,null,0,null,null,null,null,null,null,{"$f":"IF(K496=\"No\",\"\",IF(O496=\"\",YcCi(P496,N496),YcTr(N496,O496,S496)))","v":{"$error":"#VALUE!"}},{"$f":"IF(K496=\"No\",\"\",IF(O496=\"\",Teta1(U496,P496),\"-\"))","v":{"$error":"#VALUE!"}},{"$error":"#VALUE!"},{"$error":"#VALUE!"},{"$f":"IF(K496=\"No\",\"\",IF(O496=\"\",Ynci(P496,N496,R496,T496),YnTr(1,R496,O496,S496,T496,N496)))","v":{"$error":"#VALUE!"}},{"$f":"IF(K496=\"No\",\"\",IF(O496=\"\",Teta1(Y496,P496),\"-\"))","v":{"$error":"#VALUE!"}},{"$f":"IF(K496=\"No\",\"\",IF(O496=\"\",AreaCi(P496,Y496),AreaTr(O496,S496,Y496)))","v":{"$error":"#VALUE!"}},{"$f":"IF(K496=\"No\",\"\",IF(O496=\"\",FrCi(AC496,9.806,Z496,P496),FrTr(AC496,9.806,O496,S496,Y496)))","v":{"$error":"#VALUE!"}},{"$error":"#VALUE!"},null,null,null,null,null,null,null,null,null,null,null,null,null,null,null,0,0,"","","",{"$f":"IF(AD496=\"\",\"\",IF(AE496=1,YcCi(AK496,J496),YcTr(J496,AJ496,AN496)))","v":""},{"$f":"IF(AD496=\"\",\"\",IF(AE496=1,Teta1(AX496,AK496),\"-\"))","v":""},{"$f":"IF(AD496=\"\",\"\",IF(AE496=1,AreaCi(AK496,AX496),AreaTr(AJ496,AN496,AX496)))","v":""},"",{"$f":"IF(AD496=\"\",\"\",IF(AE496=1,Ynci(AK496,J496,AM496,AO496),YnTr(1,AM496,AJ496,AN496,AO496,J496)))","v":""},{"$f":"IF(AD496=\"\",\"\",IF(AE496=1,Teta1(BB496,AK496),\"-\"))","v":""},{"$f":"IF(AD496=\"\",\"\",IF(AE496=1,AreaCi(AK496,BB496),AreaTr(AJ496,AN496,BB496)))","v":""},{"$f":"IF(AD496=\"\",\"\",IF(AE496=1,FrCi(BF496,9.806,BC496,AK496),FrTr(BF496,9.806,AJ496,AN496,BB496)))","v":""},"",{"$f":"IF(AD496=\"\",\"\",IF(AE496=1,LOOKUP(AI496,'Vmáx(material) - Tab.4.3'!$L$2:$L$11,'Vmáx(material) - Tab.4.3'!$M$2:$M$11),LOOKUP(AI496,'Vmáx(material) - Tab.4.3'!$L$15,'Vmáx(material) - Tab.4.3'!$M$15)))","v":""},{"$f":"IF(AD496=\"\",\"\",VLOOKUP($AH496,'Vmáx(material) - Tab.4.3'!$R$35:$X$41,2))","v":""},{"$f":"IF(AD496=\"\",\"\",VLOOKUP($AH496,'Vmáx(material) - Tab.4.3'!$R$35:$X$41,3))","v":""},{"$f":"IF(AD496=\"\",\"\",VLOOKUP($AH496,'Vmáx(material) - Tab.4.3'!$R$35:$X$41,4))","v":""},{"$f":"IF(AD496=\"\",\"\",VLOOKUP($AH496,'Vmáx(material) - Tab.4.3'!$R$35:$X$41,5))","v":""},{"$f":"IF(AD496=\"\",\"\",VLOOKUP($AH496,'Vmáx(material) - Tab.4.3'!$R$35:$X$41,6))","v":""},{"$f":"IF(AD496=\"\",\"\",IF(AD496=\"\",\"\",VLOOKUP($AH496,'Vmáx(material) - Tab.4.3'!$R$35:$X$41,7)))","v":""},{"$f":"IF(AD496=\"\",\"\",IF(AE496=1,FCi(J496,AK496),FTr(J496,AJ496,AK496)))","v":""},"",{"$f":"IF(AD496=\"\",\"\",Hw(BH496,BI496,BJ496,BK496,BL496,BM496,Z,BN496,AO496,AK496))","v":""},"","","","",{"$f":"IF(AD496=\"\",\"\",ho(BT496,AK496,AX496))","v":""},{"$f":"IF(AD496=\"\",\"\",IF(AE496=1,PeriCi(AK496,BB496),PeriTr(AJ496,AN496,BB496)))","v":""},{"$f":"IF(AD496=\"\",\"\",IF(AE496=1,AreaCi(AK496,BB496),AreaTr(AJ496,AN496,BB496)))","v":""},{"$f":"IF(AD496=\"\",\"\",RhCi(BW496,BV496))","v":""},"",{"$f":"IF(AD496=\"\",\"\",hf(AL496,J496,AM496,BW496,BX496))","v":""},{"$f":"IF(AD496=\"\",\"\",LOOKUP(AP496,Tab.4.5!$J$6:$J$27,Tab.4.5!$L$6:$L$27))","v":""},{"$f":"IF(AD496=\"\",\"\",He(CA496,BY496))","v":""},{"$f":"IF(AD496=\"\",\"\",Hs(BY496))","v":""},{"$f":"IF(AD496=\"\",\"\",Hm(BU496,BZ496,CB496,CC496,AL496,AO496))","v":""},"","","","","","",null,null,null,null,null,null,null,null,null,null,null,null,null,null,null,0,0,0,0,0,{"$f":"IF(CK496=\"\",\"\",IF(CL496=1,YcCi(CR496,J496),YcTr(J496,CQ496,CU496)))","v":""},{"$f":"IF(CK496=\"\",\"\",IF(CL496=1,Teta1(DE496,CR496),\"-\"))","v":""},"","",{"$f":"IF(CK496=\"\",\"\",IF(CL496=1,Ynci(CR496,J496,CT496,CV496),YnTr(1,CT496,CQ496,CU496,CV496,J496)))","v":""},{"$f":"IF(CK496=\"\",\"\",IF(CL496=1,Teta1(DI496,CR496),\"-\"))","v":""},{"$f":"IF(CK496=\"\",\"\",IF(CL496=1,AreaCi(CR496,J496),AreaTr(CQ496,CU496,DI496)))","v":""},{"$f":"IF(CK496=\"\",\"\",IF(CL496=1,FrCi(DM496,9.806,DJ496,CR496),FrTr(DM496,9.806,CQ496,CU496,DI496)))","v":""},"",{"$f":"IF(CK496=\"\",\"\",IF(CL496=1,LOOKUP(CP496,'Vmáx(material) - Tab.4.3'!$L$2:$L$11,'Vmáx(material) - Tab.4.3'!$M$2:$M$11),LOOKUP(CP496,'Vmáx(material) - Tab.4.3'!$L$15,'Vmáx(material) - Tab.4.3'!$M$15)))","v":""},{"$f":"IF(CK496=\"\",\"\",VLOOKUP($CO496,'Vmáx(material) - Tab.4.3'!$R$35:$X$41,2))","v":""},{"$f":"IF(CK496=\"\",\"\",VLOOKUP($CO496,'Vmáx(material) - Tab.4.3'!$R$35:$X$41,3))","v":""},{"$f":"IF(CK496=\"\",\"\",VLOOKUP($CO496,'Vmáx(material) - Tab.4.3'!$R$35:$X$41,4))","v":""},{"$f":"IF(CK496=\"\",\"\",VLOOKUP($CO496,'Vmáx(material) - Tab.4.3'!$R$35:$X$41,5))","v":""},{"$f":"IF(CK496=\"\",\"\",VLOOKUP($CO496,'Vmáx(material) - Tab.4.3'!$R$35:$X$41,6))","v":""},{"$f":"IF(CK496=\"\",\"\",IF(CK496=\"\",\"\",VLOOKUP(CO496,'Vmáx(material) - Tab.4.3'!$R$35:$X$41,7)))","v":""},{"$f":"IF(CK496=\"\",\"\",IF(CL496=1,FCi(J496,CR496),FTr(J496,CQ496,CR496)))","v":""},"",{"$f":"IF(CK496=\"\",\"\",Hw(DO496,DP496,DQ496,DR496,DS496,DT496,Z,DU496,CV496,CR496))","v":""},"","","","","",{"$f":"IF(CK496=\"\",\"\",IF(CL496=1,PeriCi(CR496,DI496),PeriTr(CQ496,CU496,DI496)))","v":""},{"$f":"IF(CK496=\"\",\"\",IF(CL496=1,AreaCi(CR496,DI496),AreaTr(CQ496,CU496,DI496)))","v":""},{"$f":"IF(CK496=\"\",\"\",RhCi(DK496,EC496))","v":""},"",{"$f":"IF(CK496=\"\",\"\",hf(CS496,J496,CT496,DK496,EE496))","v":""},{"$f":"IF(CK496=\"\",\"\",LOOKUP(CW496,Tab.4.5!$J$6:$J$27,Tab.4.5!$L$6:$L$27))","v":""},{"$f":"IF(CK496=\"\",\"\",He(EH496,DM496))","v":""},{"$f":"IF(CK496=\"\",\"\",Hs(DM496))","v":""},{"$f":"IF(CK496=\"\",\"\",Hm(EB496,EG496,EI496,EJ496,CS496,CV496))","v":""},"","","","","","","K45+-45000 () ",{"$f":"IF(B496=\"Existe.\",IF(AE496=1,CONCATENATE(#REF!,AK496,\" m.\"),CONCATENATE(#REF!,AJ496,\" m x \",AK496,\" m.\")),IF(CL496=1,CONCATENATE(#REF!,CR496,\" m.\"),CONCATENATE(#REF!,CQ496,\" m x \",CR496,\" m.\")))","v":{"$error":"#REF!"}},"Concreto, L =  m, S = 0 %.","Cota clave eje= 0 msnm.",null,null,null,"","","","","",{"$f":"IF(EV496=\"\",\"\",VLOOKUP(EY496,'Estructura escalonada'!$D$3:$H$953,2))","v":""},"","","","","",""]
[null,null,null,null,null,null,null,null,null,null,null,0,null,0,null,null,null,null,null,null,{"$f":"IF(K498=\"No\",\"\",IF(O498=\"\",YcCi(P498,N498),YcTr(N498,O498,S498)))","v":{"$error":"#VALUE!"}},{"$f":"IF(K498=\"No\",\"\",IF(O498=\"\",Teta1(U498,P498),\"-\"))","v":{"$error":"#VALUE!"}},{"$error":"#VALUE!"},{"$error":"#VALUE!"},{"$f":"IF(K498=\"No\",\"\",IF(O498=\"\",Ynci(P498,N498,R498,T498),YnTr(1,R498,O498,S498,T498,N498)))","v":{"$error":"#VALUE!"}},{"$f":"IF(K498=\"No\",\"\",IF(O498=\"\",Teta1(Y498,P498),\"-\"))","v":{"$error":"#VALUE!"}},{"$f":"IF(K498=\"No\",\"\",IF(O498=\"\",AreaCi(P498,Y498),AreaTr(O498,S498,Y498)))","v":{"$error":"#VALUE!"}},{"$f":"IF(K498=\"No\",\"\",IF(O498=\"\",FrCi(AC498,9.806,Z498,P498),FrTr(AC498,9.806,O498,S498,Y498)))","v":{"$error":"#VALUE!"}},{"$error":"#VALUE!"},null,null,null,null,null,null,null,null,null,null,null,null,null,null,null,0,0,"","","",{"$f":"IF(AD498=\"\",\"\",IF(AE498=1,YcCi(AK498,J498),YcTr(J498,AJ498,AN498)))","v":""},{"$f":"IF(AD498=\"\",\"\",IF(AE498=1,Teta1(AX498,AK498),\"-\"))","v":""},{"$f":"IF(AD498=\"\",\"\",IF(AE498=1,AreaCi(AK498,AX498),AreaTr(AJ498,AN498,AX498)))","v":""},"",{"$f":"IF(AD498=\"\",\"\",IF(AE498=1,Ynci(AK498,J498,AM498,AO498),YnTr(1,AM498,AJ498,AN498,AO498,J498)))","v":""},{"$f":"IF(AD498=\"\",\"\",IF(AE498=1,Teta1(BB498,AK498),\"-\"))","v":""},{"$f":"IF(AD498=\"\",\"\",IF(AE498=1,AreaCi(AK498,BB498),AreaTr(AJ498,AN498,BB498)))","v":""},{"$f":"IF(AD498=\"\",\"\",IF(AE498=1,FrCi(BF498,9.806,BC498,AK498),FrTr(BF498,9.806,AJ498,AN498,BB498)))","v":""},"",{"$f":"IF(AD498=\"\",\"\",IF(AE498=1,LOOKUP(AI498,'Vmáx(material) - Tab.4.3'!$L$2:$L$11,'Vmáx(material) - Tab.4.3'!$M$2:$M$11),LOOKUP(AI498,'Vmáx(material) - Tab.4.3'!$L$15,'Vmáx(material) - Tab.4.3'!$M$15)))","v":""},{"$f":"IF(AD498=\"\",\"\",VLOOKUP($AH498,'Vmáx(material) - Tab.4.3'!$R$35:$X$41,2))","v":""},{"$f":"IF(AD498=\"\",\"\",VLOOKUP($AH498,'Vmáx(material) - Tab.4.3'!$R$35:$X$41,3))","v":""},{"$f":"IF(AD498=\"\",\"\",VLOOKUP($AH498,'Vmáx(material) - Tab.4.3'!$R$35:$X$41,4))","v":""},{"$f":"IF(AD498=\"\",\"\",VLOOKUP($AH498,'Vmáx(material) - Tab.4.3'!$R$35:$X$41,5))","v":""},{"$f":"IF(AD498=\"\",\"\",VLOOKUP($AH498,'Vmáx(material) - Tab.4.3'!$R$35:$X$41,6))","v":""},{"$f":"IF(AD498=\"\",\"\",IF(AD498=\"\",\"\",VLOOKUP($AH498,'Vmáx(material) - Tab.4.3'!$R$35:$X$41,7)))","v":""},{"$f":"IF(AD498=\"\",\"\",IF(AE498=1,FCi(J498,AK498),FTr(J498,AJ498,AK498)))","v":""},"",{"$f":"IF(AD498=\"\",\"\",Hw(BH498,BI498,BJ498,BK498,BL498,BM498,Z,BN498,AO498,AK498))","v":""},"","","","",{"$f":"IF(AD498=\"\",\"\",ho(BT498,AK498,AX498))","v":""},{"$f":"IF(AD498=\"\",\"\",IF(AE498=1,PeriCi(AK498,BB498),PeriTr(AJ498,AN498,BB498)))","v":""},{"$f":"IF(AD498=\"\",\"\",IF(AE498=1,AreaCi(AK498,BB498),AreaTr(AJ498,AN498,BB498)))","v":""},{"$f":"IF(AD498=\"\",\"\",RhCi(BW498,BV498))","v":""},"",{"$f":"IF(AD498=\"\",\"\",hf(AL498,J498,AM498,BW498,BX498))","v":""},{"$f":"IF(AD498=\"\",\"\",LOOKUP(AP498,Tab.4.5!$J$6:$J$27,Tab.4.5!$L$6:$L$27))","v":""},{"$f":"IF(AD498=\"\",\"\",He(CA498,BY498))","v":""},{"$f":"IF(AD498=\"\",\"\",Hs(BY498))","v":""},{"$f":"IF(AD498=\"\",\"\",Hm(BU498,BZ498,CB498,CC498,AL498,AO498))","v":""},"","","","","","",null,null,null,null,null,null,null,null,null,null,null,null,null,null,null,0,0,0,0,0,{"$f":"IF(CK498=\"\",\"\",IF(CL498=1,YcCi(CR498,J498),YcTr(J498,CQ498,CU498)))","v":""},{"$f":"IF(CK498=\"\",\"\",IF(CL498=1,Teta1(DE498,CR498),\"-\"))","v":""},"","",{"$f":"IF(CK498=\"\",\"\",IF(CL498=1,Ynci(CR498,J498,CT498,CV498),YnTr(1,CT498,CQ498,CU498,CV498,J498)))","v":""},{"$f":"IF(CK498=\"\",\"\",IF(CL498=1,Teta1(DI498,CR498),\"-\"))","v":""},{"$f":"IF(CK498=\"\",\"\",IF(CL498=1,AreaCi(CR498,J498),AreaTr(CQ498,CU498,DI498)))","v":""},{"$f":"IF(CK498=\"\",\"\",IF(CL498=1,FrCi(DM498,9.806,DJ498,CR498),FrTr(DM498,9.806,CQ498,CU498,DI498)))","v":""},"",{"$f":"IF(CK498=\"\",\"\",IF(CL498=1,LOOKUP(CP498,'Vmáx(material) - Tab.4.3'!$L$2:$L$11,'Vmáx(material) - Tab.4.3'!$M$2:$M$11),LOOKUP(CP498,'Vmáx(material) - Tab.4.3'!$L$15,'Vmáx(material) - Tab.4.3'!$M$15)))","v":""},{"$f":"IF(CK498=\"\",\"\",VLOOKUP($CO498,'Vmáx(material) - Tab.4.3'!$R$35:$X$41,2))","v":""},{"$f":"IF(CK498=\"\",\"\",VLOOKUP($CO498,'Vmáx(material) - Tab.4.3'!$R$35:$X$41,3))","v":""},{"$f":"IF(CK498=\"\",\"\",VLOOKUP($CO498,'Vmáx(material) - Tab.4.3'!$R$35:$X$41,4))","v":""},{"$f":"IF(CK498=\"\",\"\",VLOOKUP($CO498,'Vmáx(material) - Tab.4.3'!$R$35:$X$41,5))","v":""},{"$f":"IF(CK498=\"\",\"\",VLOOKUP($CO498,'Vmáx(material) - Tab.4.3'!$R$35:$X$41,6))","v":""},{"$f":"IF(CK498=\"\",\"\",IF(CK498=\"\",\"\",VLOOKUP(CO498,'Vmáx(material) - Tab.4.3'!$R$35:$X$41,7)))","v":""},{"$f":"IF(CK498=\"\",\"\",IF(CL498=1,FCi(J498,CR498),FTr(J498,CQ498,CR498)))","v":""},"",{"$f":"IF(CK498=\"\",\"\",Hw(DO498,DP498,DQ498,DR498,DS498,DT498,Z,DU498,CV498,CR498))","v":""},"","","","","",{"$f":"IF(CK498=\"\",\"\",IF(CL498=1,PeriCi(CR498,DI498),PeriTr(CQ498,CU498,DI498)))","v":""},{"$f":"IF(CK498=\"\",\"\",IF(CL498=1,AreaCi(CR498,DI498),AreaTr(CQ498,CU498,DI498)))","v":""},{"$f":"IF(CK498=\"\",\"\",RhCi(DK498,EC498))","v":""},"",{"$f":"IF(CK498=\"\",\"\",hf(CS498,J498,CT498,DK498,EE498))","v":""},{"$f":"IF(CK498=\"\",\"\",LOOKUP(CW498,Tab.4.5!$J$6:$J$27,Tab.4.5!$L$6:$L$27))","v":""},{"$f":"IF(CK498=\"\",\"\",He(EH498,DM498))","v":""},{"$f":"IF(CK498=\"\",\"\",Hs(DM498))","v":""},{"$f":"IF(CK498=\"\",\"\",Hm(EB498,EG498,EI498,EJ498,CS498,CV498))","v":""},"","","","","","","K45+-45000 () ",{"$f":"IF(B498=\"Existe.\",IF(AE498=1,CONCATENATE(#REF!,AK498,\" m.\"),CONCATENATE(#REF!,AJ498,\" m x \",AK498,\" m.\")),IF(CL498=1,CONCATENATE(#REF!,CR498,\" m.\"),CONCATENATE(#REF!,CQ498,\" m x \",CR498,\" m.\")))","v":{"$error":"#REF!"}},"Concreto, L =  m, S = 0 %.","Cota clave eje= 0 msnm.",null,null,null,"","","","","",{"$f":"IF(EV498=\"\",\"\",VLOOKUP(EY498,'Estructura escalonada'!$D$3:$H$953,2))","v":""},"","","","","",""]
[null,null,null,null,null,null,null,null,null,null,null,0,null,0,null,null,null,null,null,null,{"$f":"IF(K502=\"No\",\"\",IF(O502=\"\",YcCi(P502,N502),YcTr(N502,O502,S502)))","v":{"$error":"#VALUE!"}},{"$f":"IF(K502=\"No\",\"\",IF(O502=\"\",Teta1(U502,P502),\"-\"))","v":{"$error":"#VALUE!"}},{"$error":"#VALUE!"},{"$error":"#VALUE!"},{"$f":"IF(K502=\"No\",\"\",IF(O502=\"\",Ynci(P502,N502,R502,T502),YnTr(1,R502,O502,S502,T502,N502)))","v":{"$error":"#VALUE!"}},{"$f":"IF(K502=\"No\",\"\",IF(O502=\"\",Teta1(Y502,P502),\"-\"))","v":{"$error":"#VALUE!"}},{"$f":"IF(K502=\"No\",\"\",IF(O502=\"\",AreaCi(P502,Y502),AreaTr(O502,S502,Y502)))","v":{"$error":"#VALUE!"}},{"$f":"IF(K502=\"No\",\"\",IF(O502=\"\",FrCi(AC502,9.806,Z502,P502),FrTr(AC502,9.806,O502,S502,Y502)))","v":{"$error":"#VALUE!"}},{"$error":"#VALUE!"},null,null,null,null,null,null,null,null,null,null,null,null,null,null,null,0,0,"","","",{"$f":"IF(AD502=\"\",\"\",IF(AE502=1,YcCi(AK502,J502),YcTr(J502,AJ502,AN502)))","v":""},{"$f":"IF(AD502=\"\",\"\",IF(AE502=1,Teta1(AX502,AK502),\"-\"))","v":""},{"$f":"IF(AD502=\"\",\"\",IF(AE502=1,AreaCi(AK502,AX502),AreaTr(AJ502,AN502,AX502)))","v":""},"",{"$f":"IF(AD502=\"\",\"\",IF(AE502=1,Ynci(AK502,J502,AM502,AO502),YnTr(1,AM502,AJ502,AN502,AO502,J502)))","v":""},{"$f":"IF(AD502=\"\",\"\",IF(AE502=1,Teta1(BB502,AK502),\"-\"))","v":""},{"$f":"IF(AD502=\"\",\"\",IF(AE502=1,AreaCi(AK502,BB502),AreaTr(AJ502,AN502,BB502)))","v":""},{"$f":"IF(AD502=\"\",\"\",IF(AE502=1,FrCi(BF502,9.806,BC502,AK502),FrTr(BF502,9.806,AJ502,AN502,BB502)))","v":""},"",{"$f":"IF(AD502=\"\",\"\",IF(AE502=1,LOOKUP(AI502,'Vmáx(material) - Tab.4.3'!$L$2:$L$11,'Vmáx(material) - Tab.4.3'!$M$2:$M$11),LOOKUP(AI502,'Vmáx(material) - Tab.4.3'!$L$15,'Vmáx(material) - Tab.4.3'!$M$15)))","v":""},{"$f":"IF(AD502=\"\",\"\",VLOOKUP($AH502,'Vmáx(material) - Tab.4.3'!$R$35:$X$41,2))","v":""},{"$f":"IF(AD502=\"\",\"\",VLOOKUP($AH502,'Vmáx(material) - Tab.4.3'!$R$35:$X$41,3))","v":""},{"$f":"IF(AD502=\"\",\"\",VLOOKUP($AH502,'Vmáx(material) - Tab.4.3'!$R$35:$X$41,4))","v":""},{"$f":"IF(AD502=\"\",\"\",VLOOKUP($AH502,'Vmáx(material) - Tab.4.3'!$R$35:$X$41,5))","v":""},{"$f":"IF(AD502=\"\",\"\",VLOOKUP($AH502,'Vmáx(material) - Tab.4.3'!$R$35:$X$41,6))","v":""},{"$f":"IF(AD502=\"\",\"\",IF(AD502=\"\",\"\",VLOOKUP($AH502,'Vmáx(material) - Tab.4.3'!$R$35:$X$41,7)))","v":""},{"$f":"IF(AD502=\"\",\"\",IF(AE502=1,FCi(J502,AK502),FTr(J502,AJ502,AK502)))","v":""},"",{"$f":"IF(AD502=\"\",\"\",Hw(BH502,BI502,BJ502,BK502,BL502,BM502,Z,BN502,AO502,AK502))","v":""},"","","","",{"$f":"IF(AD502=\"\",\"\",ho(BT502,AK502,AX502))","v":""},{"$f":"IF(AD502=\"\",\"\",IF(AE502=1,PeriCi(AK502,BB502),PeriTr(AJ502,AN502,BB502)))","v":""},{"$f":"IF(AD502=\"\",\"\",IF(AE502=1,AreaCi(AK502,BB502),AreaTr(AJ502,AN502,BB502)))","v":""},{"$f":"IF(AD502=\"\",\"\",RhCi(BW502,BV502))","v":""},"",{"$f":"IF(AD502=\"\",\"\",hf(AL502,J502,AM502,BW502,BX502))","v":""},{"$f":"IF(AD502=\"\",\"\",LOOKUP(AP502,Tab.4.5!$J$6:$J$27,Tab.4.5!$L$6:$L$27))","v":""},{"$f":"IF(AD502=\"\",\"\",He(CA502,BY502))","v":""},{"$f":"IF(AD502=\"\",\"\",Hs(BY502))","v":""},{"$f":"IF(AD502=\"\",\"\",Hm(BU502,BZ502,CB502,CC502,AL502,AO502))","v":""},"","","","","","",null,null,null,null,null,null,null,null,null,null,null,null,null,null,null,0,0,0,0,0,{"$f":"IF(CK502=\"\",\"\",IF(CL502=1,YcCi(CR502,J502),YcTr(J502,CQ502,CU502)))","v":""},{"$f":"IF(CK502=\"\",\"\",IF(CL502=1,Teta1(DE502,CR502),\"-\"))","v":""},"","",{"$f":"IF(CK502=\"\",\"\",IF(CL502=1,Ynci(CR502,J502,CT502,CV502),YnTr(1,CT502,CQ502,CU502,CV502,J502)))","v":""},{"$f":"IF(CK502=\"\",\"\",IF(CL502=1,Teta1(DI502,CR502),\"-\"))","v":""},{"$f":"IF(CK502=\"\",\"\",IF(CL502=1,AreaCi(CR502,J502),AreaTr(CQ502,CU502,DI502)))","v":""},{"$f":"IF(CK502=\"\",\"\",IF(CL502=1,FrCi(DM502,9.806,DJ502,CR502),FrTr(DM502,9.806,CQ502,CU502,DI502)))","v":""},"",{"$f":"IF(CK502=\"\",\"\",IF(CL502=1,LOOKUP(CP502,'Vmáx(material) - Tab.4.3'!$L$2:$L$11,'Vmáx(material) - Tab.4.3'!$M$2:$M$11),LOOKUP(CP502,'Vmáx(material) - Tab.4.3'!$L$15,'Vmáx(material) - Tab.4.3'!$M$15)))","v":""},{"$f":"IF(CK502=\"\",\"\",VLOOKUP($CO502,'Vmáx(material) - Tab.4.3'!$R$35:$X$41,2))","v":""},{"$f":"IF(CK502=\"\",\"\",VLOOKUP($CO502,'Vmáx(material) - Tab.4.3'!$R$35:$X$41,3))","v":""},{"$f":"IF(CK502=\"\",\"\",VLOOKUP($CO502,'Vmáx(material) - Tab.4.3'!$R$35:$X$41,4))","v":""},{"$f":"IF(CK502=\"\",\"\",VLOOKUP($CO502,'Vmáx(material) - Tab.4.3'!$R$35:$X$41,5))","v":""},{"$f":"IF(CK502=\"\",\"\",VLOOKUP($CO502,'Vmáx(material) - Tab.4.3'!$R$35:$X$41,6))","v":""},{"$f":"IF(CK502=\"\",\"\",IF(CK502=\"\",\"\",VLOOKUP(CO502,'Vmáx(material) - Tab.4.3'!$R$35:$X$41,7)))","v":""},{"$f":"IF(CK502=\"\",\"\",IF(CL502=1,FCi(J502,CR502),FTr(J502,CQ502,CR502)))","v":""},"",{"$f":"IF(CK502=\"\",\"\",Hw(DO502,DP502,DQ502,DR502,DS502,DT502,Z,DU502,CV502,CR502))","v":""},"","","","","",{"$f":"IF(CK502=\"\",\"\",IF(CL502=1,PeriCi(CR502,DI502),PeriTr(CQ502,CU502,DI502)))","v":""},{"$f":"IF(CK502=\"\",\"\",IF(CL502=1,AreaCi(CR502,DI502),AreaTr(CQ502,CU502,DI502)))","v":""},{"$f":"IF(CK502=\"\",\"\",RhCi(DK502,EC502))","v":""},"",{"$f":"IF(CK502=\"\",\"\",hf(CS502,J502,CT502,DK502,EE502))","v":""},{"$f":"IF(CK502=\"\",\"\",LOOKUP(CW502,Tab.4.5!$J$6:$J$27,Tab.4.5!$L$6:$L$27))","v":""},{"$f":"IF(CK502=\"\",\"\",He(EH502,DM502))","v":""},{"$f":"IF(CK502=\"\",\"\",Hs(DM502))","v":""},{"$f":"IF(CK502=\"\",\"\",Hm(EB502,EG502,EI502,EJ502,CS502,CV502))","v":""},"","","","","","","K45+-45000 () ",{"$f":"IF(B502=\"Existe.\",IF(AE502=1,CONCATENATE(#REF!,AK502,\" m.\"),CONCATENATE(#REF!,AJ502,\" m x \",AK502,\" m.\")),IF(CL502=1,CONCATENATE(#REF!,CR502,\" m.\"),CONCATENATE(#REF!,CQ502,\" m x \",CR502,\" m.\")))","v":{"$error":"#REF!"}},"Concreto, L =  m, S = 0 %.","Cota clave eje= 0 msnm.",null,null,null,"","","","","",{"$f":"IF(EV502=\"\",\"\",VLOOKUP(EY502,'Estructura escalonada'!$D$3:$H$953,2))","v":""},"","","","","",""]
[null,null,null,null,null,null,null,null,null,null,null,0,null,0,null,null,null,null,null,null,{"$f":"IF(K505=\"No\",\"\",IF(O505=\"\",YcCi(P505,N505),YcTr(N505,O505,S505)))","v":{"$error":"#VALUE!"}},{"$f":"IF(K505=\"No\",\"\",IF(O505=\"\",Teta1(U505,P505),\"-\"))","v":{"$error":"#VALUE!"}},{"$error":"#VALUE!"},{"$error":"#VALUE!"},{"$f":"IF(K505=\"No\",\"\",IF(O505=\"\",Ynci(P505,N505,R505,T505),YnTr(1,R505,O505,S505,T505,N505)))","v":{"$error":"#VALUE!"}},{"$f":"IF(K505=\"No\",\"\",IF(O505=\"\",Teta1(Y505,P505),\"-\"))","v":{"$error":"#VALUE!"}},{"$f":"IF(K505=\"No\",\"\",IF(O505=\"\",AreaCi(P505,Y505),AreaTr(O505,S505,Y505)))","v":{"$error":"#VALUE!"}},{"$f":"IF(K505=\"No\",\"\",IF(O505=\"\",FrCi(AC505,9.806,Z505,P505),FrTr(AC505,9.806,O505,S505,Y505)))","v":{"$error":"#VALUE!"}},{"$error":"#VALUE!"},null,null,null,null,null,null,null,null,null,null,null,null,null,null,null,0,0,"","","",{"$f":"IF(AD505=\"\",\"\",IF(AE505=1,YcCi(AK505,J505),YcTr(J505,AJ505,AN505)))","v":""},{"$f":"IF(AD505=\"\",\"\",IF(AE505=1,Teta1(AX505,AK505),\"-\"))","v":""},{"$f":"IF(AD505=\"\",\"\",IF(AE505=1,AreaCi(AK505,AX505),AreaTr(AJ505,AN505,AX505)))","v":""},"",{"$f":"IF(AD505=\"\",\"\",IF(AE505=1,Ynci(AK505,J505,AM505,AO505),YnTr(1,AM505,AJ505,AN505,AO505,J505)))","v":""},{"$f":"IF(AD505=\"\",\"\",IF(AE505=1,Teta1(BB505,AK505),\"-\"))","v":""},{"$f":"IF(AD505=\"\",\"\",IF(AE505=1,AreaCi(AK505,BB505),AreaTr(AJ505,AN505,BB505)))","v":""},{"$f":"IF(AD505=\"\",\"\",IF(AE505=1,FrCi(BF505,9.806,BC505,AK505),FrTr(BF505,9.806,AJ505,AN505,BB505)))","v":""},"",{"$f":"IF(AD505=\"\",\"\",IF(AE505=1,LOOKUP(AI505,'Vmáx(material) - Tab.4.3'!$L$2:$L$11,'Vmáx(material) - Tab.4.3'!$M$2:$M$11),LOOKUP(AI505,'Vmáx(material) - Tab.4.3'!$L$15,'Vmáx(material) - Tab.4.3'!$M$15)))","v":""},{"$f":"IF(AD505=\"\",\"\",VLOOKUP($AH505,'Vmáx(material) - Tab.4.3'!$R$35:$X$41,2))","v":""},{"$f":"IF(AD505=\"\",\"\",VLOOKUP($AH505,'Vmáx(material) - Tab.4.3'!$R$35:$X$41,3))","v":""},{"$f":"IF(AD505=\"\",\"\",VLOOKUP($AH505,'Vmáx(material) - Tab.4.3'!$R$35:$X$41,4))","v":""},{"$f":"IF(AD505=\"\",\"\",VLOOKUP($AH505,'Vmáx(material) - Tab.4.3'!$R$35:$X$41,5))","v":""},{"$f":"IF(AD505=\"\",\"\",VLOOKUP($AH505,'Vmáx(material) - Tab.4.3'!$R$35:$X$41,6))","v":""},{"$f":"IF(AD505=\"\",\"\",IF(AD505=\"\",\"\",VLOOKUP($AH505,'Vmáx(material) - Tab.4.3'!$R$35:$X$41,7)))","v":""},{"$f":"IF(AD505=\"\",\"\",IF(AE505=1,FCi(J505,AK505),FTr(J505,AJ505,AK505)))","v":""},"",{"$f":"IF(AD505=\"\",\"\",Hw(BH505,BI505,BJ505,BK505,BL505,BM505,Z,BN505,AO505,AK505))","v":""},"","","","",{"$f":"IF(AD505=\"\",\"\",ho(BT505,AK505,AX505))","v":""},{"$f":"IF(AD505=\"\",\"\",IF(AE505=1,PeriCi(AK505,BB505),PeriTr(AJ505,AN505,BB505)))","v":""},{"$f":"IF(AD505=\"\",\"\",IF(AE505=1,AreaCi(AK505,BB505),AreaTr(AJ505,AN505,BB505)))","v":""},{"$f":"IF(AD505=\"\",\"\",RhCi(BW505,BV505))","v":""},"",{"$f":"IF(AD505=\"\",\"\",hf(AL505,J505,AM505,BW505,BX505))","v":""},{"$f":"IF(AD505=\"\",\"\",LOOKUP(AP505,Tab.4.5!$J$6:$J$27,Tab.4.5!$L$6:$L$27))","v":""},{"$f":"IF(AD505=\"\",\"\",He(CA505,BY505))","v":""},{"$f":"IF(AD505=\"\",\"\",Hs(BY505))","v":""},{"$f":"IF(AD505=\"\",\"\",Hm(BU505,BZ505,CB505,CC505,AL505,AO505))","v":""},"","","","","","",null,null,null,null,null,null,null,null,null,null,null,null,null,null,null,0,0,0,0,0,{"$f":"IF(CK505=\"\",\"\",IF(CL505=1,YcCi(CR505,J505),YcTr(J505,CQ505,CU505)))","v":""},{"$f":"IF(CK505=\"\",\"\",IF(CL505=1,Teta1(DE505,CR505),\"-\"))","v":""},"","",{"$f":"IF(CK505=\"\",\"\",IF(CL505=1,Ynci(CR505,J505,CT505,CV505),YnTr(1,CT505,CQ505,CU505,CV505,J505)))","v":""},{"$f":"IF(CK505=\"\",\"\",IF(CL505=1,Teta1(DI505,CR505),\"-\"))","v":""},{"$f":"IF(CK505=\"\",\"\",IF(CL505=1,AreaCi(CR505,J505),AreaTr(CQ505,CU505,DI505)))","v":""},{"$f":"IF(CK505=\"\",\"\",IF(CL505=1,FrCi(DM505,9.806,DJ505,CR505),FrTr(DM505,9.806,CQ505,CU505,DI505)))","v":""},"",{"$f":"IF(CK505=\"\",\"\",IF(CL505=1,LOOKUP(CP505,'Vmáx(material) - Tab.4.3'!$L$2:$L$11,'Vmáx(material) - Tab.4.3'!$M$2:$M$11),LOOKUP(CP505,'Vmáx(material) - Tab.4.3'!$L$15,'Vmáx(material) - Tab.4.3'!$M$15)))","v":""},{"$f":"IF(CK505=\"\",\"\",VLOOKUP($CO505,'Vmáx(material) - Tab.4.3'!$R$35:$X$41,2))","v":""},{"$f":"IF(CK505=\"\",\"\",VLOOKUP($CO505,'Vmáx(material) - Tab.4.3'!$R$35:$X$41,3))","v":""},{"$f":"IF(CK505=\"\",\"\",VLOOKUP($CO505,'Vmáx(material) - Tab.4.3'!$R$35:$X$41,4))","v":""},{"$f":"IF(CK505=\"\",\"\",VLOOKUP($CO505,'Vmáx(material) - Tab.4.3'!$R$35:$X$41,5))","v":""},{"$f":"IF(CK505=\"\",\"\",VLOOKUP($CO505,'Vmáx(material) - Tab.4.3'!$R$35:$X$41,6))","v":""},{"$f":"IF(CK505=\"\",\"\",IF(CK505=\"\",\"\",VLOOKUP(CO505,'Vmáx(material) - Tab.4.3'!$R$35:$X$41,7)))","v":""},{"$f":"IF(CK505=\"\",\"\",IF(CL505=1,FCi(J505,CR505),FTr(J505,CQ505,CR505)))","v":""},"",{"$f":"IF(CK505=\"\",\"\",Hw(DO505,DP505,DQ505,DR505,DS505,DT505,Z,DU505,CV505,CR505))","v":""},"","","","","",{"$f":"IF(CK505=\"\",\"\",IF(CL505=1,PeriCi(CR505,DI505),PeriTr(CQ505,CU505,DI505)))","v":""},{"$f":"IF(CK505=\"\",\"\",IF(CL505=1,AreaCi(CR505,DI505),AreaTr(CQ505,CU505,DI505)))","v":""},{"$f":"IF(CK505=\"\",\"\",RhCi(DK505,EC505))","v":""},"",{"$f":"IF(CK505=\"\",\"\",hf(CS505,J505,CT505,DK505,EE505))","v":""},{"$f":"IF(CK505=\"\",\"\",LOOKUP(CW505,Tab.4.5!$J$6:$J$27,Tab.4.5!$L$6:$L$27))","v":""},{"$f":"IF(CK505=\"\",\"\",He(EH505,DM505))","v":""},{"$f":"IF(CK505=\"\",\"\",Hs(DM505))","v":""},{"$f":"IF(CK505=\"\",\"\",Hm(EB505,EG505,EI505,EJ505,CS505,CV505))","v":""},"","","","","","","K45+-45000 () ",{"$f":"IF(B505=\"Existe.\",IF(AE505=1,CONCATENATE(#REF!,AK505,\" m.\"),CONCATENATE(#REF!,AJ505,\" m x \",AK505,\" m.\")),IF(CL505=1,CONCATENATE(#REF!,CR505,\" m.\"),CONCATENATE(#REF!,CQ505,\" m x \",CR505,\" m.\")))","v":{"$error":"#REF!"}},"Concreto, L =  m, S = 0 %.","Cota clave eje= 0 msnm.",null,null,null,"","","","","",{"$f":"IF(EV505=\"\",\"\",VLOOKUP(EY505,'Estructura escalonada'!$D$3:$H$953,2))","v":""},"","","","","",""]
[null,null,null,null,null,null,null,null,null,null,null,0,null,0,null,null,null,null,null,null,{"$f":"IF(K506=\"No\",\"\",IF(O506=\"\",YcCi(P506,N506),YcTr(N506,O506,S506)))","v":{"$error":"#VALUE!"}},{"$f":"IF(K506=\"No\",\"\",IF(O506=\"\",Teta1(U506,P506),\"-\"))","v":{"$error":"#VALUE!"}},{"$error":"#VALUE!"},{"$error":"#VALUE!"},{"$f":"IF(K506=\"No\",\"\",IF(O506=\"\",Ynci(P506,N506,R506,T506),YnTr(1,R506,O506,S506,T506,N506)))","v":{"$error":"#VALUE!"}},{"$f":"IF(K506=\"No\",\"\",IF(O506=\"\",Teta1(Y506,P506),\"-\"))","v":{"$error":"#VALUE!"}},{"$f":"IF(K506=\"No\",\"\",IF(O506=\"\",AreaCi(P506,Y506),AreaTr(O506,S506,Y506)))","v":{"$error":"#VALUE!"}},{"$f":"IF(K506=\"No\",\"\",IF(O506=\"\",FrCi(AC506,9.806,Z506,P506),FrTr(AC506,9.806,O506,S506,Y506)))","v":{"$error":"#VALUE!"}},{"$error":"#VALUE!"},null,null,null,null,null,null,null,null,null,null,null,null,null,null,null,0,0,"","","",{"$f":"IF(AD506=\"\",\"\",IF(AE506=1,YcCi(AK506,J506),YcTr(J506,AJ506,AN506)))","v":""},{"$f":"IF(AD506=\"\",\"\",IF(AE506=1,Teta1(AX506,AK506),\"-\"))","v":""},{"$f":"IF(AD506=\"\",\"\",IF(AE506=1,AreaCi(AK506,AX506),AreaTr(AJ506,AN506,AX506)))","v":""},"",{"$f":"IF(AD506=\"\",\"\",IF(AE506=1,Ynci(AK506,J506,AM506,AO506),YnTr(1,AM506,AJ506,AN506,AO506,J506)))","v":""},{"$f":"IF(AD506=\"\",\"\",IF(AE506=1,Teta1(BB506,AK506),\"-\"))","v":""},{"$f":"IF(AD506=\"\",\"\",IF(AE506=1,AreaCi(AK506,BB506),AreaTr(AJ506,AN506,BB506)))","v":""},{"$f":"IF(AD506=\"\",\"\",IF(AE506=1,FrCi(BF506,9.806,BC506,AK506),FrTr(BF506,9.806,AJ506,AN506,BB506)))","v":""},"",{"$f":"IF(AD506=\"\",\"\",IF(AE506=1,LOOKUP(AI506,'Vmáx(material) - Tab.4.3'!$L$2:$L$11,'Vmáx(material) - Tab.4.3'!$M$2:$M$11),LOOKUP(AI506,'Vmáx(material) - Tab.4.3'!$L$15,'Vmáx(material) - Tab.4.3'!$M$15)))","v":""},{"$f":"IF(AD506=\"\",\"\",VLOOKUP($AH506,'Vmáx(material) - Tab.4.3'!$R$35:$X$41,2))","v":""},{"$f":"IF(AD506=\"\",\"\",VLOOKUP($AH506,'Vmáx(material) - Tab.4.3'!$R$35:$X$41,3))","v":""},{"$f":"IF(AD506=\"\",\"\",VLOOKUP($AH506,'Vmáx(material) - Tab.4.3'!$R$35:$X$41,4))","v":""},{"$f":"IF(AD506=\"\",\"\",VLOOKUP($AH506,'Vmáx(material) - Tab.4.3'!$R$35:$X$41,5))","v":""},{"$f":"IF(AD506=\"\",\"\",VLOOKUP($AH506,'Vmáx(material) - Tab.4.3'!$R$35:$X$41,6))","v":""},{"$f":"IF(AD506=\"\",\"\",IF(AD506=\"\",\"\",VLOOKUP($AH506,'Vmáx(material) - Tab.4.3'!$R$35:$X$41,7)))","v":""},{"$f":"IF(AD506=\"\",\"\",IF(AE506=1,FCi(J506,AK506),FTr(J506,AJ506,AK506)))","v":""},"",{"$f":"IF(AD506=\"\",\"\",Hw(BH506,BI506,BJ506,BK506,BL506,BM506,Z,BN506,AO506,AK506))","v":""},"","","","",{"$f":"IF(AD506=\"\",\"\",ho(BT506,AK506,AX506))","v":""},{"$f":"IF(AD506=\"\",\"\",IF(AE506=1,PeriCi(AK506,BB506),PeriTr(AJ506,AN506,BB506)))","v":""},{"$f":"IF(AD506=\"\",\"\",IF(AE506=1,AreaCi(AK506,BB506),AreaTr(AJ506,AN506,BB506)))","v":""},{"$f":"IF(AD506=\"\",\"\",RhCi(BW506,BV506))","v":""},"",{"$f":"IF(AD506=\"\",\"\",hf(AL506,J506,AM506,BW506,BX506))","v":""},{"$f":"IF(AD506=\"\",\"\",LOOKUP(AP506,Tab.4.5!$J$6:$J$27,Tab.4.5!$L$6:$L$27))","v":""},{"$f":"IF(AD506=\"\",\"\",He(CA506,BY506))","v":""},{"$f":"IF(AD506=\"\",\"\",Hs(BY506))","v":""},{"$f":"IF(AD506=\"\",\"\",Hm(BU506,BZ506,CB506,CC506,AL506,AO506))","v":""},"","","","","","",null,null,null,null,null,null,null,null,null,null,null,null,null,null,null,0,0,0,0,0,{"$f":"IF(CK506=\"\",\"\",IF(CL506=1,YcCi(CR506,J506),YcTr(J506,CQ506,CU506)))","v":""},{"$f":"IF(CK506=\"\",\"\",IF(CL506=1,Teta1(DE506,CR506),\"-\"))","v":""},"","",{"$f":"IF(CK506=\"\",\"\",IF(CL506=1,Ynci(CR506,J506,CT506,CV506),YnTr(1,CT506,CQ506,CU506,CV506,J506)))","v":""},{"$f":"IF(CK506=\"\",\"\",IF(CL506=1,Teta1(DI506,CR506),\"-\"))","v":""},{"$f":"IF(CK506=\"\",\"\",IF(CL506=1,AreaCi(CR506,J506),AreaTr(CQ506,CU506,DI506)))","v":""},{"$f":"IF(CK506=\"\",\"\",IF(CL506=1,FrCi(DM506,9.806,DJ506,CR506),FrTr(DM506,9.806,CQ506,CU506,DI506)))","v":""},"",{"$f":"IF(CK506=\"\",\"\",IF(CL506=1,LOOKUP(CP506,'Vmáx(material) - Tab.4.3'!$L$2:$L$11,'Vmáx(material) - Tab.4.3'!$M$2:$M$11),LOOKUP(CP506,'Vmáx(material) - Tab.4.3'!$L$15,'Vmáx(material) - Tab.4.3'!$M$15)))","v":""},{"$f":"IF(CK506=\"\",\"\",VLOOKUP($CO506,'Vmáx(material) - Tab.4.3'!$R$35:$X$41,2))","v":""},{"$f":"IF(CK506=\"\",\"\",VLOOKUP($CO506,'Vmáx(material) - Tab.4.3'!$R$35:$X$41,3))","v":""},{"$f":"IF(CK506=\"\",\"\",VLOOKUP($CO506,'Vmáx(material) - Tab.4.3'!$R$35:$X$41,4))","v":""},{"$f":"IF(CK506=\"\",\"\",VLOOKUP($CO506,'Vmáx(material) - Tab.4.3'!$R$35:$X$41,5))","v":""},{"$f":"IF(CK506=\"\",\"\",VLOOKUP($CO506,'Vmáx(material) - Tab.4.3'!$R$35:$X$41,6))","v":""},{"$f":"IF(CK506=\"\",\"\",IF(CK506=\"\",\"\",VLOOKUP(CO506,'Vmáx(material) - Tab.4.3'!$R$35:$X$41,7)))","v":""},{"$f":"IF(CK506=\"\",\"\",IF(CL506=1,FCi(J506,CR506),FTr(J506,CQ506,CR506)))","v":""},"",{"$f":"IF(CK506=\"\",\"\",Hw(DO506,DP506,DQ506,DR506,DS506,DT506,Z,DU506,CV506,CR506))","v":""},"","","","","",{"$f":"IF(CK506=\"\",\"\",IF(CL506=1,PeriCi(CR506,DI506),PeriTr(CQ506,CU506,DI506)))","v":""},{"$f":"IF(CK506=\"\",\"\",IF(CL506=1,AreaCi(CR506,DI506),AreaTr(CQ506,CU506,DI506)))","v":""},{"$f":"IF(CK506=\"\",\"\",RhCi(DK506,EC506))","v":""},"",{"$f":"IF(CK506=\"\",\"\",hf(CS506,J506,CT506,DK506,EE506))","v":""},{"$f":"IF(CK506=\"\",\"\",LOOKUP(CW506,Tab.4.5!$J$6:$J$27,Tab.4.5!$L$6:$L$27))","v":""},{"$f":"IF(CK506=\"\",\"\",He(EH506,DM506))","v":""},{"$f":"IF(CK506=\"\",\"\",Hs(DM506))","v":""},{"$f":"IF(CK506=\"\",\"\",Hm(EB506,EG506,EI506,EJ506,CS506,CV506))","v":""},"","","","","","","K45+-45000 () ",{"$f":"IF(B506=\"Existe.\",IF(AE506=1,CONCATENATE(#REF!,AK506,\" m.\"),CONCATENATE(#REF!,AJ506,\" m x \",AK506,\" m.\")),IF(CL506=1,CONCATENATE(#REF!,CR506,\" m.\"),CONCATENATE(#REF!,CQ506,\" m x \",CR506,\" m.\")))","v":{"$error":"#REF!"}},"Concreto, L =  m, S = 0 %.","Cota clave eje= 0 msnm.",null,null,null,"","","","","",{"$f":"IF(EV506=\"\",\"\",VLOOKUP(EY506,'Estructura escalonada'!$D$3:$H$953,2))","v":""},"","","","","",""]
[null,null,null,null,null,null,null,null,null,null,null,0,null,0,null,null,null,null,null,null,{"$f":"IF(K509=\"No\",\"\",IF(O509=\"\",YcCi(P509,N509),YcTr(N509,O509,S509)))","v":{"$error":"#VALUE!"}},{"$f":"IF(K509=\"No\",\"\",IF(O509=\"\",Teta1(U509,P509),\"-\"))","v":{"$error":"#VALUE!"}},{"$error":"#VALUE!"},{"$error":"#VALUE!"},{"$f":"IF(K509=\"No\",\"\",IF(O509=\"\",Ynci(P509,N509,R509,T509),YnTr(1,R509,O509,S509,T509,N509)))","v":{"$error":"#VALUE!"}},{"$f":"IF(K509=\"No\",\"\",IF(O509=\"\",Teta1(Y509,P509),\"-\"))","v":{"$error":"#VALUE!"}},{"$f":"IF(K509=\"No\",\"\",IF(O509=\"\",AreaCi(P509,Y509),AreaTr(O509,S509,Y509)))","v":{"$error":"#VALUE!"}},{"$f":"IF(K509=\"No\",\"\",IF(O509=\"\",FrCi(AC509,9.806,Z509,P509),FrTr(AC509,9.806,O509,S509,Y509)))","v":{"$error":"#VALUE!"}},{"$error":"#VALUE!"},null,null,null,null,null,null,null,null,null,null,null,null,null,null,null,0,0,"","","",{"$f":"IF(AD509=\"\",\"\",IF(AE509=1,YcCi(AK509,J509),YcTr(J509,AJ509,AN509)))","v":""},{"$f":"IF(AD509=\"\",\"\",IF(AE509=1,Teta1(AX509,AK509),\"-\"))","v":""},{"$f":"IF(AD509=\"\",\"\",IF(AE509=1,AreaCi(AK509,AX509),AreaTr(AJ509,AN509,AX509)))","v":""},"",{"$f":"IF(AD509=\"\",\"\",IF(AE509=1,Ynci(AK509,J509,AM509,AO509),YnTr(1,AM509,AJ509,AN509,AO509,J509)))","v":""},{"$f":"IF(AD509=\"\",\"\",IF(AE509=1,Teta1(BB509,AK509),\"-\"))","v":""},{"$f":"IF(AD509=\"\",\"\",IF(AE509=1,AreaCi(AK509,BB509),AreaTr(AJ509,AN509,BB509)))","v":""},{"$f":"IF(AD509=\"\",\"\",IF(AE509=1,FrCi(BF509,9.806,BC509,AK509),FrTr(BF509,9.806,AJ509,AN509,BB509)))","v":""},"",{"$f":"IF(AD509=\"\",\"\",IF(AE509=1,LOOKUP(AI509,'Vmáx(material) - Tab.4.3'!$L$2:$L$11,'Vmáx(material) - Tab.4.3'!$M$2:$M$11),LOOKUP(AI509,'Vmáx(material) - Tab.4.3'!$L$15,'Vmáx(material) - Tab.4.3'!$M$15)))","v":""},{"$f":"IF(AD509=\"\",\"\",VLOOKUP($AH509,'Vmáx(material) - Tab.4.3'!$R$35:$X$41,2))","v":""},{"$f":"IF(AD509=\"\",\"\",VLOOKUP($AH509,'Vmáx(material) - Tab.4.3'!$R$35:$X$41,3))","v":""},{"$f":"IF(AD509=\"\",\"\",VLOOKUP($AH509,'Vmáx(material) - Tab.4.3'!$R$35:$X$41,4))","v":""},{"$f":"IF(AD509=\"\",\"\",VLOOKUP($AH509,'Vmáx(material) - Tab.4.3'!$R$35:$X$41,5))","v":""},{"$f":"IF(AD509=\"\",\"\",VLOOKUP($AH509,'Vmáx(material) - Tab.4.3'!$R$35:$X$41,6))","v":""},{"$f":"IF(AD509=\"\",\"\",IF(AD509=\"\",\"\",VLOOKUP($AH509,'Vmáx(material) - Tab.4.3'!$R$35:$X$41,7)))","v":""},{"$f":"IF(AD509=\"\",\"\",IF(AE509=1,FCi(J509,AK509),FTr(J509,AJ509,AK509)))","v":""},"",{"$f":"IF(AD509=\"\",\"\",Hw(BH509,BI509,BJ509,BK509,BL509,BM509,Z,BN509,AO509,AK509))","v":""},"","","","",{"$f":"IF(AD509=\"\",\"\",ho(BT509,AK509,AX509))","v":""},{"$f":"IF(AD509=\"\",\"\",IF(AE509=1,PeriCi(AK509,BB509),PeriTr(AJ509,AN509,BB509)))","v":""},{"$f":"IF(AD509=\"\",\"\",IF(AE509=1,AreaCi(AK509,BB509),AreaTr(AJ509,AN509,BB509)))","v":""},{"$f":"IF(AD509=\"\",\"\",RhCi(BW509,BV509))","v":""},"",{"$f":"IF(AD509=\"\",\"\",hf(AL509,J509,AM509,BW509,BX509))","v":""},{"$f":"IF(AD509=\"\",\"\",LOOKUP(AP509,Tab.4.5!$J$6:$J$27,Tab.4.5!$L$6:$L$27))","v":""},{"$f":"IF(AD509=\"\",\"\",He(CA509,BY509))","v":""},{"$f":"IF(AD509=\"\",\"\",Hs(BY509))","v":""},{"$f":"IF(AD509=\"\",\"\",Hm(BU509,BZ509,CB509,CC509,AL509,AO509))","v":""},"","","","","","",null,null,null,null,null,null,null,null,null,null,null,null,null,null,null,0,0,0,0,0,{"$f":"IF(CK509=\"\",\"\",IF(CL509=1,YcCi(CR509,J509),YcTr(J509,CQ509,CU509)))","v":""},{"$f":"IF(CK509=\"\",\"\",IF(CL509=1,Teta1(DE509,CR509),\"-\"))","v":""},"","",{"$f":"IF(CK509=\"\",\"\",IF(CL509=1,Ynci(CR509,J509,CT509,CV509),YnTr(1,CT509,CQ509,CU509,CV509,J509)))","v":""},{"$f":"IF(CK509=\"\",\"\",IF(CL509=1,Teta1(DI509,CR509),\"-\"))","v":""},{"$f":"IF(CK509=\"\",\"\",IF(CL509=1,AreaCi(CR509,J509),AreaTr(CQ509,CU509,DI509)))","v":""},{"$f":"IF(CK509=\"\",\"\",IF(CL509=1,FrCi(DM509,9.806,DJ509,CR509),FrTr(DM509,9.806,CQ509,CU509,DI509)))","v":""},"",{"$f":"IF(CK509=\"\",\"\",IF(CL509=1,LOOKUP(CP509,'Vmáx(material) - Tab.4.3'!$L$2:$L$11,'Vmáx(material) - Tab.4.3'!$M$2:$M$11),LOOKUP(CP509,'Vmáx(material) - Tab.4.3'!$L$15,'Vmáx(material) - Tab.4.3'!$M$15)))","v":""},{"$f":"IF(CK509=\"\",\"\",VLOOKUP($CO509,'Vmáx(material) - Tab.4.3'!$R$35:$X$41,2))","v":""},{"$f":"IF(CK509=\"\",\"\",VLOOKUP($CO509,'Vmáx(material) - Tab.4.3'!$R$35:$X$41,3))","v":""},{"$f":"IF(CK509=\"\",\"\",VLOOKUP($CO509,'Vmáx(material) - Tab.4.3'!$R$35:$X$41,4))","v":""},{"$f":"IF(CK509=\"\",\"\",VLOOKUP($CO509,'Vmáx(material) - Tab.4.3'!$R$35:$X$41,5))","v":""},{"$f":"IF(CK509=\"\",\"\",VLOOKUP($CO509,'Vmáx(material) - Tab.4.3'!$R$35:$X$41,6))","v":""},{"$f":"IF(CK509=\"\",\"\",IF(CK509=\"\",\"\",VLOOKUP(CO509,'Vmáx(material) - Tab.4.3'!$R$35:$X$41,7)))","v":""},{"$f":"IF(CK509=\"\",\"\",IF(CL509=1,FCi(J509,CR509),FTr(J509,CQ509,CR509)))","v":""},"",{"$f":"IF(CK509=\"\",\"\",Hw(DO509,DP509,DQ509,DR509,DS509,DT509,Z,DU509,CV509,CR509))","v":""},"","","","","",{"$f":"IF(CK509=\"\",\"\",IF(CL509=1,PeriCi(CR509,DI509),PeriTr(CQ509,CU509,DI509)))","v":""},{"$f":"IF(CK509=\"\",\"\",IF(CL509=1,AreaCi(CR509,DI509),AreaTr(CQ509,CU509,DI509)))","v":""},{"$f":"IF(CK509=\"\",\"\",RhCi(DK509,EC509))","v":""},"",{"$f":"IF(CK509=\"\",\"\",hf(CS509,J509,CT509,DK509,EE509))","v":""},{"$f":"IF(CK509=\"\",\"\",LOOKUP(CW509,Tab.4.5!$J$6:$J$27,Tab.4.5!$L$6:$L$27))","v":""},{"$f":"IF(CK509=\"\",\"\",He(EH509,DM509))","v":""},{"$f":"IF(CK509=\"\",\"\",Hs(DM509))","v":""},{"$f":"IF(CK509=\"\",\"\",Hm(EB509,EG509,EI509,EJ509,CS509,CV509))","v":""},"","","","","","","K45+-45000 () ",{"$f":"IF(B509=\"Existe.\",IF(AE509=1,CONCATENATE(#REF!,AK509,\" m.\"),CONCATENATE(#REF!,AJ509,\" m x \",AK509,\" m.\")),IF(CL509=1,CONCATENATE(#REF!,CR509,\" m.\"),CONCATENATE(#REF!,CQ509,\" m x \",CR509,\" m.\")))","v":{"$error":"#REF!"}},"Concreto, L =  m, S = 0 %.","Cota clave eje= 0 msnm.",null,null,null,"","","","","",{"$f":"IF(EV509=\"\",\"\",VLOOKUP(EY509,'Estructura escalonada'!$D$3:$H$953,2))","v":""},"","","","","",""]
[null,null,null,null,null,null,null,null,null,null,null,0,null,0,null,null,null,null,null,null,{"$f":"IF(K511=\"No\",\"\",IF(O511=\"\",YcCi(P511,N511),YcTr(N511,O511,S511)))","v":{"$error":"#VALUE!"}},{"$f":"IF(K511=\"No\",\"\",IF(O511=\"\",Teta1(U511,P511),\"-\"))","v":{"$error":"#VALUE!"}},{"$error":"#VALUE!"},{"$error":"#VALUE!"},{"$f":"IF(K511=\"No\",\"\",IF(O511=\"\",Ynci(P511,N511,R511,T511),YnTr(1,R511,O511,S511,T511,N511)))","v":{"$error":"#VALUE!"}},{"$f":"IF(K511=\"No\",\"\",IF(O511=\"\",Teta1(Y511,P511),\"-\"))","v":{"$error":"#VALUE!"}},{"$f":"IF(K511=\"No\",\"\",IF(O511=\"\",AreaCi(P511,Y511),AreaTr(O511,S511,Y511)))","v":{"$error":"#VALUE!"}},{"$f":"IF(K511=\"No\",\"\",IF(O511=\"\",FrCi(AC511,9.806,Z511,P511),FrTr(AC511,9.806,O511,S511,Y511)))","v":{"$error":"#VALUE!"}},{"$error":"#VALUE!"},null,null,null,null,null,null,null,null,null,null,null,null,null,null,null,0,0,"","","",{"$f":"IF(AD511=\"\",\"\",IF(AE511=1,YcCi(AK511,J511),YcTr(J511,AJ511,AN511)))","v":""},{"$f":"IF(AD511=\"\",\"\",IF(AE511=1,Teta1(AX511,AK511),\"-\"))","v":""},{"$f":"IF(AD511=\"\",\"\",IF(AE511=1,AreaCi(AK511,AX511),AreaTr(AJ511,AN511,AX511)))","v":""},"",{"$f":"IF(AD511=\"\",\"\",IF(AE511=1,Ynci(AK511,J511,AM511,AO511),YnTr(1,AM511,AJ511,AN511,AO511,J511)))","v":""},{"$f":"IF(AD511=\"\",\"\",IF(AE511=1,Teta1(BB511,AK511),\"-\"))","v":""},{"$f":"IF(AD511=\"\",\"\",IF(AE511=1,AreaCi(AK511,BB511),AreaTr(AJ511,AN511,BB511)))","v":""},{"$f":"IF(AD511=\"\",\"\",IF(AE511=1,FrCi(BF511,9.806,BC511,AK511),FrTr(BF511,9.806,AJ511,AN511,BB511)))","v":""},"",{"$f":"IF(AD511=\"\",\"\",IF(AE511=1,LOOKUP(AI511,'Vmáx(material) - Tab.4.3'!$L$2:$L$11,'Vmáx(material) - Tab.4.3'!$M$2:$M$11),LOOKUP(AI511,'Vmáx(material) - Tab.4.3'!$L$15,'Vmáx(material) - Tab.4.3'!$M$15)))","v":""},{"$f":"IF(AD511=\"\",\"\",VLOOKUP($AH511,'Vmáx(material) - Tab.4.3'!$R$35:$X$41,2))","v":""},{"$f":"IF(AD511=\"\",\"\",VLOOKUP($AH511,'Vmáx(material) - Tab.4.3'!$R$35:$X$41,3))","v":""},{"$f":"IF(AD511=\"\",\"\",VLOOKUP($AH511,'Vmáx(material) - Tab.4.3'!$R$35:$X$41,4))","v":""},{"$f":"IF(AD511=\"\",\"\",VLOOKUP($AH511,'Vmáx(material) - Tab.4.3'!$R$35:$X$41,5))","v":""},{"$f":"IF(AD511=\"\",\"\",VLOOKUP($AH511,'Vmáx(material) - Tab.4.3'!$R$35:$X$41,6))","v":""},{"$f":"IF(AD511=\"\",\"\",IF(AD511=\"\",\"\",VLOOKUP($AH511,'Vmáx(material) - Tab.4.3'!$R$35:$X$41,7)))","v":""},{"$f":"IF(AD511=\"\",\"\",IF(AE511=1,FCi(J511,AK511),FTr(J511,AJ511,AK511)))","v":""},"",{"$f":"IF(AD511=\"\",\"\",Hw(BH511,BI511,BJ511,BK511,BL511,BM511,Z,BN511,AO511,AK511))","v":""},"","","","",{"$f":"IF(AD511=\"\",\"\",ho(BT511,AK511,AX511))","v":""},{"$f":"IF(AD511=\"\",\"\",IF(AE511=1,PeriCi(AK511,BB511),PeriTr(AJ511,AN511,BB511)))","v":""},{"$f":"IF(AD511=\"\",\"\",IF(AE511=1,AreaCi(AK511,BB511),AreaTr(AJ511,AN511,BB511)))","v":""},{"$f":"IF(AD511=\"\",\"\",RhCi(BW511,BV511))","v":""},"",{"$f":"IF(AD511=\"\",\"\",hf(AL511,J511,AM511,BW511,BX511))","v":""},{"$f":"IF(AD511=\"\",\"\",LOOKUP(AP511,Tab.4.5!$J$6:$J$27,Tab.4.5!$L$6:$L$27))","v":""},{"$f":"IF(AD511=\"\",\"\",He(CA511,BY511))","v":""},{"$f":"IF(AD511=\"\",\"\",Hs(BY511))","v":""},{"$f":"IF(AD511=\"\",\"\",Hm(BU511,BZ511,CB511,CC511,AL511,AO511))","v":""},"","","","","","",null,null,null,null,null,null,null,null,null,null,null,null,null,null,null,0,0,0,0,0,{"$f":"IF(CK511=\"\",\"\",IF(CL511=1,YcCi(CR511,J511),YcTr(J511,CQ511,CU511)))","v":""},{"$f":"IF(CK511=\"\",\"\",IF(CL511=1,Teta1(DE511,CR511),\"-\"))","v":""},"","",{"$f":"IF(CK511=\"\",\"\",IF(CL511=1,Ynci(CR511,J511,CT511,CV511),YnTr(1,CT511,CQ511,CU511,CV511,J511)))","v":""},{"$f":"IF(CK511=\"\",\"\",IF(CL511=1,Teta1(DI511,CR511),\"-\"))","v":""},{"$f":"IF(CK511=\"\",\"\",IF(CL511=1,AreaCi(CR511,J511),AreaTr(CQ511,CU511,DI511)))","v":""},{"$f":"IF(CK511=\"\",\"\",IF(CL511=1,FrCi(DM511,9.806,DJ511,CR511),FrTr(DM511,9.806,CQ511,CU511,DI511)))","v":""},"",{"$f":"IF(CK511=\"\",\"\",IF(CL511=1,LOOKUP(CP511,'Vmáx(material) - Tab.4.3'!$L$2:$L$11,'Vmáx(material) - Tab.4.3'!$M$2:$M$11),LOOKUP(CP511,'Vmáx(material) - Tab.4.3'!$L$15,'Vmáx(material) - Tab.4.3'!$M$15)))","v":""},{"$f":"IF(CK511=\"\",\"\",VLOOKUP($CO511,'Vmáx(material) - Tab.4.3'!$R$35:$X$41,2))","v":""},{"$f":"IF(CK511=\"\",\"\",VLOOKUP($CO511,'Vmáx(material) - Tab.4.3'!$R$35:$X$41,3))","v":""},{"$f":"IF(CK511=\"\",\"\",VLOOKUP($CO511,'Vmáx(material) - Tab.4.3'!$R$35:$X$41,4))","v":""},{"$f":"IF(CK511=\"\",\"\",VLOOKUP($CO511,'Vmáx(material) - Tab.4.3'!$R$35:$X$41,5))","v":""},{"$f":"IF(CK511=\"\",\"\",VLOOKUP($CO511,'Vmáx(material) - Tab.4.3'!$R$35:$X$41,6))","v":""},{"$f":"IF(CK511=\"\",\"\",IF(CK511=\"\",\"\",VLOOKUP(CO511,'Vmáx(material) - Tab.4.3'!$R$35:$X$41,7)))","v":""},{"$f":"IF(CK511=\"\",\"\",IF(CL511=1,FCi(J511,CR511),FTr(J511,CQ511,CR511)))","v":""},"",{"$f":"IF(CK511=\"\",\"\",Hw(DO511,DP511,DQ511,DR511,DS511,DT511,Z,DU511,CV511,CR511))","v":""},"","","","","",{"$f":"IF(CK511=\"\",\"\",IF(CL511=1,PeriCi(CR511,DI511),PeriTr(CQ511,CU511,DI511)))","v":""},{"$f":"IF(CK511=\"\",\"\",IF(CL511=1,AreaCi(CR511,DI511),AreaTr(CQ511,CU511,DI511)))","v":""},{"$f":"IF(CK511=\"\",\"\",RhCi(DK511,EC511))","v":""},"",{"$f":"IF(CK511=\"\",\"\",hf(CS511,J511,CT511,DK511,EE511))","v":""},{"$f":"IF(CK511=\"\",\"\",LOOKUP(CW511,Tab.4.5!$J$6:$J$27,Tab.4.5!$L$6:$L$27))","v":""},{"$f":"IF(CK511=\"\",\"\",He(EH511,DM511))","v":""},{"$f":"IF(CK511=\"\",\"\",Hs(DM511))","v":""},{"$f":"IF(CK511=\"\",\"\",Hm(EB511,EG511,EI511,EJ511,CS511,CV511))","v":""},"","","","","","","K45+-45000 () ",{"$f":"IF(B511=\"Existe.\",IF(AE511=1,CONCATENATE(#REF!,AK511,\" m.\"),CONCATENATE(#REF!,AJ511,\" m x \",AK511,\" m.\")),IF(CL511=1,CONCATENATE(#REF!,CR511,\" m.\"),CONCATENATE(#REF!,CQ511,\" m x \",CR511,\" m.\")))","v":{"$error":"#REF!"}},"Concreto, L =  m, S = 0 %.","Cota clave eje= 0 msnm.",null,null,null,"","","","","",{"$f":"IF(EV511=\"\",\"\",VLOOKUP(EY511,'Estructura escalonada'!$D$3:$H$953,2))","v":""},"","","","","",""]
[null,null,null,null,null,null,null,null,null,null,null,0,null,0,null,null,null,null,null,null,{"$f":"IF(K515=\"No\",\"\",IF(O515=\"\",YcCi(P515,N515),YcTr(N515,O515,S515)))","v":{"$error":"#VALUE!"}},{"$f":"IF(K515=\"No\",\"\",IF(O515=\"\",Teta1(U515,P515),\"-\"))","v":{"$error":"#VALUE!"}},{"$error":"#VALUE!"},{"$error":"#VALUE!"},{"$f":"IF(K515=\"No\",\"\",IF(O515=\"\",Ynci(P515,N515,R515,T515),YnTr(1,R515,O515,S515,T515,N515)))","v":{"$error":"#VALUE!"}},{"$f":"IF(K515=\"No\",\"\",IF(O515=\"\",Teta1(Y515,P515),\"-\"))","v":{"$error":"#VALUE!"}},{"$f":"IF(K515=\"No\",\"\",IF(O515=\"\",AreaCi(P515,Y515),AreaTr(O515,S515,Y515)))","v":{"$error":"#VALUE!"}},{"$f":"IF(K515=\"No\",\"\",IF(O515=\"\",FrCi(AC515,9.806,Z515,P515),FrTr(AC515,9.806,O515,S515,Y515)))","v":{"$error":"#VALUE!"}},{"$error":"#VALUE!"},null,null,null,null,null,null,null,null,null,null,null,null,null,null,null,0,0,"","","",{"$f":"IF(AD515=\"\",\"\",IF(AE515=1,YcCi(AK515,J515),YcTr(J515,AJ515,AN515)))","v":""},{"$f":"IF(AD515=\"\",\"\",IF(AE515=1,Teta1(AX515,AK515),\"-\"))","v":""},{"$f":"IF(AD515=\"\",\"\",IF(AE515=1,AreaCi(AK515,AX515),AreaTr(AJ515,AN515,AX515)))","v":""},"",{"$f":"IF(AD515=\"\",\"\",IF(AE515=1,Ynci(AK515,J515,AM515,AO515),YnTr(1,AM515,AJ515,AN515,AO515,J515)))","v":""},{"$f":"IF(AD515=\"\",\"\",IF(AE515=1,Teta1(BB515,AK515),\"-\"))","v":""},{"$f":"IF(AD515=\"\",\"\",IF(AE515=1,AreaCi(AK515,BB515),AreaTr(AJ515,AN515,BB515)))","v":""},{"$f":"IF(AD515=\"\",\"\",IF(AE515=1,FrCi(BF515,9.806,BC515,AK515),FrTr(BF515,9.806,AJ515,AN515,BB515)))","v":""},"",{"$f":"IF(AD515=\"\",\"\",IF(AE515=1,LOOKUP(AI515,'Vmáx(material) - Tab.4.3'!$L$2:$L$11,'Vmáx(material) - Tab.4.3'!$M$2:$M$11),LOOKUP(AI515,'Vmáx(material) - Tab.4.3'!$L$15,'Vmáx(material) - Tab.4.3'!$M$15)))","v":""},{"$f":"IF(AD515=\"\",\"\",VLOOKUP($AH515,'Vmáx(material) - Tab.4.3'!$R$35:$X$41,2))","v":""},{"$f":"IF(AD515=\"\",\"\",VLOOKUP($AH515,'Vmáx(material) - Tab.4.3'!$R$35:$X$41,3))","v":""},{"$f":"IF(AD515=\"\",\"\",VLOOKUP($AH515,'Vmáx(material) - Tab.4.3'!$R$35:$X$41,4))","v":""},{"$f":"IF(AD515=\"\",\"\",VLOOKUP($AH515,'Vmáx(material) - Tab.4.3'!$R$35:$X$41,5))","v":""},{"$f":"IF(AD515=\"\",\"\",VLOOKUP($AH515,'Vmáx(material) - Tab.4.3'!$R$35:$X$41,6))","v":""},{"$f":"IF(AD515=\"\",\"\",IF(AD515=\"\",\"\",VLOOKUP($AH515,'Vmáx(material) - Tab.4.3'!$R$35:$X$41,7)))","v":""},{"$f":"IF(AD515=\"\",\"\",IF(AE515=1,FCi(J515,AK515),FTr(J515,AJ515,AK515)))","v":""},"",{"$f":"IF(AD515=\"\",\"\",Hw(BH515,BI515,BJ515,BK515,BL515,BM515,Z,BN515,AO515,AK515))","v":""},"","","","",{"$f":"IF(AD515=\"\",\"\",ho(BT515,AK515,AX515))","v":""},{"$f":"IF(AD515=\"\",\"\",IF(AE515=1,PeriCi(AK515,BB515),PeriTr(AJ515,AN515,BB515)))","v":""},{"$f":"IF(AD515=\"\",\"\",IF(AE515=1,AreaCi(AK515,BB515),AreaTr(AJ515,AN515,BB515)))","v":""},{"$f":"IF(AD515=\"\",\"\",RhCi(BW515,BV515))","v":""},"",{"$f":"IF(AD515=\"\",\"\",hf(AL515,J515,AM515,BW515,BX515))","v":""},{"$f":"IF(AD515=\"\",\"\",LOOKUP(AP515,Tab.4.5!$J$6:$J$27,Tab.4.5!$L$6:$L$27))","v":""},{"$f":"IF(AD515=\"\",\"\",He(CA515,BY515))","v":""},{"$f":"IF(AD515=\"\",\"\",Hs(BY515))","v":""},{"$f":"IF(AD515=\"\",\"\",Hm(BU515,BZ515,CB515,CC515,AL515,AO515))","v":""},"","","","","","",null,null,null,null,null,null,null,null,null,null,null,null,null,null,null,0,0,0,0,0,{"$f":"IF(CK515=\"\",\"\",IF(CL515=1,YcCi(CR515,J515),YcTr(J515,CQ515,CU515)))","v":""},{"$f":"IF(CK515=\"\",\"\",IF(CL515=1,Teta1(DE515,CR515),\"-\"))","v":""},"","",{"$f":"IF(CK515=\"\",\"\",IF(CL515=1,Ynci(CR515,J515,CT515,CV515),YnTr(1,CT515,CQ515,CU515,CV515,J515)))","v":""},{"$f":"IF(CK515=\"\",\"\",IF(CL515=1,Teta1(DI515,CR515),\"-\"))","v":""},{"$f":"IF(CK515=\"\",\"\",IF(CL515=1,AreaCi(CR515,J515),AreaTr(CQ515,CU515,DI515)))","v":""},{"$f":"IF(CK515=\"\",\"\",IF(CL515=1,FrCi(DM515,9.806,DJ515,CR515),FrTr(DM515,9.806,CQ515,CU515,DI515)))","v":""},"",{"$f":"IF(CK515=\"\",\"\",IF(CL515=1,LOOKUP(CP515,'Vmáx(material) - Tab.4.3'!$L$2:$L$11,'Vmáx(material) - Tab.4.3'!$M$2:$M$11),LOOKUP(CP515,'Vmáx(material) - Tab.4.3'!$L$15,'Vmáx(material) - Tab.4.3'!$M$15)))","v":""},{"$f":"IF(CK515=\"\",\"\",VLOOKUP($CO515,'Vmáx(material) - Tab.4.3'!$R$35:$X$41,2))","v":""},{"$f":"IF(CK515=\"\",\"\",VLOOKUP($CO515,'Vmáx(material) - Tab.4.3'!$R$35:$X$41,3))","v":""},{"$f":"IF(CK515=\"\",\"\",VLOOKUP($CO515,'Vmáx(material) - Tab.4.3'!$R$35:$X$41,4))","v":""},{"$f":"IF(CK515=\"\",\"\",VLOOKUP($CO515,'Vmáx(material) - Tab.4.3'!$R$35:$X$41,5))","v":""},{"$f":"IF(CK515=\"\",\"\",VLOOKUP($CO515,'Vmáx(material) - Tab.4.3'!$R$35:$X$41,6))","v":""},{"$f":"IF(CK515=\"\",\"\",IF(CK515=\"\",\"\",VLOOKUP(CO515,'Vmáx(material) - Tab.4.3'!$R$35:$X$41,7)))","v":""},{"$f":"IF(CK515=\"\",\"\",IF(CL515=1,FCi(J515,CR515),FTr(J515,CQ515,CR515)))","v":""},"",{"$f":"IF(CK515=\"\",\"\",Hw(DO515,DP515,DQ515,DR515,DS515,DT515,Z,DU515,CV515,CR515))","v":""},"","","","","",{"$f":"IF(CK515=\"\",\"\",IF(CL515=1,PeriCi(CR515,DI515),PeriTr(CQ515,CU515,DI515)))","v":""},{"$f":"IF(CK515=\"\",\"\",IF(CL515=1,AreaCi(CR515,DI515),AreaTr(CQ515,CU515,DI515)))","v":""},{"$f":"IF(CK515=\"\",\"\",RhCi(DK515,EC515))","v":""},"",{"$f":"IF(CK515=\"\",\"\",hf(CS515,J515,CT515,DK515,EE515))","v":""},{"$f":"IF(CK515=\"\",\"\",LOOKUP(CW515,Tab.4.5!$J$6:$J$27,Tab.4.5!$L$6:$L$27))","v":""},{"$f":"IF(CK515=\"\",\"\",He(EH515,DM515))","v":""},{"$f":"IF(CK515=\"\",\"\",Hs(DM515))","v":""},{"$f":"IF(CK515=\"\",\"\",Hm(EB515,EG515,EI515,EJ515,CS515,CV515))","v":""},"","","","","","","K45+-45000 () ",{"$f":"IF(B515=\"Existe.\",IF(AE515=1,CONCATENATE(#REF!,AK515,\" m.\"),CONCATENATE(#REF!,AJ515,\" m x \",AK515,\" m.\")),IF(CL515=1,CONCATENATE(#REF!,CR515,\" m.\"),CONCATENATE(#REF!,CQ515,\" m x \",CR515,\" m.\")))","v":{"$error":"#REF!"}},"Concreto, L =  m, S = 0 %.","Cota clave eje= 0 msnm.",null,null,null,"","","","","",{"$f":"IF(EV515=\"\",\"\",VLOOKUP(EY515,'Estructura escalonada'!$D$3:$H$953,2))","v":""},"","","","","",""]
[null,null,null,null,null,null,null,null,null,null,null,0,null,0,null,null,null,null,null,null,{"$f":"IF(K518=\"No\",\"\",IF(O518=\"\",YcCi(P518,N518),YcTr(N518,O518,S518)))","v":{"$error":"#VALUE!"}},{"$f":"IF(K518=\"No\",\"\",IF(O518=\"\",Teta1(U518,P518),\"-\"))","v":{"$error":"#VALUE!"}},{"$error":"#VALUE!"},{"$error":"#VALUE!"},{"$f":"IF(K518=\"No\",\"\",IF(O518=\"\",Ynci(P518,N518,R518,T518),YnTr(1,R518,O518,S518,T518,N518)))","v":{"$error":"#VALUE!"}},{"$f":"IF(K518=\"No\",\"\",IF(O518=\"\",Teta1(Y518,P518),\"-\"))","v":{"$error":"#VALUE!"}},{"$f":"IF(K518=\"No\",\"\",IF(O518=\"\",AreaCi(P518,Y518),AreaTr(O518,S518,Y518)))","v":{"$error":"#VALUE!"}},{"$f":"IF(K518=\"No\",\"\",IF(O518=\"\",FrCi(AC518,9.806,Z518,P518),FrTr(AC518,9.806,O518,S518,Y518)))","v":{"$error":"#VALUE!"}},{"$error":"#VALUE!"},null,null,null,null,null,null,null,null,null,null,null,null,null,null,null,0,0,"","","",{"$f":"IF(AD518=\"\",\"\",IF(AE518=1,YcCi(AK518,J518),YcTr(J518,AJ518,AN518)))","v":""},{"$f":"IF(AD518=\"\",\"\",IF(AE518=1,Teta1(AX518,AK518),\"-\"))","v":""},{"$f":"IF(AD518=\"\",\"\",IF(AE518=1,AreaCi(AK518,AX518),AreaTr(AJ518,AN518,AX518)))","v":""},"",{"$f":"IF(AD518=\"\",\"\",IF(AE518=1,Ynci(AK518,J518,AM518,AO518),YnTr(1,AM518,AJ518,AN518,AO518,J518)))","v":""},{"$f":"IF(AD518=\"\",\"\",IF(AE518=1,Teta1(BB518,AK518),\"-\"))","v":""},{"$f":"IF(AD518=\"\",\"\",IF(AE518=1,AreaCi(AK518,BB518),AreaTr(AJ518,AN518,BB518)))","v":""},{"$f":"IF(AD518=\"\",\"\",IF(AE518=1,FrCi(BF518,9.806,BC518,AK518),FrTr(BF518,9.806,AJ518,AN518,BB518)))","v":""},"",{"$f":"IF(AD518=\"\",\"\",IF(AE518=1,LOOKUP(AI518,'Vmáx(material) - Tab.4.3'!$L$2:$L$11,'Vmáx(material) - Tab.4.3'!$M$2:$M$11),LOOKUP(AI518,'Vmáx(material) - Tab.4.3'!$L$15,'Vmáx(material) - Tab.4.3'!$M$15)))","v":""},{"$f":"IF(AD518=\"\",\"\",VLOOKUP($AH518,'Vmáx(material) - Tab.4.3'!$R$35:$X$41,2))","v":""},{"$f":"IF(AD518=\"\",\"\",VLOOKUP($AH518,'Vmáx(material) - Tab.4.3'!$R$35:$X$41,3))","v":""},{"$f":"IF(AD518=\"\",\"\",VLOOKUP($AH518,'Vmáx(material) - Tab.4.3'!$R$35:$X$41,4))","v":""},{"$f":"IF(AD518=\"\",\"\",VLOOKUP($AH518,'Vmáx(material) - Tab.4.3'!$R$35:$X$41,5))","v":""},{"$f":"IF(AD518=\"\",\"\",VLOOKUP($AH518,'Vmáx(material) - Tab.4.3'!$R$35:$X$41,6))","v":""},{"$f":"IF(AD518=\"\",\"\",IF(AD518=\"\",\"\",VLOOKUP($AH518,'Vmáx(material) - Tab.4.3'!$R$35:$X$41,7)))","v":""},{"$f":"IF(AD518=\"\",\"\",IF(AE518=1,FCi(J518,AK518),FTr(J518,AJ518,AK518)))","v":""},"",{"$f":"IF(AD518=\"\",\"\",Hw(BH518,BI518,BJ518,BK518,BL518,BM518,Z,BN518,AO518,AK518))","v":""},"","","","",{"$f":"IF(AD518=\"\",\"\",ho(BT518,AK518,AX518))","v":""},{"$f":"IF(AD518=\"\",\"\",IF(AE518=1,PeriCi(AK518,BB518),PeriTr(AJ518,AN518,BB518)))","v":""},{"$f":"IF(AD518=\"\",\"\",IF(AE518=1,AreaCi(AK518,BB518),AreaTr(AJ518,AN518,BB518)))","v":""},{"$f":"IF(AD518=\"\",\"\",RhCi(BW518,BV518))","v":""},"",{"$f":"IF(AD518=\"\",\"\",hf(AL518,J518,AM518,BW518,BX518))","v":""},{"$f":"IF(AD518=\"\",\"\",LOOKUP(AP518,Tab.4.5!$J$6:$J$27,Tab.4.5!$L$6:$L$27))","v":""},{"$f":"IF(AD518=\"\",\"\",He(CA518,BY518))","v":""},{"$f":"IF(AD518=\"\",\"\",Hs(BY518))","v":""},{"$f":"IF(AD518=\"\",\"\",Hm(BU518,BZ518,CB518,CC518,AL518,AO518))","v":""},"","","","","","",null,null,null,null,null,null,null,null,null,null,null,null,null,null,null,0,0,0,0,0,{"$f":"IF(CK518=\"\",\"\",IF(CL518=1,YcCi(CR518,J518),YcTr(J518,CQ518,CU518)))","v":""},{"$f":"IF(CK518=\"\",\"\",IF(CL518=1,Teta1(DE518,CR518),\"-\"))","v":""},"","",{"$f":"IF(CK518=\"\",\"\",IF(CL518=1,Ynci(CR518,J518,CT518,CV518),YnTr(1,CT518,CQ518,CU518,CV518,J518)))","v":""},{"$f":"IF(CK518=\"\",\"\",IF(CL518=1,Teta1(DI518,CR518),\"-\"))","v":""},{"$f":"IF(CK518=\"\",\"\",IF(CL518=1,AreaCi(CR518,J518),AreaTr(CQ518,CU518,DI518)))","v":""},{"$f":"IF(CK518=\"\",\"\",IF(CL518=1,FrCi(DM518,9.806,DJ518,CR518),FrTr(DM518,9.806,CQ518,CU518,DI518)))","v":""},"",{"$f":"IF(CK518=\"\",\"\",IF(CL518=1,LOOKUP(CP518,'Vmáx(material) - Tab.4.3'!$L$2:$L$11,'Vmáx(material) - Tab.4.3'!$M$2:$M$11),LOOKUP(CP518,'Vmáx(material) - Tab.4.3'!$L$15,'Vmáx(material) - Tab.4.3'!$M$15)))","v":""},{"$f":"IF(CK518=\"\",\"\",VLOOKUP($CO518,'Vmáx(material) - Tab.4.3'!$R$35:$X$41,2))","v":""},{"$f":"IF(CK518=\"\",\"\",VLOOKUP($CO518,'Vmáx(material) - Tab.4.3'!$R$35:$X$41,3))","v":""},{"$f":"IF(CK518=\"\",\"\",VLOOKUP($CO518,'Vmáx(material) - Tab.4.3'!$R$35:$X$41,4))","v":""},{"$f":"IF(CK518=\"\",\"\",VLOOKUP($CO518,'Vmáx(material) - Tab.4.3'!$R$35:$X$41,5))","v":""},{"$f":"IF(CK518=\"\",\"\",VLOOKUP($CO518,'Vmáx(material) - Tab.4.3'!$R$35:$X$41,6))","v":""},{"$f":"IF(CK518=\"\",\"\",IF(CK518=\"\",\"\",VLOOKUP(CO518,'Vmáx(material) - Tab.4.3'!$R$35:$X$41,7)))","v":""},{"$f":"IF(CK518=\"\",\"\",IF(CL518=1,FCi(J518,CR518),FTr(J518,CQ518,CR518)))","v":""},"",{"$f":"IF(CK518=\"\",\"\",Hw(DO518,DP518,DQ518,DR518,DS518,DT518,Z,DU518,CV518,CR518))","v":""},"","","","","",{"$f":"IF(CK518=\"\",\"\",IF(CL518=1,PeriCi(CR518,DI518),PeriTr(CQ518,CU518,DI518)))","v":""},{"$f":"IF(CK518=\"\",\"\",IF(CL518=1,AreaCi(CR518,DI518),AreaTr(CQ518,CU518,DI518)))","v":""},{"$f":"IF(CK518=\"\",\"\",RhCi(DK518,EC518))","v":""},"",{"$f":"IF(CK518=\"\",\"\",hf(CS518,J518,CT518,DK518,EE518))","v":""},{"$f":"IF(CK518=\"\",\"\",LOOKUP(CW518,Tab.4.5!$J$6:$J$27,Tab.4.5!$L$6:$L$27))","v":""},{"$f":"IF(CK518=\"\",\"\",He(EH518,DM518))","v":""},{"$f":"IF(CK518=\"\",\"\",Hs(DM518))","v":""},{"$f":"IF(CK518=\"\",\"\",Hm(EB518,EG518,EI518,EJ518,CS518,CV518))","v":""},"","","","","","","K45+-45000 () ",{"$f":"IF(B518=\"Existe.\",IF(AE518=1,CONCATENATE(#REF!,AK518,\" m.\"),CONCATENATE(#REF!,AJ518,\" m x \",AK518,\" m.\")),IF(CL518=1,CONCATENATE(#REF!,CR518,\" m.\"),CONCATENATE(#REF!,CQ518,\" m x \",CR518,\" m.\")))","v":{"$error":"#REF!"}},"Concreto, L =  m, S = 0 %.","Cota clave eje= 0 msnm.",null,null,null,"","","","","",{"$f":"IF(EV518=\"\",\"\",VLOOKUP(EY518,'Estructura escalonada'!$D$3:$H$953,2))","v":""},"","","","","",""]
[null,null,null,null,null,null,null,null,null,null,null,0,null,0,null,null,null,null,null,null,{"$f":"IF(K522=\"No\",\"\",IF(O522=\"\",YcCi(P522,N522),YcTr(N522,O522,S522)))","v":{"$error":"#VALUE!"}},{"$f":"IF(K522=\"No\",\"\",IF(O522=\"\",Teta1(U522,P522),\"-\"))","v":{"$error":"#VALUE!"}},{"$error":"#VALUE!"},{"$error":"#VALUE!"},{"$f":"IF(K522=\"No\",\"\",IF(O522=\"\",Ynci(P522,N522,R522,T522),YnTr(1,R522,O522,S522,T522,N522)))","v":{"$error":"#VALUE!"}},{"$f":"IF(K522=\"No\",\"\",IF(O522=\"\",Teta1(Y522,P522),\"-\"))","v":{"$error":"#VALUE!"}},{"$f":"IF(K522=\"No\",\"\",IF(O522=\"\",AreaCi(P522,Y522),AreaTr(O522,S522,Y522)))","v":{"$error":"#VALUE!"}},{"$f":"IF(K522=\"No\",\"\",IF(O522=\"\",FrCi(AC522,9.806,Z522,P522),FrTr(AC522,9.806,O522,S522,Y522)))","v":{"$error":"#VALUE!"}},{"$error":"#VALUE!"},null,null,null,null,null,null,null,null,null,null,null,null,null,null,null,0,0,"","","",{"$f":"IF(AD522=\"\",\"\",IF(AE522=1,YcCi(AK522,J522),YcTr(J522,AJ522,AN522)))","v":""},{"$f":"IF(AD522=\"\",\"\",IF(AE522=1,Teta1(AX522,AK522),\"-\"))","v":""},{"$f":"IF(AD522=\"\",\"\",IF(AE522=1,AreaCi(AK522,AX522),AreaTr(AJ522,AN522,AX522)))","v":""},"",{"$f":"IF(AD522=\"\",\"\",IF(AE522=1,Ynci(AK522,J522,AM522,AO522),YnTr(1,AM522,AJ522,AN522,AO522,J522)))","v":""},{"$f":"IF(AD522=\"\",\"\",IF(AE522=1,Teta1(BB522,AK522),\"-\"))","v":""},{"$f":"IF(AD522=\"\",\"\",IF(AE522=1,AreaCi(AK522,BB522),AreaTr(AJ522,AN522,BB522)))","v":""},{"$f":"IF(AD522=\"\",\"\",IF(AE522=1,FrCi(BF522,9.806,BC522,AK522),FrTr(BF522,9.806,AJ522,AN522,BB522)))","v":""},"",{"$f":"IF(AD522=\"\",\"\",IF(AE522=1,LOOKUP(AI522,'Vmáx(material) - Tab.4.3'!$L$2:$L$11,'Vmáx(material) - Tab.4.3'!$M$2:$M$11),LOOKUP(AI522,'Vmáx(material) - Tab.4.3'!$L$15,'Vmáx(material) - Tab.4.3'!$M$15)))","v":""},{"$f":"IF(AD522=\"\",\"\",VLOOKUP($AH522,'Vmáx(material) - Tab.4.3'!$R$35:$X$41,2))","v":""},{"$f":"IF(AD522=\"\",\"\",VLOOKUP($AH522,'Vmáx(material) - Tab.4.3'!$R$35:$X$41,3))","v":""},{"$f":"IF(AD522=\"\",\"\",VLOOKUP($AH522,'Vmáx(material) - Tab.4.3'!$R$35:$X$41,4))","v":""},{"$f":"IF(AD522=\"\",\"\",VLOOKUP($AH522,'Vmáx(material) - Tab.4.3'!$R$35:$X$41,5))","v":""},{"$f":"IF(AD522=\"\",\"\",VLOOKUP($AH522,'Vmáx(material) - Tab.4.3'!$R$35:$X$41,6))","v":""},{"$f":"IF(AD522=\"\",\"\",IF(AD522=\"\",\"\",VLOOKUP($AH522,'Vmáx(material) - Tab.4.3'!$R$35:$X$41,7)))","v":""},{"$f":"IF(AD522=\"\",\"\",IF(AE522=1,FCi(J522,AK522),FTr(J522,AJ522,AK522)))","v":""},"",{"$f":"IF(AD522=\"\",\"\",Hw(BH522,BI522,BJ522,BK522,BL522,BM522,Z,BN522,AO522,AK522))","v":""},"","","","",{"$f":"IF(AD522=\"\",\"\",ho(BT522,AK522,AX522))","v":""},{"$f":"IF(AD522=\"\",\"\",IF(AE522=1,PeriCi(AK522,BB522),PeriTr(AJ522,AN522,BB522)))","v":""},{"$f":"IF(AD522=\"\",\"\",IF(AE522=1,AreaCi(AK522,BB522),AreaTr(AJ522,AN522,BB522)))","v":""},{"$f":"IF(AD522=\"\",\"\",RhCi(BW522,BV522))","v":""},"",{"$f":"IF(AD522=\"\",\"\",hf(AL522,J522,AM522,BW522,BX522))","v":""},{"$f":"IF(AD522=\"\",\"\",LOOKUP(AP522,Tab.4.5!$J$6:$J$27,Tab.4.5!$L$6:$L$27))","v":""},{"$f":"IF(AD522=\"\",\"\",He(CA522,BY522))","v":""},{"$f":"IF(AD522=\"\",\"\",Hs(BY522))","v":""},{"$f":"IF(AD522=\"\",\"\",Hm(BU522,BZ522,CB522,CC522,AL522,AO522))","v":""},"","","","","","",null,null,null,null,null,null,null,null,null,null,null,null,null,null,null,0,0,0,0,0,{"$f":"IF(CK522=\"\",\"\",IF(CL522=1,YcCi(CR522,J522),YcTr(J522,CQ522,CU522)))","v":""},{"$f":"IF(CK522=\"\",\"\",IF(CL522=1,Teta1(DE522,CR522),\"-\"))","v":""},"","",{"$f":"IF(CK522=\"\",\"\",IF(CL522=1,Ynci(CR522,J522,CT522,CV522),YnTr(1,CT522,CQ522,CU522,CV522,J522)))","v":""},{"$f":"IF(CK522=\"\",\"\",IF(CL522=1,Teta1(DI522,CR522),\"-\"))","v":""},{"$f":"IF(CK522=\"\",\"\",IF(CL522=1,AreaCi(CR522,J522),AreaTr(CQ522,CU522,DI522)))","v":""},{"$f":"IF(CK522=\"\",\"\",IF(CL522=1,FrCi(DM522,9.806,DJ522,CR522),FrTr(DM522,9.806,CQ522,CU522,DI522)))","v":""},"",{"$f":"IF(CK522=\"\",\"\",IF(CL522=1,LOOKUP(CP522,'Vmáx(material) - Tab.4.3'!$L$2:$L$11,'Vmáx(material) - Tab.4.3'!$M$2:$M$11),LOOKUP(CP522,'Vmáx(material) - Tab.4.3'!$L$15,'Vmáx(material) - Tab.4.3'!$M$15)))","v":""},{"$f":"IF(CK522=\"\",\"\",VLOOKUP($CO522,'Vmáx(material) - Tab.4.3'!$R$35:$X$41,2))","v":""},{"$f":"IF(CK522=\"\",\"\",VLOOKUP($CO522,'Vmáx(material) - Tab.4.3'!$R$35:$X$41,3))","v":""},{"$f":"IF(CK522=\"\",\"\",VLOOKUP($CO522,'Vmáx(material) - Tab.4.3'!$R$35:$X$41,4))","v":""},{"$f":"IF(CK522=\"\",\"\",VLOOKUP($CO522,'Vmáx(material) - Tab.4.3'!$R$35:$X$41,5))","v":""},{"$f":"IF(CK522=\"\",\"\",VLOOKUP($CO522,'Vmáx(material) - Tab.4.3'!$R$35:$X$41,6))","v":""},{"$f":"IF(CK522=\"\",\"\",IF(CK522=\"\",\"\",VLOOKUP(CO522,'Vmáx(material) - Tab.4.3'!$R$35:$X$41,7)))","v":""},{"$f":"IF(CK522=\"\",\"\",IF(CL522=1,FCi(J522,CR522),FTr(J522,CQ522,CR522)))","v":""},"",{"$f":"IF(CK522=\"\",\"\",Hw(DO522,DP522,DQ522,DR522,DS522,DT522,Z,DU522,CV522,CR522))","v":""},"","","","","",{"$f":"IF(CK522=\"\",\"\",IF(CL522=1,PeriCi(CR522,DI522),PeriTr(CQ522,CU522,DI522)))","v":""},{"$f":"IF(CK522=\"\",\"\",IF(CL522=1,AreaCi(CR522,DI522),AreaTr(CQ522,CU522,DI522)))","v":""},{"$f":"IF(CK522=\"\",\"\",RhCi(DK522,EC522))","v":""},"",{"$f":"IF(CK522=\"\",\"\",hf(CS522,J522,CT522,DK522,EE522))","v":""},{"$f":"IF(CK522=\"\",\"\",LOOKUP(CW522,Tab.4.5!$J$6:$J$27,Tab.4.5!$L$6:$L$27))","v":""},{"$f":"IF(CK522=\"\",\"\",He(EH522,DM522))","v":""},{"$f":"IF(CK522=\"\",\"\",Hs(DM522))","v":""},{"$f":"IF(CK522=\"\",\"\",Hm(EB522,EG522,EI522,EJ522,CS522,CV522))","v":""},"","","","","","","K45+-45000 () ",{"$f":"IF(B522=\"Existe.\",IF(AE522=1,CONCATENATE(#REF!,AK522,\" m.\"),CONCATENATE(#REF!,AJ522,\" m x \",AK522,\" m.\")),IF(CL522=1,CONCATENATE(#REF!,CR522,\" m.\"),CONCATENATE(#REF!,CQ522,\" m x \",CR522,\" m.\")))","v":{"$error":"#REF!"}},"Concreto, L =  m, S = 0 %.","Cota clave eje= 0 msnm.",null,null,null,"","","","","",{"$f":"IF(EV522=\"\",\"\",VLOOKUP(EY522,'Estructura escalonada'!$D$3:$H$953,2))","v":""},"","","","","",""]
[null,null,null,null,null,null,null,null,null,null,null,0,null,0,null,null,null,null,null,null,{"$f":"IF(K524=\"No\",\"\",IF(O524=\"\",YcCi(P524,N524),YcTr(N524,O524,S524)))","v":{"$error":"#VALUE!"}},{"$f":"IF(K524=\"No\",\"\",IF(O524=\"\",Teta1(U524,P524),\"-\"))","v":{"$error":"#VALUE!"}},{"$error":"#VALUE!"},{"$error":"#VALUE!"},{"$f":"IF(K524=\"No\",\"\",IF(O524=\"\",Ynci(P524,N524,R524,T524),YnTr(1,R524,O524,S524,T524,N524)))","v":{"$error":"#VALUE!"}},{"$f":"IF(K524=\"No\",\"\",IF(O524=\"\",Teta1(Y524,P524),\"-\"))","v":{"$error":"#VALUE!"}},{"$f":"IF(K524=\"No\",\"\",IF(O524=\"\",AreaCi(P524,Y524),AreaTr(O524,S524,Y524)))","v":{"$error":"#VALUE!"}},{"$f":"IF(K524=\"No\",\"\",IF(O524=\"\",FrCi(AC524,9.806,Z524,P524),FrTr(AC524,9.806,O524,S524,Y524)))","v":{"$error":"#VALUE!"}},{"$error":"#VALUE!"},null,null,null,null,null,null,null,null,null,null,null,null,null,null,null,0,0,"","","",{"$f":"IF(AD524=\"\",\"\",IF(AE524=1,YcCi(AK524,J524),YcTr(J524,AJ524,AN524)))","v":""},{"$f":"IF(AD524=\"\",\"\",IF(AE524=1,Teta1(AX524,AK524),\"-\"))","v":""},{"$f":"IF(AD524=\"\",\"\",IF(AE524=1,AreaCi(AK524,AX524),AreaTr(AJ524,AN524,AX524)))","v":""},"",{"$f":"IF(AD524=\"\",\"\",IF(AE524=1,Ynci(AK524,J524,AM524,AO524),YnTr(1,AM524,AJ524,AN524,AO524,J524)))","v":""},{"$f":"IF(AD524=\"\",\"\",IF(AE524=1,Teta1(BB524,AK524),\"-\"))","v":""},{"$f":"IF(AD524=\"\",\"\",IF(AE524=1,AreaCi(AK524,BB524),AreaTr(AJ524,AN524,BB524)))","v":""},{"$f":"IF(AD524=\"\",\"\",IF(AE524=1,FrCi(BF524,9.806,BC524,AK524),FrTr(BF524,9.806,AJ524,AN524,BB524)))","v":""},"",{"$f":"IF(AD524=\"\",\"\",IF(AE524=1,LOOKUP(AI524,'Vmáx(material) - Tab.4.3'!$L$2:$L$11,'Vmáx(material) - Tab.4.3'!$M$2:$M$11),LOOKUP(AI524,'Vmáx(material) - Tab.4.3'!$L$15,'Vmáx(material) - Tab.4.3'!$M$15)))","v":""},{"$f":"IF(AD524=\"\",\"\",VLOOKUP($AH524,'Vmáx(material) - Tab.4.3'!$R$35:$X$41,2))","v":""},{"$f":"IF(AD524=\"\",\"\",VLOOKUP($AH524,'Vmáx(material) - Tab.4.3'!$R$35:$X$41,3))","v":""},{"$f":"IF(AD524=\"\",\"\",VLOOKUP($AH524,'Vmáx(material) - Tab.4.3'!$R$35:$X$41,4))","v":""},{"$f":"IF(AD524=\"\",\"\",VLOOKUP($AH524,'Vmáx(material) - Tab.4.3'!$R$35:$X$41,5))","v":""},{"$f":"IF(AD524=\"\",\"\",VLOOKUP($AH524,'Vmáx(material) - Tab.4.3'!$R$35:$X$41,6))","v":""},{"$f":"IF(AD524=\"\",\"\",IF(AD524=\"\",\"\",VLOOKUP($AH524,'Vmáx(material) - Tab.4.3'!$R$35:$X$41,7)))","v":""},{"$f":"IF(AD524=\"\",\"\",IF(AE524=1,FCi(J524,AK524),FTr(J524,AJ524,AK524)))","v":""},"",{"$f":"IF(AD524=\"\",\"\",Hw(BH524,BI524,BJ524,BK524,BL524,BM524,Z,BN524,AO524,AK524))","v":""},"","","","",{"$f":"IF(AD524=\"\",\"\",ho(BT524,AK524,AX524))","v":""},{"$f":"IF(AD524=\"\",\"\",IF(AE524=1,PeriCi(AK524,BB524),PeriTr(AJ524,AN524,BB524)))","v":""},{"$f":"IF(AD524=\"\",\"\",IF(AE524=1,AreaCi(AK524,BB524),AreaTr(AJ524,AN524,BB524)))","v":""},{"$f":"IF(AD524=\"\",\"\",RhCi(BW524,BV524))","v":""},"",{"$f":"IF(AD524=\"\",\"\",hf(AL524,J524,AM524,BW524,BX524))","v":""},{"$f":"IF(AD524=\"\",\"\",LOOKUP(AP524,Tab.4.5!$J$6:$J$27,Tab.4.5!$L$6:$L$27))","v":""},{"$f":"IF(AD524=\"\",\"\",He(CA524,BY524))","v":""},{"$f":"IF(AD524=\"\",\"\",Hs(BY524))","v":""},{"$f":"IF(AD524=\"\",\"\",Hm(BU524,BZ524,CB524,CC524,AL524,AO524))","v":""},"","","","","","",null,null,null,null,null,null,null,null,null,null,null,null,null,null,null,0,0,0,0,0,{"$f":"IF(CK524=\"\",\"\",IF(CL524=1,YcCi(CR524,J524),YcTr(J524,CQ524,CU524)))","v":""},{"$f":"IF(CK524=\"\",\"\",IF(CL524=1,Teta1(DE524,CR524),\"-\"))","v":""},"","",{"$f":"IF(CK524=\"\",\"\",IF(CL524=1,Ynci(CR524,J524,CT524,CV524),YnTr(1,CT524,CQ524,CU524,CV524,J524)))","v":""},{"$f":"IF(CK524=\"\",\"\",IF(CL524=1,Teta1(DI524,CR524),\"-\"))","v":""},{"$f":"IF(CK524=\"\",\"\",IF(CL524=1,AreaCi(CR524,J524),AreaTr(CQ524,CU524,DI524)))","v":""},{"$f":"IF(CK524=\"\",\"\",IF(CL524=1,FrCi(DM524,9.806,DJ524,CR524),FrTr(DM524,9.806,CQ524,CU524,DI524)))","v":""},"",{"$f":"IF(CK524=\"\",\"\",IF(CL524=1,LOOKUP(CP524,'Vmáx(material) - Tab.4.3'!$L$2:$L$11,'Vmáx(material) - Tab.4.3'!$M$2:$M$11),LOOKUP(CP524,'Vmáx(material) - Tab.4.3'!$L$15,'Vmáx(material) - Tab.4.3'!$M$15)))","v":""},{"$f":"IF(CK524=\"\",\"\",VLOOKUP($CO524,'Vmáx(material) - Tab.4.3'!$R$35:$X$41,2))","v":""},{"$f":"IF(CK524=\"\",\"\",VLOOKUP($CO524,'Vmáx(material) - Tab.4.3'!$R$35:$X$41,3))","v":""},{"$f":"IF(CK524=\"\",\"\",VLOOKUP($CO524,'Vmáx(material) - Tab.4.3'!$R$35:$X$41,4))","v":""},{"$f":"IF(CK524=\"\",\"\",VLOOKUP($CO524,'Vmáx(material) - Tab.4.3'!$R$35:$X$41,5))","v":""},{"$f":"IF(CK524=\"\",\"\",VLOOKUP($CO524,'Vmáx(material) - Tab.4.3'!$R$35:$X$41,6))","v":""},{"$f":"IF(CK524=\"\",\"\",IF(CK524=\"\",\"\",VLOOKUP(CO524,'Vmáx(material) - Tab.4.3'!$R$35:$X$41,7)))","v":""},{"$f":"IF(CK524=\"\",\"\",IF(CL524=1,FCi(J524,CR524),FTr(J524,CQ524,CR524)))","v":""},"",{"$f":"IF(CK524=\"\",\"\",Hw(DO524,DP524,DQ524,DR524,DS524,DT524,Z,DU524,CV524,CR524))","v":""},"","","","","",{"$f":"IF(CK524=\"\",\"\",IF(CL524=1,PeriCi(CR524,DI524),PeriTr(CQ524,CU524,DI524)))","v":""},{"$f":"IF(CK524=\"\",\"\",IF(CL524=1,AreaCi(CR524,DI524),AreaTr(CQ524,CU524,DI524)))","v":""},{"$f":"IF(CK524=\"\",\"\",RhCi(DK524,EC524))","v":""},"",{"$f":"IF(CK524=\"\",\"\",hf(CS524,J524,CT524,DK524,EE524))","v":""},{"$f":"IF(CK524=\"\",\"\",LOOKUP(CW524,Tab.4.5!$J$6:$J$27,Tab.4.5!$L$6:$L$27))","v":""},{"$f":"IF(CK524=\"\",\"\",He(EH524,DM524))","v":""},{"$f":"IF(CK524=\"\",\"\",Hs(DM524))","v":""},{"$f":"IF(CK524=\"\",\"\",Hm(EB524,EG524,EI524,EJ524,CS524,CV524))","v":""},"","","","","","","K45+-45000 () ",{"$f":"IF(B524=\"Existe.\",IF(AE524=1,CONCATENATE(#REF!,AK524,\" m.\"),CONCATENATE(#REF!,AJ524,\" m x \",AK524,\" m.\")),IF(CL524=1,CONCATENATE(#REF!,CR524,\" m.\"),CONCATENATE(#REF!,CQ524,\" m x \",CR524,\" m.\")))","v":{"$error":"#REF!"}},"Concreto, L =  m, S = 0 %.","Cota clave eje= 0 msnm.",null,null,null,"","","","","",{"$f":"IF(EV524=\"\",\"\",VLOOKUP(EY524,'Estructura escalonada'!$D$3:$H$953,2))","v":""},"","","","","",""]
[null,null,null,null,null,null,null,null,null,null,null,0,null,0,null,null,null,null,null,null,{"$f":"IF(K527=\"No\",\"\",IF(O527=\"\",YcCi(P527,N527),YcTr(N527,O527,S527)))","v":{"$error":"#VALUE!"}},{"$f":"IF(K527=\"No\",\"\",IF(O527=\"\",Teta1(U527,P527),\"-\"))","v":{"$error":"#VALUE!"}},{"$error":"#VALUE!"},{"$error":"#VALUE!"},{"$f":"IF(K527=\"No\",\"\",IF(O527=\"\",Ynci(P527,N527,R527,T527),YnTr(1,R527,O527,S527,T527,N527)))","v":{"$error":"#VALUE!"}},{"$f":"IF(K527=\"No\",\"\",IF(O527=\"\",Teta1(Y527,P527),\"-\"))","v":{"$error":"#VALUE!"}},{"$f":"IF(K527=\"No\",\"\",IF(O527=\"\",AreaCi(P527,Y527),AreaTr(O527,S527,Y527)))","v":{"$error":"#VALUE!"}},{"$f":"IF(K527=\"No\",\"\",IF(O527=\"\",FrCi(AC527,9.806,Z527,P527),FrTr(AC527,9.806,O527,S527,Y527)))","v":{"$error":"#VALUE!"}},{"$error":"#VALUE!"},null,null,null,null,null,null,null,null,null,null,null,null,null,null,null,0,0,"","","",{"$f":"IF(AD527=\"\",\"\",IF(AE527=1,YcCi(AK527,J527),YcTr(J527,AJ527,AN527)))","v":""},{"$f":"IF(AD527=\"\",\"\",IF(AE527=1,Teta1(AX527,AK527),\"-\"))","v":""},{"$f":"IF(AD527=\"\",\"\",IF(AE527=1,AreaCi(AK527,AX527),AreaTr(AJ527,AN527,AX527)))","v":""},"",{"$f":"IF(AD527=\"\",\"\",IF(AE527=1,Ynci(AK527,J527,AM527,AO527),YnTr(1,AM527,AJ527,AN527,AO527,J527)))","v":""},{"$f":"IF(AD527=\"\",\"\",IF(AE527=1,Teta1(BB527,AK527),\"-\"))","v":""},{"$f":"IF(AD527=\"\",\"\",IF(AE527=1,AreaCi(AK527,BB527),AreaTr(AJ527,AN527,BB527)))","v":""},{"$f":"IF(AD527=\"\",\"\",IF(AE527=1,FrCi(BF527,9.806,BC527,AK527),FrTr(BF527,9.806,AJ527,AN527,BB527)))","v":""},"",{"$f":"IF(AD527=\"\",\"\",IF(AE527=1,LOOKUP(AI527,'Vmáx(material) - Tab.4.3'!$L$2:$L$11,'Vmáx(material) - Tab.4.3'!$M$2:$M$11),LOOKUP(AI527,'Vmáx(material) - Tab.4.3'!$L$15,'Vmáx(material) - Tab.4.3'!$M$15)))","v":""},{"$f":"IF(AD527=\"\",\"\",VLOOKUP($AH527,'Vmáx(material) - Tab.4.3'!$R$35:$X$41,2))","v":""},{"$f":"IF(AD527=\"\",\"\",VLOOKUP($AH527,'Vmáx(material) - Tab.4.3'!$R$35:$X$41,3))","v":""},{"$f":"IF(AD527=\"\",\"\",VLOOKUP($AH527,'Vmáx(material) - Tab.4.3'!$R$35:$X$41,4))","v":""},{"$f":"IF(AD527=\"\",\"\",VLOOKUP($AH527,'Vmáx(material) - Tab.4.3'!$R$35:$X$41,5))","v":""},{"$f":"IF(AD527=\"\",\"\",VLOOKUP($AH527,'Vmáx(material) - Tab.4.3'!$R$35:$X$41,6))","v":""},{"$f":"IF(AD527=\"\",\"\",IF(AD527=\"\",\"\",VLOOKUP($AH527,'Vmáx(material) - Tab.4.3'!$R$35:$X$41,7)))","v":""},{"$f":"IF(AD527=\"\",\"\",IF(AE527=1,FCi(J527,AK527),FTr(J527,AJ527,AK527)))","v":""},"",{"$f":"IF(AD527=\"\",\"\",Hw(BH527,BI527,BJ527,BK527,BL527,BM527,Z,BN527,AO527,AK527))","v":""},"","","","",{"$f":"IF(AD527=\"\",\"\",ho(BT527,AK527,AX527))","v":""},{"$f":"IF(AD527=\"\",\"\",IF(AE527=1,PeriCi(AK527,BB527),PeriTr(AJ527,AN527,BB527)))","v":""},{"$f":"IF(AD527=\"\",\"\",IF(AE527=1,AreaCi(AK527,BB527),AreaTr(AJ527,AN527,BB527)))","v":""},{"$f":"IF(AD527=\"\",\"\",RhCi(BW527,BV527))","v":""},"",{"$f":"IF(AD527=\"\",\"\",hf(AL527,J527,AM527,BW527,BX527))","v":""},{"$f":"IF(AD527=\"\",\"\",LOOKUP(AP527,Tab.4.5!$J$6:$J$27,Tab.4.5!$L$6:$L$27))","v":""},{"$f":"IF(AD527=\"\",\"\",He(CA527,BY527))","v":""},{"$f":"IF(AD527=\"\",\"\",Hs(BY527))","v":""},{"$f":"IF(AD527=\"\",\"\",Hm(BU527,BZ527,CB527,CC527,AL527,AO527))","v":""},"","","","","","",null,null,null,null,null,null,null,null,null,null,null,null,null,null,null,0,0,0,0,0,{"$f":"IF(CK527=\"\",\"\",IF(CL527=1,YcCi(CR527,J527),YcTr(J527,CQ527,CU527)))","v":""},{"$f":"IF(CK527=\"\",\"\",IF(CL527=1,Teta1(DE527,CR527),\"-\"))","v":""},"","",{"$f":"IF(CK527=\"\",\"\",IF(CL527=1,Ynci(CR527,J527,CT527,CV527),YnTr(1,CT527,CQ527,CU527,CV527,J527)))","v":""},{"$f":"IF(CK527=\"\",\"\",IF(CL527=1,Teta1(DI527,CR527),\"-\"))","v":""},{"$f":"IF(CK527=\"\",\"\",IF(CL527=1,AreaCi(CR527,J527),AreaTr(CQ527,CU527,DI527)))","v":""},{"$f":"IF(CK527=\"\",\"\",IF(CL527=1,FrCi(DM527,9.806,DJ527,CR527),FrTr(DM527,9.806,CQ527,CU527,DI527)))","v":""},"",{"$f":"IF(CK527=\"\",\"\",IF(CL527=1,LOOKUP(CP527,'Vmáx(material) - Tab.4.3'!$L$2:$L$11,'Vmáx(material) - Tab.4.3'!$M$2:$M$11),LOOKUP(CP527,'Vmáx(material) - Tab.4.3'!$L$15,'Vmáx(material) - Tab.4.3'!$M$15)))","v":""},{"$f":"IF(CK527=\"\",\"\",VLOOKUP($CO527,'Vmáx(material) - Tab.4.3'!$R$35:$X$41,2))","v":""},{"$f":"IF(CK527=\"\",\"\",VLOOKUP($CO527,'Vmáx(material) - Tab.4.3'!$R$35:$X$41,3))","v":""},{"$f":"IF(CK527=\"\",\"\",VLOOKUP($CO527,'Vmáx(material) - Tab.4.3'!$R$35:$X$41,4))","v":""},{"$f":"IF(CK527=\"\",\"\",VLOOKUP($CO527,'Vmáx(material) - Tab.4.3'!$R$35:$X$41,5))","v":""},{"$f":"IF(CK527=\"\",\"\",VLOOKUP($CO527,'Vmáx(material) - Tab.4.3'!$R$35:$X$41,6))","v":""},{"$f":"IF(CK527=\"\",\"\",IF(CK527=\"\",\"\",VLOOKUP(CO527,'Vmáx(material) - Tab.4.3'!$R$35:$X$41,7)))","v":""},{"$f":"IF(CK527=\"\",\"\",IF(CL527=1,FCi(J527,CR527),FTr(J527,CQ527,CR527)))","v":""},"",{"$f":"IF(CK527=\"\",\"\",Hw(DO527,DP527,DQ527,DR527,DS527,DT527,Z,DU527,CV527,CR527))","v":""},"","","","","",{"$f":"IF(CK527=\"\",\"\",IF(CL527=1,PeriCi(CR527,DI527),PeriTr(CQ527,CU527,DI527)))","v":""},{"$f":"IF(CK527=\"\",\"\",IF(CL527=1,AreaCi(CR527,DI527),AreaTr(CQ527,CU527,DI527)))","v":""},{"$f":"IF(CK527=\"\",\"\",RhCi(DK527,EC527))","v":""},"",{"$f":"IF(CK527=\"\",\"\",hf(CS527,J527,CT527,DK527,EE527))","v":""},{"$f":"IF(CK527=\"\",\"\",LOOKUP(CW527,Tab.4.5!$J$6:$J$27,Tab.4.5!$L$6:$L$27))","v":""},{"$f":"IF(CK527=\"\",\"\",He(EH527,DM527))","v":""},{"$f":"IF(CK527=\"\",\"\",Hs(DM527))","v":""},{"$f":"IF(CK527=\"\",\"\",Hm(EB527,EG527,EI527,EJ527,CS527,CV527))","v":""},"","","","","","","K45+-45000 () ",{"$f":"IF(B527=\"Existe.\",IF(AE527=1,CONCATENATE(#REF!,AK527,\" m.\"),CONCATENATE(#REF!,AJ527,\" m x \",AK527,\" m.\")),IF(CL527=1,CONCATENATE(#REF!,CR527,\" m.\"),CONCATENATE(#REF!,CQ527,\" m x \",CR527,\" m.\")))","v":{"$error":"#REF!"}},"Concreto, L =  m, S = 0 %.","Cota clave eje= 0 msnm.",null,null,null,"","","","","",{"$f":"IF(EV527=\"\",\"\",VLOOKUP(EY527,'Estructura escalonada'!$D$3:$H$953,2))","v":""},"","","","","",""]
[null,null,null,null,null,null,null,null,null,null,null,0,null,0,null,null,null,null,null,null,{"$f":"IF(K528=\"No\",\"\",IF(O528=\"\",YcCi(P528,N528),YcTr(N528,O528,S528)))","v":{"$error":"#VALUE!"}},{"$f":"IF(K528=\"No\",\"\",IF(O528=\"\",Teta1(U528,P528),\"-\"))","v":{"$error":"#VALUE!"}},{"$error":"#VALUE!"},{"$error":"#VALUE!"},{"$f":"IF(K528=\"No\",\"\",IF(O528=\"\",Ynci(P528,N528,R528,T528),YnTr(1,R528,O528,S528,T528,N528)))","v":{"$error":"#VALUE!"}},{"$f":"IF(K528=\"No\",\"\",IF(O528=\"\",Teta1(Y528,P528),\"-\"))","v":{"$error":"#VALUE!"}},{"$f":"IF(K528=\"No\",\"\",IF(O528=\"\",AreaCi(P528,Y528),AreaTr(O528,S528,Y528)))","v":{"$error":"#VALUE!"}},{"$f":"IF(K528=\"No\",\"\",IF(O528=\"\",FrCi(AC528,9.806,Z528,P528),FrTr(AC528,9.806,O528,S528,Y528)))","v":{"$error":"#VALUE!"}},{"$error":"#VALUE!"},null,null,null,null,null,null,null,null,null,null,null,null,null,null,null,0,0,"","","",{"$f":"IF(AD528=\"\",\"\",IF(AE528=1,YcCi(AK528,J528),YcTr(J528,AJ528,AN528)))","v":""},{"$f":"IF(AD528=\"\",\"\",IF(AE528=1,Teta1(AX528,AK528),\"-\"))","v":""},{"$f":"IF(AD528=\"\",\"\",IF(AE528=1,AreaCi(AK528,AX528),AreaTr(AJ528,AN528,AX528)))","v":""},"",{"$f":"IF(AD528=\"\",\"\",IF(AE528=1,Ynci(AK528,J528,AM528,AO528),YnTr(1,AM528,AJ528,AN528,AO528,J528)))","v":""},{"$f":"IF(AD528=\"\",\"\",IF(AE528=1,Teta1(BB528,AK528),\"-\"))","v":""},{"$f":"IF(AD528=\"\",\"\",IF(AE528=1,AreaCi(AK528,BB528),AreaTr(AJ528,AN528,BB528)))","v":""},{"$f":"IF(AD528=\"\",\"\",IF(AE528=1,FrCi(BF528,9.806,BC528,AK528),FrTr(BF528,9.806,AJ528,AN528,BB528)))","v":""},"",{"$f":"IF(AD528=\"\",\"\",IF(AE528=1,LOOKUP(AI528,'Vmáx(material) - Tab.4.3'!$L$2:$L$11,'Vmáx(material) - Tab.4.3'!$M$2:$M$11),LOOKUP(AI528,'Vmáx(material) - Tab.4.3'!$L$15,'Vmáx(material) - Tab.4.3'!$M$15)))","v":""},{"$f":"IF(AD528=\"\",\"\",VLOOKUP($AH528,'Vmáx(material) - Tab.4.3'!$R$35:$X$41,2))","v":""},{"$f":"IF(AD528=\"\",\"\",VLOOKUP($AH528,'Vmáx(material) - Tab.4.3'!$R$35:$X$41,3))","v":""},{"$f":"IF(AD528=\"\",\"\",VLOOKUP($AH528,'Vmáx(material) - Tab.4.3'!$R$35:$X$41,4))","v":""},{"$f":"IF(AD528=\"\",\"\",VLOOKUP($AH528,'Vmáx(material) - Tab.4.3'!$R$35:$X$41,5))","v":""},{"$f":"IF(AD528=\"\",\"\",VLOOKUP($AH528,'Vmáx(material) - Tab.4.3'!$R$35:$X$41,6))","v":""},{"$f":"IF(AD528=\"\",\"\",IF(AD528=\"\",\"\",VLOOKUP($AH528,'Vmáx(material) - Tab.4.3'!$R$35:$X$41,7)))","v":""},{"$f":"IF(AD528=\"\",\"\",IF(AE528=1,FCi(J528,AK528),FTr(J528,AJ528,AK528)))","v":""},"",{"$f":"IF(AD528=\"\",\"\",Hw(BH528,BI528,BJ528,BK528,BL528,BM528,Z,BN528,AO528,AK528))","v":""},"","","","",{"$f":"IF(AD528=\"\",\"\",ho(BT528,AK528,AX528))","v":""},{"$f":"IF(AD528=\"\",\"\",IF(AE528=1,PeriCi(AK528,BB528),PeriTr(AJ528,AN528,BB528)))","v":""},{"$f":"IF(AD528=\"\",\"\",IF(AE528=1,AreaCi(AK528,BB528),AreaTr(AJ528,AN528,BB528)))","v":""},{"$f":"IF(AD528=\"\",\"\",RhCi(BW528,BV528))","v":""},"",{"$f":"IF(AD528=\"\",\"\",hf(AL528,J528,AM528,BW528,BX528))","v":""},{"$f":"IF(AD528=\"\",\"\",LOOKUP(AP528,Tab.4.5!$J$6:$J$27,Tab.4.5!$L$6:$L$27))","v":""},{"$f":"IF(AD528=\"\",\"\",He(CA528,BY528))","v":""},{"$f":"IF(AD528=\"\",\"\",Hs(BY528))","v":""},{"$f":"IF(AD528=\"\",\"\",Hm(BU528,BZ528,CB528,CC528,AL528,AO528))","v":""},"","","","","","",null,null,null,null,null,null,null,null,null,null,null,null,null,null,null,0,0,0,0,0,{"$f":"IF(CK528=\"\",\"\",IF(CL528=1,YcCi(CR528,J528),YcTr(J528,CQ528,CU528)))","v":""},{"$f":"IF(CK528=\"\",\"\",IF(CL528=1,Teta1(DE528,CR528),\"-\"))","v":""},"","",{"$f":"IF(CK528=\"\",\"\",IF(CL528=1,Ynci(CR528,J528,CT528,CV528),YnTr(1,CT528,CQ528,CU528,CV528,J528)))","v":""},{"$f":"IF(CK528=\"\",\"\",IF(CL528=1,Teta1(DI528,CR528),\"-\"))","v":""},{"$f":"IF(CK528=\"\",\"\",IF(CL528=1,AreaCi(CR528,J528),AreaTr(CQ528,CU528,DI528)))","v":""},{"$f":"IF(CK528=\"\",\"\",IF(CL528=1,FrCi(DM528,9.806,DJ528,CR528),FrTr(DM528,9.806,CQ528,CU528,DI528)))","v":""},"",{"$f":"IF(CK528=\"\",\"\",IF(CL528=1,LOOKUP(CP528,'Vmáx(material) - Tab.4.3'!$L$2:$L$11,'Vmáx(material) - Tab.4.3'!$M$2:$M$11),LOOKUP(CP528,'Vmáx(material) - Tab.4.3'!$L$15,'Vmáx(material) - Tab.4.3'!$M$15)))","v":""},{"$f":"IF(CK528=\"\",\"\",VLOOKUP($CO528,'Vmáx(material) - Tab.4.3'!$R$35:$X$41,2))","v":""},{"$f":"IF(CK528=\"\",\"\",VLOOKUP($CO528,'Vmáx(material) - Tab.4.3'!$R$35:$X$41,3))","v":""},{"$f":"IF(CK528=\"\",\"\",VLOOKUP($CO528,'Vmáx(material) - Tab.4.3'!$R$35:$X$41,4))","v":""},{"$f":"IF(CK528=\"\",\"\",VLOOKUP($CO528,'Vmáx(material) - Tab.4.3'!$R$35:$X$41,5))","v":""},{"$f":"IF(CK528=\"\",\"\",VLOOKUP($CO528,'Vmáx(material) - Tab.4.3'!$R$35:$X$41,6))","v":""},{"$f":"IF(CK528=\"\",\"\",IF(CK528=\"\",\"\",VLOOKUP(CO528,'Vmáx(material) - Tab.4.3'!$R$35:$X$41,7)))","v":""},{"$f":"IF(CK528=\"\",\"\",IF(CL528=1,FCi(J528,CR528),FTr(J528,CQ528,CR528)))","v":""},"",{"$f":"IF(CK528=\"\",\"\",Hw(DO528,DP528,DQ528,DR528,DS528,DT528,Z,DU528,CV528,CR528))","v":""},"","","","","",{"$f":"IF(CK528=\"\",\"\",IF(CL528=1,PeriCi(CR528,DI528),PeriTr(CQ528,CU528,DI528)))","v":""},{"$f":"IF(CK528=\"\",\"\",IF(CL528=1,AreaCi(CR528,DI528),AreaTr(CQ528,CU528,DI528)))","v":""},{"$f":"IF(CK528=\"\",\"\",RhCi(DK528,EC528))","v":""},"",{"$f":"IF(CK528=\"\",\"\",hf(CS528,J528,CT528,DK528,EE528))","v":""},{"$f":"IF(CK528=\"\",\"\",LOOKUP(CW528,Tab.4.5!$J$6:$J$27,Tab.4.5!$L$6:$L$27))","v":""},{"$f":"IF(CK528=\"\",\"\",He(EH528,DM528))","v":""},{"$f":"IF(CK528=\"\",\"\",Hs(DM528))","v":""},{"$f":"IF(CK528=\"\",\"\",Hm(EB528,EG528,EI528,EJ528,CS528,CV528))","v":""},"","","","","","","K45+-45000 () ",{"$f":"IF(B528=\"Existe.\",IF(AE528=1,CONCATENATE(#REF!,AK528,\" m.\"),CONCATENATE(#REF!,AJ528,\" m x \",AK528,\" m.\")),IF(CL528=1,CONCATENATE(#REF!,CR528,\" m.\"),CONCATENATE(#REF!,CQ528,\" m x \",CR528,\" m.\")))","v":{"$error":"#REF!"}},"Concreto, L =  m, S = 0 %.","Cota clave eje= 0 msnm.",null,null,null,"","","","","",{"$f":"IF(EV528=\"\",\"\",VLOOKUP(EY528,'Estructura escalonada'!$D$3:$H$953,2))","v":""},"","","","","",""]
[null,null,null,null,null,null,null,null,null,null,null,0,null,0,null,null,null,null,null,null,{"$f":"IF(K531=\"No\",\"\",IF(O531=\"\",YcCi(P531,N531),YcTr(N531,O531,S531)))","v":{"$error":"#VALUE!"}},{"$f":"IF(K531=\"No\",\"\",IF(O531=\"\",Teta1(U531,P531),\"-\"))","v":{"$error":"#VALUE!"}},{"$error":"#VALUE!"},{"$error":"#VALUE!"},{"$f":"IF(K531=\"No\",\"\",IF(O531=\"\",Ynci(P531,N531,R531,T531),YnTr(1,R531,O531,S531,T531,N531)))","v":{"$error":"#VALUE!"}},{"$f":"IF(K531=\"No\",\"\",IF(O531=\"\",Teta1(Y531,P531),\"-\"))","v":{"$error":"#VALUE!"}},{"$f":"IF(K531=\"No\",\"\",IF(O531=\"\",AreaCi(P531,Y531),AreaTr(O531,S531,Y531)))","v":{"$error":"#VALUE!"}},{"$f":"IF(K531=\"No\",\"\",IF(O531=\"\",FrCi(AC531,9.806,Z531,P531),FrTr(AC531,9.806,O531,S531,Y531)))","v":{"$error":"#VALUE!"}},{"$error":"#VALUE!"},null,null,null,null,null,null,null,null,null,null,null,null,null,null,null,0,0,"","","",{"$f":"IF(AD531=\"\",\"\",IF(AE531=1,YcCi(AK531,J531),YcTr(J531,AJ531,AN531)))","v":""},{"$f":"IF(AD531=\"\",\"\",IF(AE531=1,Teta1(AX531,AK531),\"-\"))","v":""},{"$f":"IF(AD531=\"\",\"\",IF(AE531=1,AreaCi(AK531,AX531),AreaTr(AJ531,AN531,AX531)))","v":""},"",{"$f":"IF(AD531=\"\",\"\",IF(AE531=1,Ynci(AK531,J531,AM531,AO531),YnTr(1,AM531,AJ531,AN531,AO531,J531)))","v":""},{"$f":"IF(AD531=\"\",\"\",IF(AE531=1,Teta1(BB531,AK531),\"-\"))","v":""},{"$f":"IF(AD531=\"\",\"\",IF(AE531=1,AreaCi(AK531,BB531),AreaTr(AJ531,AN531,BB531)))","v":""},{"$f":"IF(AD531=\"\",\"\",IF(AE531=1,FrCi(BF531,9.806,BC531,AK531),FrTr(BF531,9.806,AJ531,AN531,BB531)))","v":""},"",{"$f":"IF(AD531=\"\",\"\",IF(AE531=1,LOOKUP(AI531,'Vmáx(material) - Tab.4.3'!$L$2:$L$11,'Vmáx(material) - Tab.4.3'!$M$2:$M$11),LOOKUP(AI531,'Vmáx(material) - Tab.4.3'!$L$15,'Vmáx(material) - Tab.4.3'!$M$15)))","v":""},{"$f":"IF(AD531=\"\",\"\",VLOOKUP($AH531,'Vmáx(material) - Tab.4.3'!$R$35:$X$41,2))","v":""},{"$f":"IF(AD531=\"\",\"\",VLOOKUP($AH531,'Vmáx(material) - Tab.4.3'!$R$35:$X$41,3))","v":""},{"$f":"IF(AD531=\"\",\"\",VLOOKUP($AH531,'Vmáx(material) - Tab.4.3'!$R$35:$X$41,4))","v":""},{"$f":"IF(AD531=\"\",\"\",VLOOKUP($AH531,'Vmáx(material) - Tab.4.3'!$R$35:$X$41,5))","v":""},{"$f":"IF(AD531=\"\",\"\",VLOOKUP($AH531,'Vmáx(material) - Tab.4.3'!$R$35:$X$41,6))","v":""},{"$f":"IF(AD531=\"\",\"\",IF(AD531=\"\",\"\",VLOOKUP($AH531,'Vmáx(material) - Tab.4.3'!$R$35:$X$41,7)))","v":""},{"$f":"IF(AD531=\"\",\"\",IF(AE531=1,FCi(J531,AK531),FTr(J531,AJ531,AK531)))","v":""},"",{"$f":"IF(AD531=\"\",\"\",Hw(BH531,BI531,BJ531,BK531,BL531,BM531,Z,BN531,AO531,AK531))","v":""},"","","","",{"$f":"IF(AD531=\"\",\"\",ho(BT531,AK531,AX531))","v":""},{"$f":"IF(AD531=\"\",\"\",IF(AE531=1,PeriCi(AK531,BB531),PeriTr(AJ531,AN531,BB531)))","v":""},{"$f":"IF(AD531=\"\",\"\",IF(AE531=1,AreaCi(AK531,BB531),AreaTr(AJ531,AN531,BB531)))","v":""},{"$f":"IF(AD531=\"\",\"\",RhCi(BW531,BV531))","v":""},"",{"$f":"IF(AD531=\"\",\"\",hf(AL531,J531,AM531,BW531,BX531))","v":""},{"$f":"IF(AD531=\"\",\"\",LOOKUP(AP531,Tab.4.5!$J$6:$J$27,Tab.4.5!$L$6:$L$27))","v":""},{"$f":"IF(AD531=\"\",\"\",He(CA531,BY531))","v":""},{"$f":"IF(AD531=\"\",\"\",Hs(BY531))","v":""},{"$f":"IF(AD531=\"\",\"\",Hm(BU531,BZ531,CB531,CC531,AL531,AO531))","v":""},"","","","","","",null,null,null,null,null,null,null,null,null,null,null,null,null,null,null,0,0,0,0,0,{"$f":"IF(CK531=\"\",\"\",IF(CL531=1,YcCi(CR531,J531),YcTr(J531,CQ531,CU531)))","v":""},{"$f":"IF(CK531=\"\",\"\",IF(CL531=1,Teta1(DE531,CR531),\"-\"))","v":""},"","",{"$f":"IF(CK531=\"\",\"\",IF(CL531=1,Ynci(CR531,J531,CT531,CV531),YnTr(1,CT531,CQ531,CU531,CV531,J531)))","v":""},{"$f":"IF(CK531=\"\",\"\",IF(CL531=1,Teta1(DI531,CR531),\"-\"))","v":""},{"$f":"IF(CK531=\"\",\"\",IF(CL531=1,AreaCi(CR531,J531),AreaTr(CQ531,CU531,DI531)))","v":""},{"$f":"IF(CK531=\"\",\"\",IF(CL531=1,FrCi(DM531,9.806,DJ531,CR531),FrTr(DM531,9.806,CQ531,CU531,DI531)))","v":""},"",{"$f":"IF(CK531=\"\",\"\",IF(CL531=1,LOOKUP(CP531,'Vmáx(material) - Tab.4.3'!$L$2:$L$11,'Vmáx(material) - Tab.4.3'!$M$2:$M$11),LOOKUP(CP531,'Vmáx(material) - Tab.4.3'!$L$15,'Vmáx(material) - Tab.4.3'!$M$15)))","v":""},{"$f":"IF(CK531=\"\",\"\",VLOOKUP($CO531,'Vmáx(material) - Tab.4.3'!$R$35:$X$41,2))","v":""},{"$f":"IF(CK531=\"\",\"\",VLOOKUP($CO531,'Vmáx(material) - Tab.4.3'!$R$35:$X$41,3))","v":""},{"$f":"IF(CK531=\"\",\"\",VLOOKUP($CO531,'Vmáx(material) - Tab.4.3'!$R$35:$X$41,4))","v":""},{"$f":"IF(CK531=\"\",\"\",VLOOKUP($CO531,'Vmáx(material) - Tab.4.3'!$R$35:$X$41,5))","v":""},{"$f":"IF(CK531=\"\",\"\",VLOOKUP($CO531,'Vmáx(material) - Tab.4.3'!$R$35:$X$41,6))","v":""},{"$f":"IF(CK531=\"\",\"\",IF(CK531=\"\",\"\",VLOOKUP(CO531,'Vmáx(material) - Tab.4.3'!$R$35:$X$41,7)))","v":""},{"$f":"IF(CK531=\"\",\"\",IF(CL531=1,FCi(J531,CR531),FTr(J531,CQ531,CR531)))","v":""},"",{"$f":"IF(CK531=\"\",\"\",Hw(DO531,DP531,DQ531,DR531,DS531,DT531,Z,DU531,CV531,CR531))","v":""},"","","","","",{"$f":"IF(CK531=\"\",\"\",IF(CL531=1,PeriCi(CR531,DI531),PeriTr(CQ531,CU531,DI531)))","v":""},{"$f":"IF(CK531=\"\",\"\",IF(CL531=1,AreaCi(CR531,DI531),AreaTr(CQ531,CU531,DI531)))","v":""},{"$f":"IF(CK531=\"\",\"\",RhCi(DK531,EC531))","v":""},"",{"$f":"IF(CK531=\"\",\"\",hf(CS531,J531,CT531,DK531,EE531))","v":""},{"$f":"IF(CK531=\"\",\"\",LOOKUP(CW531,Tab.4.5!$J$6:$J$27,Tab.4.5!$L$6:$L$27))","v":""},{"$f":"IF(CK531=\"\",\"\",He(EH531,DM531))","v":""},{"$f":"IF(CK531=\"\",\"\",Hs(DM531))","v":""},{"$f":"IF(CK531=\"\",\"\",Hm(EB531,EG531,EI531,EJ531,CS531,CV531))","v":""},"","","","","","","K45+-45000 () ",{"$f":"IF(B531=\"Existe.\",IF(AE531=1,CONCATENATE(#REF!,AK531,\" m.\"),CONCATENATE(#REF!,AJ531,\" m x \",AK531,\" m.\")),IF(CL531=1,CONCATENATE(#REF!,CR531,\" m.\"),CONCATENATE(#REF!,CQ531,\" m x \",CR531,\" m.\")))","v":{"$error":"#REF!"}},"Concreto, L =  m, S = 0 %.","Cota clave eje= 0 msnm.",null,null,null,"","","","","",{"$f":"IF(EV531=\"\",\"\",VLOOKUP(EY531,'Estructura escalonada'!$D$3:$H$953,2))","v":""},"","","","","",""]
[null,null,null,null,null,null,null,null,null,null,null,0,null,0,null,null,null,null,null,null,{"$f":"IF(K535=\"No\",\"\",IF(O535=\"\",YcCi(P535,N535),YcTr(N535,O535,S535)))","v":{"$error":"#VALUE!"}},{"$f":"IF(K535=\"No\",\"\",IF(O535=\"\",Teta1(U535,P535),\"-\"))","v":{"$error":"#VALUE!"}},{"$error":"#VALUE!"},{"$error":"#VALUE!"},{"$f":"IF(K535=\"No\",\"\",IF(O535=\"\",Ynci(P535,N535,R535,T535),YnTr(1,R535,O535,S535,T535,N535)))","v":{"$error":"#VALUE!"}},{"$f":"IF(K535=\"No\",\"\",IF(O535=\"\",Teta1(Y535,P535),\"-\"))","v":{"$error":"#VALUE!"}},{"$f":"IF(K535=\"No\",\"\",IF(O535=\"\",AreaCi(P535,Y535),AreaTr(O535,S535,Y535)))","v":{"$error":"#VALUE!"}},{"$f":"IF(K535=\"No\",\"\",IF(O535=\"\",FrCi(AC535,9.806,Z535,P535),FrTr(AC535,9.806,O535,S535,Y535)))","v":{"$error":"#VALUE!"}},{"$error":"#VALUE!"},null,null,null,null,null,null,null,null,null,null,null,null,null,null,null,0,0,"","","",{"$f":"IF(AD535=\"\",\"\",IF(AE535=1,YcCi(AK535,J535),YcTr(J535,AJ535,AN535)))","v":""},{"$f":"IF(AD535=\"\",\"\",IF(AE535=1,Teta1(AX535,AK535),\"-\"))","v":""},{"$f":"IF(AD535=\"\",\"\",IF(AE535=1,AreaCi(AK535,AX535),AreaTr(AJ535,AN535,AX535)))","v":""},"",{"$f":"IF(AD535=\"\",\"\",IF(AE535=1,Ynci(AK535,J535,AM535,AO535),YnTr(1,AM535,AJ535,AN535,AO535,J535)))","v":""},{"$f":"IF(AD535=\"\",\"\",IF(AE535=1,Teta1(BB535,AK535),\"-\"))","v":""},{"$f":"IF(AD535=\"\",\"\",IF(AE535=1,AreaCi(AK535,BB535),AreaTr(AJ535,AN535,BB535)))","v":""},{"$f":"IF(AD535=\"\",\"\",IF(AE535=1,FrCi(BF535,9.806,BC535,AK535),FrTr(BF535,9.806,AJ535,AN535,BB535)))","v":""},"",{"$f":"IF(AD535=\"\",\"\",IF(AE535=1,LOOKUP(AI535,'Vmáx(material) - Tab.4.3'!$L$2:$L$11,'Vmáx(material) - Tab.4.3'!$M$2:$M$11),LOOKUP(AI535,'Vmáx(material) - Tab.4.3'!$L$15,'Vmáx(material) - Tab.4.3'!$M$15)))","v":""},{"$f":"IF(AD535=\"\",\"\",VLOOKUP($AH535,'Vmáx(material) - Tab.4.3'!$R$35:$X$41,2))","v":""},{"$f":"IF(AD535=\"\",\"\",VLOOKUP($AH535,'Vmáx(material) - Tab.4.3'!$R$35:$X$41,3))","v":""},{"$f":"IF(AD535=\"\",\"\",VLOOKUP($AH535,'Vmáx(material) - Tab.4.3'!$R$35:$X$41,4))","v":""},{"$f":"IF(AD535=\"\",\"\",VLOOKUP($AH535,'Vmáx(material) - Tab.4.3'!$R$35:$X$41,5))","v":""},{"$f":"IF(AD535=\"\",\"\",VLOOKUP($AH535,'Vmáx(material) - Tab.4.3'!$R$35:$X$41,6))","v":""},{"$f":"IF(AD535=\"\",\"\",IF(AD535=\"\",\"\",VLOOKUP($AH535,'Vmáx(material) - Tab.4.3'!$R$35:$X$41,7)))","v":""},{"$f":"IF(AD535=\"\",\"\",IF(AE535=1,FCi(J535,AK535),FTr(J535,AJ535,AK535)))","v":""},"",{"$f":"IF(AD535=\"\",\"\",Hw(BH535,BI535,BJ535,BK535,BL535,BM535,Z,BN535,AO535,AK535))","v":""},"","","","",{"$f":"IF(AD535=\"\",\"\",ho(BT535,AK535,AX535))","v":""},{"$f":"IF(AD535=\"\",\"\",IF(AE535=1,PeriCi(AK535,BB535),PeriTr(AJ535,AN535,BB535)))","v":""},{"$f":"IF(AD535=\"\",\"\",IF(AE535=1,AreaCi(AK535,BB535),AreaTr(AJ535,AN535,BB535)))","v":""},{"$f":"IF(AD535=\"\",\"\",RhCi(BW535,BV535))","v":""},"",{"$f":"IF(AD535=\"\",\"\",hf(AL535,J535,AM535,BW535,BX535))","v":""},{"$f":"IF(AD535=\"\",\"\",LOOKUP(AP535,Tab.4.5!$J$6:$J$27,Tab.4.5!$L$6:$L$27))","v":""},{"$f":"IF(AD535=\"\",\"\",He(CA535,BY535))","v":""},{"$f":"IF(AD535=\"\",\"\",Hs(BY535))","v":""},{"$f":"IF(AD535=\"\",\"\",Hm(BU535,BZ535,CB535,CC535,AL535,AO535))","v":""},"","","","","","",null,null,null,null,null,null,null,null,null,null,null,null,null,null,null,0,0,0,0,0,{"$f":"IF(CK535=\"\",\"\",IF(CL535=1,YcCi(CR535,J535),YcTr(J535,CQ535,CU535)))","v":""},{"$f":"IF(CK535=\"\",\"\",IF(CL535=1,Teta1(DE535,CR535),\"-\"))","v":""},"","",{"$f":"IF(CK535=\"\",\"\",IF(CL535=1,Ynci(CR535,J535,CT535,CV535),YnTr(1,CT535,CQ535,CU535,CV535,J535)))","v":""},{"$f":"IF(CK535=\"\",\"\",IF(CL535=1,Teta1(DI535,CR535),\"-\"))","v":""},{"$f":"IF(CK535=\"\",\"\",IF(CL535=1,AreaCi(CR535,J535),AreaTr(CQ535,CU535,DI535)))","v":""},{"$f":"IF(CK535=\"\",\"\",IF(CL535=1,FrCi(DM535,9.806,DJ535,CR535),FrTr(DM535,9.806,CQ535,CU535,DI535)))","v":""},"",{"$f":"IF(CK535=\"\",\"\",IF(CL535=1,LOOKUP(CP535,'Vmáx(material) - Tab.4.3'!$L$2:$L$11,'Vmáx(material) - Tab.4.3'!$M$2:$M$11),LOOKUP(CP535,'Vmáx(material) - Tab.4.3'!$L$15,'Vmáx(material) - Tab.4.3'!$M$15)))","v":""},{"$f":"IF(CK535=\"\",\"\",VLOOKUP($CO535,'Vmáx(material) - Tab.4.3'!$R$35:$X$41,2))","v":""},{"$f":"IF(CK535=\"\",\"\",VLOOKUP($CO535,'Vmáx(material) - Tab.4.3'!$R$35:$X$41,3))","v":""},{"$f":"IF(CK535=\"\",\"\",VLOOKUP($CO535,'Vmáx(material) - Tab.4.3'!$R$35:$X$41,4))","v":""},{"$f":"IF(CK535=\"\",\"\",VLOOKUP($CO535,'Vmáx(material) - Tab.4.3'!$R$35:$X$41,5))","v":""},{"$f":"IF(CK535=\"\",\"\",VLOOKUP($CO535,'Vmáx(material) - Tab.4.3'!$R$35:$X$41,6))","v":""},{"$f":"IF(CK535=\"\",\"\",IF(CK535=\"\",\"\",VLOOKUP(CO535,'Vmáx(material) - Tab.4.3'!$R$35:$X$41,7)))","v":""},{"$f":"IF(CK535=\"\",\"\",IF(CL535=1,FCi(J535,CR535),FTr(J535,CQ535,CR535)))","v":""},"",{"$f":"IF(CK535=\"\",\"\",Hw(DO535,DP535,DQ535,DR535,DS535,DT535,Z,DU535,CV535,CR535))","v":""},"","","","","",{"$f":"IF(CK535=\"\",\"\",IF(CL535=1,PeriCi(CR535,DI535),PeriTr(CQ535,CU535,DI535)))","v":""},{"$f":"IF(CK535=\"\",\"\",IF(CL535=1,AreaCi(CR535,DI535),AreaTr(CQ535,CU535,DI535)))","v":""},{"$f":"IF(CK535=\"\",\"\",RhCi(DK535,EC535))","v":""},"",{"$f":"IF(CK535=\"\",\"\",hf(CS535,J535,CT535,DK535,EE535))","v":""},{"$f":"IF(CK535=\"\",\"\",LOOKUP(CW535,Tab.4.5!$J$6:$J$27,Tab.4.5!$L$6:$L$27))","v":""},{"$f":"IF(CK535=\"\",\"\",He(EH535,DM535))","v":""},{"$f":"IF(CK535=\"\",\"\",Hs(DM535))","v":""},{"$f":"IF(CK535=\"\",\"\",Hm(EB535,EG535,EI535,EJ535,CS535,CV535))","v":""},"","","","","","","K45+-45000 () ",{"$f":"IF(B535=\"Existe.\",IF(AE535=1,CONCATENATE(#REF!,AK535,\" m.\"),CONCATENATE(#REF!,AJ535,\" m x \",AK535,\" m.\")),IF(CL535=1,CONCATENATE(#REF!,CR535,\" m.\"),CONCATENATE(#REF!,CQ535,\" m x \",CR535,\" m.\")))","v":{"$error":"#REF!"}},"Concreto, L =  m, S = 0 %.","Cota clave eje= 0 msnm.",null,null,null,"","","","","",{"$f":"IF(EV535=\"\",\"\",VLOOKUP(EY535,'Estructura escalonada'!$D$3:$H$953,2))","v":""},"","","","","",""]
[null,null,null,null,null,null,null,null,null,null,null,0,null,0,null,null,null,null,null,null,{"$f":"IF(K537=\"No\",\"\",IF(O537=\"\",YcCi(P537,N537),YcTr(N537,O537,S537)))","v":{"$error":"#VALUE!"}},{"$f":"IF(K537=\"No\",\"\",IF(O537=\"\",Teta1(U537,P537),\"-\"))","v":{"$error":"#VALUE!"}},{"$error":"#VALUE!"},{"$error":"#VALUE!"},{"$f":"IF(K537=\"No\",\"\",IF(O537=\"\",Ynci(P537,N537,R537,T537),YnTr(1,R537,O537,S537,T537,N537)))","v":{"$error":"#VALUE!"}},{"$f":"IF(K537=\"No\",\"\",IF(O537=\"\",Teta1(Y537,P537),\"-\"))","v":{"$error":"#VALUE!"}},{"$f":"IF(K537=\"No\",\"\",IF(O537=\"\",AreaCi(P537,Y537),AreaTr(O537,S537,Y537)))","v":{"$error":"#VALUE!"}},{"$f":"IF(K537=\"No\",\"\",IF(O537=\"\",FrCi(AC537,9.806,Z537,P537),FrTr(AC537,9.806,O537,S537,Y537)))","v":{"$error":"#VALUE!"}},{"$error":"#VALUE!"},null,null,null,null,null,null,null,null,null,null,null,null,null,null,null,0,0,"","","",{"$f":"IF(AD537=\"\",\"\",IF(AE537=1,YcCi(AK537,J537),YcTr(J537,AJ537,AN537)))","v":""},{"$f":"IF(AD537=\"\",\"\",IF(AE537=1,Teta1(AX537,AK537),\"-\"))","v":""},{"$f":"IF(AD537=\"\",\"\",IF(AE537=1,AreaCi(AK537,AX537),AreaTr(AJ537,AN537,AX537)))","v":""},"",{"$f":"IF(AD537=\"\",\"\",IF(AE537=1,Ynci(AK537,J537,AM537,AO537),YnTr(1,AM537,AJ537,AN537,AO537,J537)))","v":""},{"$f":"IF(AD537=\"\",\"\",IF(AE537=1,Teta1(BB537,AK537),\"-\"))","v":""},{"$f":"IF(AD537=\"\",\"\",IF(AE537=1,AreaCi(AK537,BB537),AreaTr(AJ537,AN537,BB537)))","v":""},{"$f":"IF(AD537=\"\",\"\",IF(AE537=1,FrCi(BF537,9.806,BC537,AK537),FrTr(BF537,9.806,AJ537,AN537,BB537)))","v":""},"",{"$f":"IF(AD537=\"\",\"\",IF(AE537=1,LOOKUP(AI537,'Vmáx(material) - Tab.4.3'!$L$2:$L$11,'Vmáx(material) - Tab.4.3'!$M$2:$M$11),LOOKUP(AI537,'Vmáx(material) - Tab.4.3'!$L$15,'Vmáx(material) - Tab.4.3'!$M$15)))","v":""},{"$f":"IF(AD537=\"\",\"\",VLOOKUP($AH537,'Vmáx(material) - Tab.4.3'!$R$35:$X$41,2))","v":""},{"$f":"IF(AD537=\"\",\"\",VLOOKUP($AH537,'Vmáx(material) - Tab.4.3'!$R$35:$X$41,3))","v":""},{"$f":"IF(AD537=\"\",\"\",VLOOKUP($AH537,'Vmáx(material) - Tab.4.3'!$R$35:$X$41,4))","v":""},{"$f":"IF(AD537=\"\",\"\",VLOOKUP($AH537,'Vmáx(material) - Tab.4.3'!$R$35:$X$41,5))","v":""},{"$f":"IF(AD537=\"\",\"\",VLOOKUP($AH537,'Vmáx(material) - Tab.4.3'!$R$35:$X$41,6))","v":""},{"$f":"IF(AD537=\"\",\"\",IF(AD537=\"\",\"\",VLOOKUP($AH537,'Vmáx(material) - Tab.4.3'!$R$35:$X$41,7)))","v":""},{"$f":"IF(AD537=\"\",\"\",IF(AE537=1,FCi(J537,AK537),FTr(J537,AJ537,AK537)))","v":""},"",{"$f":"IF(AD537=\"\",\"\",Hw(BH537,BI537,BJ537,BK537,BL537,BM537,Z,BN537,AO537,AK537))","v":""},"","","","",{"$f":"IF(AD537=\"\",\"\",ho(BT537,AK537,AX537))","v":""},{"$f":"IF(AD537=\"\",\"\",IF(AE537=1,PeriCi(AK537,BB537),PeriTr(AJ537,AN537,BB537)))","v":""},{"$f":"IF(AD537=\"\",\"\",IF(AE537=1,AreaCi(AK537,BB537),AreaTr(AJ537,AN537,BB537)))","v":""},{"$f":"IF(AD537=\"\",\"\",RhCi(BW537,BV537))","v":""},"",{"$f":"IF(AD537=\"\",\"\",hf(AL537,J537,AM537,BW537,BX537))","v":""},{"$f":"IF(AD537=\"\",\"\",LOOKUP(AP537,Tab.4.5!$J$6:$J$27,Tab.4.5!$L$6:$L$27))","v":""},{"$f":"IF(AD537=\"\",\"\",He(CA537,BY537))","v":""},{"$f":"IF(AD537=\"\",\"\",Hs(BY537))","v":""},{"$f":"IF(AD537=\"\",\"\",Hm(BU537,BZ537,CB537,CC537,AL537,AO537))","v":""},"","","","","","",null,null,null,null,null,null,null,null,null,null,null,null,null,null,null,0,0,0,0,0,{"$f":"IF(CK537=\"\",\"\",IF(CL537=1,YcCi(CR537,J537),YcTr(J537,CQ537,CU537)))","v":""},{"$f":"IF(CK537=\"\",\"\",IF(CL537=1,Teta1(DE537,CR537),\"-\"))","v":""},"","",{"$f":"IF(CK537=\"\",\"\",IF(CL537=1,Ynci(CR537,J537,CT537,CV537),YnTr(1,CT537,CQ537,CU537,CV537,J537)))","v":""},{"$f":"IF(CK537=\"\",\"\",IF(CL537=1,Teta1(DI537,CR537),\"-\"))","v":""},{"$f":"IF(CK537=\"\",\"\",IF(CL537=1,AreaCi(CR537,J537),AreaTr(CQ537,CU537,DI537)))","v":""},{"$f":"IF(CK537=\"\",\"\",IF(CL537=1,FrCi(DM537,9.806,DJ537,CR537),FrTr(DM537,9.806,CQ537,CU537,DI537)))","v":""},"",{"$f":"IF(CK537=\"\",\"\",IF(CL537=1,LOOKUP(CP537,'Vmáx(material) - Tab.4.3'!$L$2:$L$11,'Vmáx(material) - Tab.4.3'!$M$2:$M$11),LOOKUP(CP537,'Vmáx(material) - Tab.4.3'!$L$15,'Vmáx(material) - Tab.4.3'!$M$15)))","v":""},{"$f":"IF(CK537=\"\",\"\",VLOOKUP($CO537,'Vmáx(material) - Tab.4.3'!$R$35:$X$41,2))","v":""},{"$f":"IF(CK537=\"\",\"\",VLOOKUP($CO537,'Vmáx(material) - Tab.4.3'!$R$35:$X$41,3))","v":""},{"$f":"IF(CK537=\"\",\"\",VLOOKUP($CO537,'Vmáx(material) - Tab.4.3'!$R$35:$X$41,4))","v":""},{"$f":"IF(CK537=\"\",\"\",VLOOKUP($CO537,'Vmáx(material) - Tab.4.3'!$R$35:$X$41,5))","v":""},{"$f":"IF(CK537=\"\",\"\",VLOOKUP($CO537,'Vmáx(material) - Tab.4.3'!$R$35:$X$41,6))","v":""},{"$f":"IF(CK537=\"\",\"\",IF(CK537=\"\",\"\",VLOOKUP(CO537,'Vmáx(material) - Tab.4.3'!$R$35:$X$41,7)))","v":""},{"$f":"IF(CK537=\"\",\"\",IF(CL537=1,FCi(J537,CR537),FTr(J537,CQ537,CR537)))","v":""},"",{"$f":"IF(CK537=\"\",\"\",Hw(DO537,DP537,DQ537,DR537,DS537,DT537,Z,DU537,CV537,CR537))","v":""},"","","","","",{"$f":"IF(CK537=\"\",\"\",IF(CL537=1,PeriCi(CR537,DI537),PeriTr(CQ537,CU537,DI537)))","v":""},{"$f":"IF(CK537=\"\",\"\",IF(CL537=1,AreaCi(CR537,DI537),AreaTr(CQ537,CU537,DI537)))","v":""},{"$f":"IF(CK537=\"\",\"\",RhCi(DK537,EC537))","v":""},"",{"$f":"IF(CK537=\"\",\"\",hf(CS537,J537,CT537,DK537,EE537))","v":""},{"$f":"IF(CK537=\"\",\"\",LOOKUP(CW537,Tab.4.5!$J$6:$J$27,Tab.4.5!$L$6:$L$27))","v":""},{"$f":"IF(CK537=\"\",\"\",He(EH537,DM537))","v":""},{"$f":"IF(CK537=\"\",\"\",Hs(DM537))","v":""},{"$f":"IF(CK537=\"\",\"\",Hm(EB537,EG537,EI537,EJ537,CS537,CV537))","v":""},"","","","","","","K45+-45000 () ",{"$f":"IF(B537=\"Existe.\",IF(AE537=1,CONCATENATE(#REF!,AK537,\" m.\"),CONCATENATE(#REF!,AJ537,\" m x \",AK537,\" m.\")),IF(CL537=1,CONCATENATE(#REF!,CR537,\" m.\"),CONCATENATE(#REF!,CQ537,\" m x \",CR537,\" m.\")))","v":{"$error":"#REF!"}},"Concreto, L =  m, S = 0 %.","Cota clave eje= 0 msnm.",null,null,null,"","","","","",{"$f":"IF(EV537=\"\",\"\",VLOOKUP(EY537,'Estructura escalonada'!$D$3:$H$953,2))","v":""},"","","","","",""]
[null,null,null,null,null,null,null,null,null,null,null,0,null,0,null,null,null,null,null,null,{"$f":"IF(K540=\"No\",\"\",IF(O540=\"\",YcCi(P540,N540),YcTr(N540,O540,S540)))","v":{"$error":"#VALUE!"}},{"$f":"IF(K540=\"No\",\"\",IF(O540=\"\",Teta1(U540,P540),\"-\"))","v":{"$error":"#VALUE!"}},{"$error":"#VALUE!"},{"$error":"#VALUE!"},{"$f":"IF(K540=\"No\",\"\",IF(O540=\"\",Ynci(P540,N540,R540,T540),YnTr(1,R540,O540,S540,T540,N540)))","v":{"$error":"#VALUE!"}},{"$f":"IF(K540=\"No\",\"\",IF(O540=\"\",Teta1(Y540,P540),\"-\"))","v":{"$error":"#VALUE!"}},{"$f":"IF(K540=\"No\",\"\",IF(O540=\"\",AreaCi(P540,Y540),AreaTr(O540,S540,Y540)))","v":{"$error":"#VALUE!"}},{"$f":"IF(K540=\"No\",\"\",IF(O540=\"\",FrCi(AC540,9.806,Z540,P540),FrTr(AC540,9.806,O540,S540,Y540)))","v":{"$error":"#VALUE!"}},{"$error":"#VALUE!"},null,null,null,null,null,null,null,null,null,null,null,null,null,null,null,0,0,"","","",{"$f":"IF(AD540=\"\",\"\",IF(AE540=1,YcCi(AK540,J540),YcTr(J540,AJ540,AN540)))","v":""},{"$f":"IF(AD540=\"\",\"\",IF(AE540=1,Teta1(AX540,AK540),\"-\"))","v":""},{"$f":"IF(AD540=\"\",\"\",IF(AE540=1,AreaCi(AK540,AX540),AreaTr(AJ540,AN540,AX540)))","v":""},"",{"$f":"IF(AD540=\"\",\"\",IF(AE540=1,Ynci(AK540,J540,AM540,AO540),YnTr(1,AM540,AJ540,AN540,AO540,J540)))","v":""},{"$f":"IF(AD540=\"\",\"\",IF(AE540=1,Teta1(BB540,AK540),\"-\"))","v":""},{"$f":"IF(AD540=\"\",\"\",IF(AE540=1,AreaCi(AK540,BB540),AreaTr(AJ540,AN540,BB540)))","v":""},{"$f":"IF(AD540=\"\",\"\",IF(AE540=1,FrCi(BF540,9.806,BC540,AK540),FrTr(BF540,9.806,AJ540,AN540,BB540)))","v":""},"",{"$f":"IF(AD540=\"\",\"\",IF(AE540=1,LOOKUP(AI540,'Vmáx(material) - Tab.4.3'!$L$2:$L$11,'Vmáx(material) - Tab.4.3'!$M$2:$M$11),LOOKUP(AI540,'Vmáx(material) - Tab.4.3'!$L$15,'Vmáx(material) - Tab.4.3'!$M$15)))","v":""},{"$f":"IF(AD540=\"\",\"\",VLOOKUP($AH540,'Vmáx(material) - Tab.4.3'!$R$35:$X$41,2))","v":""},{"$f":"IF(AD540=\"\",\"\",VLOOKUP($AH540,'Vmáx(material) - Tab.4.3'!$R$35:$X$41,3))","v":""},{"$f":"IF(AD540=\"\",\"\",VLOOKUP($AH540,'Vmáx(material) - Tab.4.3'!$R$35:$X$41,4))","v":""},{"$f":"IF(AD540=\"\",\"\",VLOOKUP($AH540,'Vmáx(material) - Tab.4.3'!$R$35:$X$41,5))","v":""},{"$f":"IF(AD540=\"\",\"\",VLOOKUP($AH540,'Vmáx(material) - Tab.4.3'!$R$35:$X$41,6))","v":""},{"$f":"IF(AD540=\"\",\"\",IF(AD540=\"\",\"\",VLOOKUP($AH540,'Vmáx(material) - Tab.4.3'!$R$35:$X$41,7)))","v":""},{"$f":"IF(AD540=\"\",\"\",IF(AE540=1,FCi(J540,AK540),FTr(J540,AJ540,AK540)))","v":""},"",{"$f":"IF(AD540=\"\",\"\",Hw(BH540,BI540,BJ540,BK540,BL540,BM540,Z,BN540,AO540,AK540))","v":""},"","","","",{"$f":"IF(AD540=\"\",\"\",ho(BT540,AK540,AX540))","v":""},{"$f":"IF(AD540=\"\",\"\",IF(AE540=1,PeriCi(AK540,BB540),PeriTr(AJ540,AN540,BB540)))","v":""},{"$f":"IF(AD540=\"\",\"\",IF(AE540=1,AreaCi(AK540,BB540),AreaTr(AJ540,AN540,BB540)))","v":""},{"$f":"IF(AD540=\"\",\"\",RhCi(BW540,BV540))","v":""},"",{"$f":"IF(AD540=\"\",\"\",hf(AL540,J540,AM540,BW540,BX540))","v":""},{"$f":"IF(AD540=\"\",\"\",LOOKUP(AP540,Tab.4.5!$J$6:$J$27,Tab.4.5!$L$6:$L$27))","v":""},{"$f":"IF(AD540=\"\",\"\",He(CA540,BY540))","v":""},{"$f":"IF(AD540=\"\",\"\",Hs(BY540))","v":""},{"$f":"IF(AD540=\"\",\"\",Hm(BU540,BZ540,CB540,CC540,AL540,AO540))","v":""},"","","","","","",null,null,null,null,null,null,null,null,null,null,null,null,null,null,null,0,0,0,0,0,{"$f":"IF(CK540=\"\",\"\",IF(CL540=1,YcCi(CR540,J540),YcTr(J540,CQ540,CU540)))","v":""},{"$f":"IF(CK540=\"\",\"\",IF(CL540=1,Teta1(DE540,CR540),\"-\"))","v":""},"","",{"$f":"IF(CK540=\"\",\"\",IF(CL540=1,Ynci(CR540,J540,CT540,CV540),YnTr(1,CT540,CQ540,CU540,CV540,J540)))","v":""},{"$f":"IF(CK540=\"\",\"\",IF(CL540=1,Teta1(DI540,CR540),\"-\"))","v":""},{"$f":"IF(CK540=\"\",\"\",IF(CL540=1,AreaCi(CR540,J540),AreaTr(CQ540,CU540,DI540)))","v":""},{"$f":"IF(CK540=\"\",\"\",IF(CL540=1,FrCi(DM540,9.806,DJ540,CR540),FrTr(DM540,9.806,CQ540,CU540,DI540)))","v":""},"",{"$f":"IF(CK540=\"\",\"\",IF(CL540=1,LOOKUP(CP540,'Vmáx(material) - Tab.4.3'!$L$2:$L$11,'Vmáx(material) - Tab.4.3'!$M$2:$M$11),LOOKUP(CP540,'Vmáx(material) - Tab.4.3'!$L$15,'Vmáx(material) - Tab.4.3'!$M$15)))","v":""},{"$f":"IF(CK540=\"\",\"\",VLOOKUP($CO540,'Vmáx(material) - Tab.4.3'!$R$35:$X$41,2))","v":""},{"$f":"IF(CK540=\"\",\"\",VLOOKUP($CO540,'Vmáx(material) - Tab.4.3'!$R$35:$X$41,3))","v":""},{"$f":"IF(CK540=\"\",\"\",VLOOKUP($CO540,'Vmáx(material) - Tab.4.3'!$R$35:$X$41,4))","v":""},{"$f":"IF(CK540=\"\",\"\",VLOOKUP($CO540,'Vmáx(material) - Tab.4.3'!$R$35:$X$41,5))","v":""},{"$f":"IF(CK540=\"\",\"\",VLOOKUP($CO540,'Vmáx(material) - Tab.4.3'!$R$35:$X$41,6))","v":""},{"$f":"IF(CK540=\"\",\"\",IF(CK540=\"\",\"\",VLOOKUP(CO540,'Vmáx(material) - Tab.4.3'!$R$35:$X$41,7)))","v":""},{"$f":"IF(CK540=\"\",\"\",IF(CL540=1,FCi(J540,CR540),FTr(J540,CQ540,CR540)))","v":""},"",{"$f":"IF(CK540=\"\",\"\",Hw(DO540,DP540,DQ540,DR540,DS540,DT540,Z,DU540,CV540,CR540))","v":""},"","","","","",{"$f":"IF(CK540=\"\",\"\",IF(CL540=1,PeriCi(CR540,DI540),PeriTr(CQ540,CU540,DI540)))","v":""},{"$f":"IF(CK540=\"\",\"\",IF(CL540=1,AreaCi(CR540,DI540),AreaTr(CQ540,CU540,DI540)))","v":""},{"$f":"IF(CK540=\"\",\"\",RhCi(DK540,EC540))","v":""},"",{"$f":"IF(CK540=\"\",\"\",hf(CS540,J540,CT540,DK540,EE540))","v":""},{"$f":"IF(CK540=\"\",\"\",LOOKUP(CW540,Tab.4.5!$J$6:$J$27,Tab.4.5!$L$6:$L$27))","v":""},{"$f":"IF(CK540=\"\",\"\",He(EH540,DM540))","v":""},{"$f":"IF(CK540=\"\",\"\",Hs(DM540))","v":""},{"$f":"IF(CK540=\"\",\"\",Hm(EB540,EG540,EI540,EJ540,CS540,CV540))","v":""},"","","","","","","K45+-45000 () ",{"$f":"IF(B540=\"Existe.\",IF(AE540=1,CONCATENATE(#REF!,AK540,\" m.\"),CONCATENATE(#REF!,AJ540,\" m x \",AK540,\" m.\")),IF(CL540=1,CONCATENATE(#REF!,CR540,\" m.\"),CONCATENATE(#REF!,CQ540,\" m x \",CR540,\" m.\")))","v":{"$error":"#REF!"}},"Concreto, L =  m, S = 0 %.","Cota clave eje= 0 msnm.",null,null,null,"","","","","",{"$f":"IF(EV540=\"\",\"\",VLOOKUP(EY540,'Estructura escalonada'!$D$3:$H$953,2))","v":""},"","","","","",""]
[null,null,null,null,null,null,null,null,null,null,null,0,null,0,null,null,null,null,null,null,{"$f":"IF(K544=\"No\",\"\",IF(O544=\"\",YcCi(P544,N544),YcTr(N544,O544,S544)))","v":{"$error":"#VALUE!"}},{"$f":"IF(K544=\"No\",\"\",IF(O544=\"\",Teta1(U544,P544),\"-\"))","v":{"$error":"#VALUE!"}},{"$error":"#VALUE!"},{"$error":"#VALUE!"},{"$f":"IF(K544=\"No\",\"\",IF(O544=\"\",Ynci(P544,N544,R544,T544),YnTr(1,R544,O544,S544,T544,N544)))","v":{"$error":"#VALUE!"}},{"$f":"IF(K544=\"No\",\"\",IF(O544=\"\",Teta1(Y544,P544),\"-\"))","v":{"$error":"#VALUE!"}},{"$f":"IF(K544=\"No\",\"\",IF(O544=\"\",AreaCi(P544,Y544),AreaTr(O544,S544,Y544)))","v":{"$error":"#VALUE!"}},{"$f":"IF(K544=\"No\",\"\",IF(O544=\"\",FrCi(AC544,9.806,Z544,P544),FrTr(AC544,9.806,O544,S544,Y544)))","v":{"$error":"#VALUE!"}},{"$error":"#VALUE!"},null,null,null,null,null,null,null,null,null,null,null,null,null,null,null,0,0,"","","",{"$f":"IF(AD544=\"\",\"\",IF(AE544=1,YcCi(AK544,J544),YcTr(J544,AJ544,AN544)))","v":""},{"$f":"IF(AD544=\"\",\"\",IF(AE544=1,Teta1(AX544,AK544),\"-\"))","v":""},{"$f":"IF(AD544=\"\",\"\",IF(AE544=1,AreaCi(AK544,AX544),AreaTr(AJ544,AN544,AX544)))","v":""},"",{"$f":"IF(AD544=\"\",\"\",IF(AE544=1,Ynci(AK544,J544,AM544,AO544),YnTr(1,AM544,AJ544,AN544,AO544,J544)))","v":""},{"$f":"IF(AD544=\"\",\"\",IF(AE544=1,Teta1(BB544,AK544),\"-\"))","v":""},{"$f":"IF(AD544=\"\",\"\",IF(AE544=1,AreaCi(AK544,BB544),AreaTr(AJ544,AN544,BB544)))","v":""},{"$f":"IF(AD544=\"\",\"\",IF(AE544=1,FrCi(BF544,9.806,BC544,AK544),FrTr(BF544,9.806,AJ544,AN544,BB544)))","v":""},"",{"$f":"IF(AD544=\"\",\"\",IF(AE544=1,LOOKUP(AI544,'Vmáx(material) - Tab.4.3'!$L$2:$L$11,'Vmáx(material) - Tab.4.3'!$M$2:$M$11),LOOKUP(AI544,'Vmáx(material) - Tab.4.3'!$L$15,'Vmáx(material) - Tab.4.3'!$M$15)))","v":""},{"$f":"IF(AD544=\"\",\"\",VLOOKUP($AH544,'Vmáx(material) - Tab.4.3'!$R$35:$X$41,2))","v":""},{"$f":"IF(AD544=\"\",\"\",VLOOKUP($AH544,'Vmáx(material) - Tab.4.3'!$R$35:$X$41,3))","v":""},{"$f":"IF(AD544=\"\",\"\",VLOOKUP($AH544,'Vmáx(material) - Tab.4.3'!$R$35:$X$41,4))","v":""},{"$f":"IF(AD544=\"\",\"\",VLOOKUP($AH544,'Vmáx(material) - Tab.4.3'!$R$35:$X$41,5))","v":""},{"$f":"IF(AD544=\"\",\"\",VLOOKUP($AH544,'Vmáx(material) - Tab.4.3'!$R$35:$X$41,6))","v":""},{"$f":"IF(AD544=\"\",\"\",IF(AD544=\"\",\"\",VLOOKUP($AH544,'Vmáx(material) - Tab.4.3'!$R$35:$X$41,7)))","v":""},{"$f":"IF(AD544=\"\",\"\",IF(AE544=1,FCi(J544,AK544),FTr(J544,AJ544,AK544)))","v":""},"",{"$f":"IF(AD544=\"\",\"\",Hw(BH544,BI544,BJ544,BK544,BL544,BM544,Z,BN544,AO544,AK544))","v":""},"","","","",{"$f":"IF(AD544=\"\",\"\",ho(BT544,AK544,AX544))","v":""},{"$f":"IF(AD544=\"\",\"\",IF(AE544=1,PeriCi(AK544,BB544),PeriTr(AJ544,AN544,BB544)))","v":""},{"$f":"IF(AD544=\"\",\"\",IF(AE544=1,AreaCi(AK544,BB544),AreaTr(AJ544,AN544,BB544)))","v":""},{"$f":"IF(AD544=\"\",\"\",RhCi(BW544,BV544))","v":""},"",{"$f":"IF(AD544=\"\",\"\",hf(AL544,J544,AM544,BW544,BX544))","v":""},{"$f":"IF(AD544=\"\",\"\",LOOKUP(AP544,Tab.4.5!$J$6:$J$27,Tab.4.5!$L$6:$L$27))","v":""},{"$f":"IF(AD544=\"\",\"\",He(CA544,BY544))","v":""},{"$f":"IF(AD544=\"\",\"\",Hs(BY544))","v":""},{"$f":"IF(AD544=\"\",\"\",Hm(BU544,BZ544,CB544,CC544,AL544,AO544))","v":""},"","","","","","",null,null,null,null,null,null,null,null,null,null,null,null,null,null,null,0,0,0,0,0,{"$f":"IF(CK544=\"\",\"\",IF(CL544=1,YcCi(CR544,J544),YcTr(J544,CQ544,CU544)))","v":""},{"$f":"IF(CK544=\"\",\"\",IF(CL544=1,Teta1(DE544,CR544),\"-\"))","v":""},"","",{"$f":"IF(CK544=\"\",\"\",IF(CL544=1,Ynci(CR544,J544,CT544,CV544),YnTr(1,CT544,CQ544,CU544,CV544,J544)))","v":""},{"$f":"IF(CK544=\"\",\"\",IF(CL544=1,Teta1(DI544,CR544),\"-\"))","v":""},{"$f":"IF(CK544=\"\",\"\",IF(CL544=1,AreaCi(CR544,J544),AreaTr(CQ544,CU544,DI544)))","v":""},{"$f":"IF(CK544=\"\",\"\",IF(CL544=1,FrCi(DM544,9.806,DJ544,CR544),FrTr(DM544,9.806,CQ544,CU544,DI544)))","v":""},"",{"$f":"IF(CK544=\"\",\"\",IF(CL544=1,LOOKUP(CP544,'Vmáx(material) - Tab.4.3'!$L$2:$L$11,'Vmáx(material) - Tab.4.3'!$M$2:$M$11),LOOKUP(CP544,'Vmáx(material) - Tab.4.3'!$L$15,'Vmáx(material) - Tab.4.3'!$M$15)))","v":""},{"$f":"IF(CK544=\"\",\"\",VLOOKUP($CO544,'Vmáx(material) - Tab.4.3'!$R$35:$X$41,2))","v":""},{"$f":"IF(CK544=\"\",\"\",VLOOKUP($CO544,'Vmáx(material) - Tab.4.3'!$R$35:$X$41,3))","v":""},{"$f":"IF(CK544=\"\",\"\",VLOOKUP($CO544,'Vmáx(material) - Tab.4.3'!$R$35:$X$41,4))","v":""},{"$f":"IF(CK544=\"\",\"\",VLOOKUP($CO544,'Vmáx(material) - Tab.4.3'!$R$35:$X$41,5))","v":""},{"$f":"IF(CK544=\"\",\"\",VLOOKUP($CO544,'Vmáx(material) - Tab.4.3'!$R$35:$X$41,6))","v":""},{"$f":"IF(CK544=\"\",\"\",IF(CK544=\"\",\"\",VLOOKUP(CO544,'Vmáx(material) - Tab.4.3'!$R$35:$X$41,7)))","v":""},{"$f":"IF(CK544=\"\",\"\",IF(CL544=1,FCi(J544,CR544),FTr(J544,CQ544,CR544)))","v":""},"",{"$f":"IF(CK544=\"\",\"\",Hw(DO544,DP544,DQ544,DR544,DS544,DT544,Z,DU544,CV544,CR544))","v":""},"","","","","",{"$f":"IF(CK544=\"\",\"\",IF(CL544=1,PeriCi(CR544,DI544),PeriTr(CQ544,CU544,DI544)))","v":""},{"$f":"IF(CK544=\"\",\"\",IF(CL544=1,AreaCi(CR544,DI544),AreaTr(CQ544,CU544,DI544)))","v":""},{"$f":"IF(CK544=\"\",\"\",RhCi(DK544,EC544))","v":""},"",{"$f":"IF(CK544=\"\",\"\",hf(CS544,J544,CT544,DK544,EE544))","v":""},{"$f":"IF(CK544=\"\",\"\",LOOKUP(CW544,Tab.4.5!$J$6:$J$27,Tab.4.5!$L$6:$L$27))","v":""},{"$f":"IF(CK544=\"\",\"\",He(EH544,DM544))","v":""},{"$f":"IF(CK544=\"\",\"\",Hs(DM544))","v":""},{"$f":"IF(CK544=\"\",\"\",Hm(EB544,EG544,EI544,EJ544,CS544,CV544))","v":""},"","","","","","","K45+-45000 () ",{"$f":"IF(B544=\"Existe.\",IF(AE544=1,CONCATENATE(#REF!,AK544,\" m.\"),CONCATENATE(#REF!,AJ544,\" m x \",AK544,\" m.\")),IF(CL544=1,CONCATENATE(#REF!,CR544,\" m.\"),CONCATENATE(#REF!,CQ544,\" m x \",CR544,\" m.\")))","v":{"$error":"#REF!"}},"Concreto, L =  m, S = 0 %.","Cota clave eje= 0 msnm.",null,null,null,"","","","","",{"$f":"IF(EV544=\"\",\"\",VLOOKUP(EY544,'Estructura escalonada'!$D$3:$H$953,2))","v":""},"","","","","",""]
[null,null,null,null,null,null,null,null,null,null,null,0,null,0,null,null,null,null,null,null,{"$f":"IF(K547=\"No\",\"\",IF(O547=\"\",YcCi(P547,N547),YcTr(N547,O547,S547)))","v":{"$error":"#VALUE!"}},{"$f":"IF(K547=\"No\",\"\",IF(O547=\"\",Teta1(U547,P547),\"-\"))","v":{"$error":"#VALUE!"}},{"$error":"#VALUE!"},{"$error":"#VALUE!"},{"$f":"IF(K547=\"No\",\"\",IF(O547=\"\",Ynci(P547,N547,R547,T547),YnTr(1,R547,O547,S547,T547,N547)))","v":{"$error":"#VALUE!"}},{"$f":"IF(K547=\"No\",\"\",IF(O547=\"\",Teta1(Y547,P547),\"-\"))","v":{"$error":"#VALUE!"}},{"$f":"IF(K547=\"No\",\"\",IF(O547=\"\",AreaCi(P547,Y547),AreaTr(O547,S547,Y547)))","v":{"$error":"#VALUE!"}},{"$f":"IF(K547=\"No\",\"\",IF(O547=\"\",FrCi(AC547,9.806,Z547,P547),FrTr(AC547,9.806,O547,S547,Y547)))","v":{"$error":"#VALUE!"}},{"$error":"#VALUE!"},null,null,null,null,null,null,null,null,null,null,null,null,null,null,null,0,0,"","","",{"$f":"IF(AD547=\"\",\"\",IF(AE547=1,YcCi(AK547,J547),YcTr(J547,AJ547,AN547)))","v":""},{"$f":"IF(AD547=\"\",\"\",IF(AE547=1,Teta1(AX547,AK547),\"-\"))","v":""},{"$f":"IF(AD547=\"\",\"\",IF(AE547=1,AreaCi(AK547,AX547),AreaTr(AJ547,AN547,AX547)))","v":""},"",{"$f":"IF(AD547=\"\",\"\",IF(AE547=1,Ynci(AK547,J547,AM547,AO547),YnTr(1,AM547,AJ547,AN547,AO547,J547)))","v":""},{"$f":"IF(AD547=\"\",\"\",IF(AE547=1,Teta1(BB547,AK547),\"-\"))","v":""},{"$f":"IF(AD547=\"\",\"\",IF(AE547=1,AreaCi(AK547,BB547),AreaTr(AJ547,AN547,BB547)))","v":""},{"$f":"IF(AD547=\"\",\"\",IF(AE547=1,FrCi(BF547,9.806,BC547,AK547),FrTr(BF547,9.806,AJ547,AN547,BB547)))","v":""},"",{"$f":"IF(AD547=\"\",\"\",IF(AE547=1,LOOKUP(AI547,'Vmáx(material) - Tab.4.3'!$L$2:$L$11,'Vmáx(material) - Tab.4.3'!$M$2:$M$11),LOOKUP(AI547,'Vmáx(material) - Tab.4.3'!$L$15,'Vmáx(material) - Tab.4.3'!$M$15)))","v":""},{"$f":"IF(AD547=\"\",\"\",VLOOKUP($AH547,'Vmáx(material) - Tab.4.3'!$R$35:$X$41,2))","v":""},{"$f":"IF(AD547=\"\",\"\",VLOOKUP($AH547,'Vmáx(material) - Tab.4.3'!$R$35:$X$41,3))","v":""},{"$f":"IF(AD547=\"\",\"\",VLOOKUP($AH547,'Vmáx(material) - Tab.4.3'!$R$35:$X$41,4))","v":""},{"$f":"IF(AD547=\"\",\"\",VLOOKUP($AH547,'Vmáx(material) - Tab.4.3'!$R$35:$X$41,5))","v":""},{"$f":"IF(AD547=\"\",\"\",VLOOKUP($AH547,'Vmáx(material) - Tab.4.3'!$R$35:$X$41,6))","v":""},{"$f":"IF(AD547=\"\",\"\",IF(AD547=\"\",\"\",VLOOKUP($AH547,'Vmáx(material) - Tab.4.3'!$R$35:$X$41,7)))","v":""},{"$f":"IF(AD547=\"\",\"\",IF(AE547=1,FCi(J547,AK547),FTr(J547,AJ547,AK547)))","v":""},"",{"$f":"IF(AD547=\"\",\"\",Hw(BH547,BI547,BJ547,BK547,BL547,BM547,Z,BN547,AO547,AK547))","v":""},"","","","",{"$f":"IF(AD547=\"\",\"\",ho(BT547,AK547,AX547))","v":""},{"$f":"IF(AD547=\"\",\"\",IF(AE547=1,PeriCi(AK547,BB547),PeriTr(AJ547,AN547,BB547)))","v":""},{"$f":"IF(AD547=\"\",\"\",IF(AE547=1,AreaCi(AK547,BB547),AreaTr(AJ547,AN547,BB547)))","v":""},{"$f":"IF(AD547=\"\",\"\",RhCi(BW547,BV547))","v":""},"",{"$f":"IF(AD547=\"\",\"\",hf(AL547,J547,AM547,BW547,BX547))","v":""},{"$f":"IF(AD547=\"\",\"\",LOOKUP(AP547,Tab.4.5!$J$6:$J$27,Tab.4.5!$L$6:$L$27))","v":""},{"$f":"IF(AD547=\"\",\"\",He(CA547,BY547))","v":""},{"$f":"IF(AD547=\"\",\"\",Hs(BY547))","v":""},{"$f":"IF(AD547=\"\",\"\",Hm(BU547,BZ547,CB547,CC547,AL547,AO547))","v":""},"","","","","","",null,null,null,null,null,null,null,null,null,null,null,null,null,null,null,0,0,0,0,0,{"$f":"IF(CK547=\"\",\"\",IF(CL547=1,YcCi(CR547,J547),YcTr(J547,CQ547,CU547)))","v":""},{"$f":"IF(CK547=\"\",\"\",IF(CL547=1,Teta1(DE547,CR547),\"-\"))","v":""},"","",{"$f":"IF(CK547=\"\",\"\",IF(CL547=1,Ynci(CR547,J547,CT547,CV547),YnTr(1,CT547,CQ547,CU547,CV547,J547)))","v":""},{"$f":"IF(CK547=\"\",\"\",IF(CL547=1,Teta1(DI547,CR547),\"-\"))","v":""},{"$f":"IF(CK547=\"\",\"\",IF(CL547=1,AreaCi(CR547,J547),AreaTr(CQ547,CU547,DI547)))","v":""},{"$f":"IF(CK547=\"\",\"\",IF(CL547=1,FrCi(DM547,9.806,DJ547,CR547),FrTr(DM547,9.806,CQ547,CU547,DI547)))","v":""},"",{"$f":"IF(CK547=\"\",\"\",IF(CL547=1,LOOKUP(CP547,'Vmáx(material) - Tab.4.3'!$L$2:$L$11,'Vmáx(material) - Tab.4.3'!$M$2:$M$11),LOOKUP(CP547,'Vmáx(material) - Tab.4.3'!$L$15,'Vmáx(material) - Tab.4.3'!$M$15)))","v":""},{"$f":"IF(CK547=\"\",\"\",VLOOKUP($CO547,'Vmáx(material) - Tab.4.3'!$R$35:$X$41,2))","v":""},{"$f":"IF(CK547=\"\",\"\",VLOOKUP($CO547,'Vmáx(material) - Tab.4.3'!$R$35:$X$41,3))","v":""},{"$f":"IF(CK547=\"\",\"\",VLOOKUP($CO547,'Vmáx(material) - Tab.4.3'!$R$35:$X$41,4))","v":""},{"$f":"IF(CK547=\"\",\"\",VLOOKUP($CO547,'Vmáx(material) - Tab.4.3'!$R$35:$X$41,5))","v":""},{"$f":"IF(CK547=\"\",\"\",VLOOKUP($CO547,'Vmáx(material) - Tab.4.3'!$R$35:$X$41,6))","v":""},{"$f":"IF(CK547=\"\",\"\",IF(CK547=\"\",\"\",VLOOKUP(CO547,'Vmáx(material) - Tab.4.3'!$R$35:$X$41,7)))","v":""},{"$f":"IF(CK547=\"\",\"\",IF(CL547=1,FCi(J547,CR547),FTr(J547,CQ547,CR547)))","v":""},"",{"$f":"IF(CK547=\"\",\"\",Hw(DO547,DP547,DQ547,DR547,DS547,DT547,Z,DU547,CV547,CR547))","v":""},"","","","","",{"$f":"IF(CK547=\"\",\"\",IF(CL547=1,PeriCi(CR547,DI547),PeriTr(CQ547,CU547,DI547)))","v":""},{"$f":"IF(CK547=\"\",\"\",IF(CL547=1,AreaCi(CR547,DI547),AreaTr(CQ547,CU547,DI547)))","v":""},{"$f":"IF(CK547=\"\",\"\",RhCi(DK547,EC547))","v":""},"",{"$f":"IF(CK547=\"\",\"\",hf(CS547,J547,CT547,DK547,EE547))","v":""},{"$f":"IF(CK547=\"\",\"\",LOOKUP(CW547,Tab.4.5!$J$6:$J$27,Tab.4.5!$L$6:$L$27))","v":""},{"$f":"IF(CK547=\"\",\"\",He(EH547,DM547))","v":""},{"$f":"IF(CK547=\"\",\"\",Hs(DM547))","v":""},{"$f":"IF(CK547=\"\",\"\",Hm(EB547,EG547,EI547,EJ547,CS547,CV547))","v":""},"","","","","","","K45+-45000 () ",{"$f":"IF(B547=\"Existe.\",IF(AE547=1,CONCATENATE(#REF!,AK547,\" m.\"),CONCATENATE(#REF!,AJ547,\" m x \",AK547,\" m.\")),IF(CL547=1,CONCATENATE(#REF!,CR547,\" m.\"),CONCATENATE(#REF!,CQ547,\" m x \",CR547,\" m.\")))","v":{"$error":"#REF!"}},"Concreto, L =  m, S = 0 %.","Cota clave eje= 0 msnm.",null,null,null,"","","","","",{"$f":"IF(EV547=\"\",\"\",VLOOKUP(EY547,'Estructura escalonada'!$D$3:$H$953,2))","v":""},"","","","","",""]
[null,null,null,null,null,null,null,null,null,null,null,0,null,0,null,null,null,null,null,null,{"$f":"IF(K548=\"No\",\"\",IF(O548=\"\",YcCi(P548,N548),YcTr(N548,O548,S548)))","v":{"$error":"#VALUE!"}},{"$f":"IF(K548=\"No\",\"\",IF(O548=\"\",Teta1(U548,P548),\"-\"))","v":{"$error":"#VALUE!"}},{"$error":"#VALUE!"},{"$error":"#VALUE!"},{"$f":"IF(K548=\"No\",\"\",IF(O548=\"\",Ynci(P548,N548,R548,T548),YnTr(1,R548,O548,S548,T548,N548)))","v":{"$error":"#VALUE!"}},{"$f":"IF(K548=\"No\",\"\",IF(O548=\"\",Teta1(Y548,P548),\"-\"))","v":{"$error":"#VALUE!"}},{"$f":"IF(K548=\"No\",\"\",IF(O548=\"\",AreaCi(P548,Y548),AreaTr(O548,S548,Y548)))","v":{"$error":"#VALUE!"}},{"$f":"IF(K548=\"No\",\"\",IF(O548=\"\",FrCi(AC548,9.806,Z548,P548),FrTr(AC548,9.806,O548,S548,Y548)))","v":{"$error":"#VALUE!"}},{"$error":"#VALUE!"},null,null,null,null,null,null,null,null,null,null,null,null,null,null,null,0,0,"","","",{"$f":"IF(AD548=\"\",\"\",IF(AE548=1,YcCi(AK548,J548),YcTr(J548,AJ548,AN548)))","v":""},{"$f":"IF(AD548=\"\",\"\",IF(AE548=1,Teta1(AX548,AK548),\"-\"))","v":""},{"$f":"IF(AD548=\"\",\"\",IF(AE548=1,AreaCi(AK548,AX548),AreaTr(AJ548,AN548,AX548)))","v":""},"",{"$f":"IF(AD548=\"\",\"\",IF(AE548=1,Ynci(AK548,J548,AM548,AO548),YnTr(1,AM548,AJ548,AN548,AO548,J548)))","v":""},{"$f":"IF(AD548=\"\",\"\",IF(AE548=1,Teta1(BB548,AK548),\"-\"))","v":""},{"$f":"IF(AD548=\"\",\"\",IF(AE548=1,AreaCi(AK548,BB548),AreaTr(AJ548,AN548,BB548)))","v":""},{"$f":"IF(AD548=\"\",\"\",IF(AE548=1,FrCi(BF548,9.806,BC548,AK548),FrTr(BF548,9.806,AJ548,AN548,BB548)))","v":""},"",{"$f":"IF(AD548=\"\",\"\",IF(AE548=1,LOOKUP(AI548,'Vmáx(material) - Tab.4.3'!$L$2:$L$11,'Vmáx(material) - Tab.4.3'!$M$2:$M$11),LOOKUP(AI548,'Vmáx(material) - Tab.4.3'!$L$15,'Vmáx(material) - Tab.4.3'!$M$15)))","v":""},{"$f":"IF(AD548=\"\",\"\",VLOOKUP($AH548,'Vmáx(material) - Tab.4.3'!$R$35:$X$41,2))","v":""},{"$f":"IF(AD548=\"\",\"\",VLOOKUP($AH548,'Vmáx(material) - Tab.4.3'!$R$35:$X$41,3))","v":""},{"$f":"IF(AD548=\"\",\"\",VLOOKUP($AH548,'Vmáx(material) - Tab.4.3'!$R$35:$X$41,4))","v":""},{"$f":"IF(AD548=\"\",\"\",VLOOKUP($AH548,'Vmáx(material) - Tab.4.3'!$R$35:$X$41,5))","v":""},{"$f":"IF(AD548=\"\",\"\",VLOOKUP($AH548,'Vmáx(material) - Tab.4.3'!$R$35:$X$41,6))","v":""},{"$f":"IF(AD548=\"\",\"\",IF(AD548=\"\",\"\",VLOOKUP($AH548,'Vmáx(material) - Tab.4.3'!$R$35:$X$41,7)))","v":""},{"$f":"IF(AD548=\"\",\"\",IF(AE548=1,FCi(J548,AK548),FTr(J548,AJ548,AK548)))","v":""},"",{"$f":"IF(AD548=\"\",\"\",Hw(BH548,BI548,BJ548,BK548,BL548,BM548,Z,BN548,AO548,AK548))","v":""},"","","","",{"$f":"IF(AD548=\"\",\"\",ho(BT548,AK548,AX548))","v":""},{"$f":"IF(AD548=\"\",\"\",IF(AE548=1,PeriCi(AK548,BB548),PeriTr(AJ548,AN548,BB548)))","v":""},{"$f":"IF(AD548=\"\",\"\",IF(AE548=1,AreaCi(AK548,BB548),AreaTr(AJ548,AN548,BB548)))","v":""},{"$f":"IF(AD548=\"\",\"\",RhCi(BW548,BV548))","v":""},"",{"$f":"IF(AD548=\"\",\"\",hf(AL548,J548,AM548,BW548,BX548))","v":""},{"$f":"IF(AD548=\"\",\"\",LOOKUP(AP548,Tab.4.5!$J$6:$J$27,Tab.4.5!$L$6:$L$27))","v":""},{"$f":"IF(AD548=\"\",\"\",He(CA548,BY548))","v":""},{"$f":"IF(AD548=\"\",\"\",Hs(BY548))","v":""},{"$f":"IF(AD548=\"\",\"\",Hm(BU548,BZ548,CB548,CC548,AL548,AO548))","v":""},"","","","","","",null,null,null,null,null,null,null,null,null,null,null,null,null,null,null,0,0,0,0,0,{"$f":"IF(CK548=\"\",\"\",IF(CL548=1,YcCi(CR548,J548),YcTr(J548,CQ548,CU548)))","v":""},{"$f":"IF(CK548=\"\",\"\",IF(CL548=1,Teta1(DE548,CR548),\"-\"))","v":""},"","",{"$f":"IF(CK548=\"\",\"\",IF(CL548=1,Ynci(CR548,J548,CT548,CV548),YnTr(1,CT548,CQ548,CU548,CV548,J548)))","v":""},{"$f":"IF(CK548=\"\",\"\",IF(CL548=1,Teta1(DI548,CR548),\"-\"))","v":""},{"$f":"IF(CK548=\"\",\"\",IF(CL548=1,AreaCi(CR548,J548),AreaTr(CQ548,CU548,DI548)))","v":""},{"$f":"IF(CK548=\"\",\"\",IF(CL548=1,FrCi(DM548,9.806,DJ548,CR548),FrTr(DM548,9.806,CQ548,CU548,DI548)))","v":""},"",{"$f":"IF(CK548=\"\",\"\",IF(CL548=1,LOOKUP(CP548,'Vmáx(material) - Tab.4.3'!$L$2:$L$11,'Vmáx(material) - Tab.4.3'!$M$2:$M$11),LOOKUP(CP548,'Vmáx(material) - Tab.4.3'!$L$15,'Vmáx(material) - Tab.4.3'!$M$15)))","v":""},{"$f":"IF(CK548=\"\",\"\",VLOOKUP($CO548,'Vmáx(material) - Tab.4.3'!$R$35:$X$41,2))","v":""},{"$f":"IF(CK548=\"\",\"\",VLOOKUP($CO548,'Vmáx(material) - Tab.4.3'!$R$35:$X$41,3))","v":""},{"$f":"IF(CK548=\"\",\"\",VLOOKUP($CO548,'Vmáx(material) - Tab.4.3'!$R$35:$X$41,4))","v":""},{"$f":"IF(CK548=\"\",\"\",VLOOKUP($CO548,'Vmáx(material) - Tab.4.3'!$R$35:$X$41,5))","v":""},{"$f":"IF(CK548=\"\",\"\",VLOOKUP($CO548,'Vmáx(material) - Tab.4.3'!$R$35:$X$41,6))","v":""},{"$f":"IF(CK548=\"\",\"\",IF(CK548=\"\",\"\",VLOOKUP(CO548,'Vmáx(material) - Tab.4.3'!$R$35:$X$41,7)))","v":""},{"$f":"IF(CK548=\"\",\"\",IF(CL548=1,FCi(J548,CR548),FTr(J548,CQ548,CR548)))","v":""},"",{"$f":"IF(CK548=\"\",\"\",Hw(DO548,DP548,DQ548,DR548,DS548,DT548,Z,DU548,CV548,CR548))","v":""},"","","","","",{"$f":"IF(CK548=\"\",\"\",IF(CL548=1,PeriCi(CR548,DI548),PeriTr(CQ548,CU548,DI548)))","v":""},{"$f":"IF(CK548=\"\",\"\",IF(CL548=1,AreaCi(CR548,DI548),AreaTr(CQ548,CU548,DI548)))","v":""},{"$f":"IF(CK548=\"\",\"\",RhCi(DK548,EC548))","v":""},"",{"$f":"IF(CK548=\"\",\"\",hf(CS548,J548,CT548,DK548,EE548))","v":""},{"$f":"IF(CK548=\"\",\"\",LOOKUP(CW548,Tab.4.5!$J$6:$J$27,Tab.4.5!$L$6:$L$27))","v":""},{"$f":"IF(CK548=\"\",\"\",He(EH548,DM548))","v":""},{"$f":"IF(CK548=\"\",\"\",Hs(DM548))","v":""},{"$f":"IF(CK548=\"\",\"\",Hm(EB548,EG548,EI548,EJ548,CS548,CV548))","v":""},"","","","","","","K45+-45000 () ",{"$f":"IF(B548=\"Existe.\",IF(AE548=1,CONCATENATE(#REF!,AK548,\" m.\"),CONCATENATE(#REF!,AJ548,\" m x \",AK548,\" m.\")),IF(CL548=1,CONCATENATE(#REF!,CR548,\" m.\"),CONCATENATE(#REF!,CQ548,\" m x \",CR548,\" m.\")))","v":{"$error":"#REF!"}},"Concreto, L =  m, S = 0 %.","Cota clave eje= 0 msnm.",null,null,null,"","","","","",{"$f":"IF(EV548=\"\",\"\",VLOOKUP(EY548,'Estructura escalonada'!$D$3:$H$953,2))","v":""},"","","","","",""]
[null,null,null,null,null,null,null,null,null,null,null,0,null,0,null,null,null,null,null,null,{"$f":"IF(K550=\"No\",\"\",IF(O550=\"\",YcCi(P550,N550),YcTr(N550,O550,S550)))","v":{"$error":"#VALUE!"}},{"$f":"IF(K550=\"No\",\"\",IF(O550=\"\",Teta1(U550,P550),\"-\"))","v":{"$error":"#VALUE!"}},{"$error":"#VALUE!"},{"$error":"#VALUE!"},{"$f":"IF(K550=\"No\",\"\",IF(O550=\"\",Ynci(P550,N550,R550,T550),YnTr(1,R550,O550,S550,T550,N550)))","v":{"$error":"#VALUE!"}},{"$f":"IF(K550=\"No\",\"\",IF(O550=\"\",Teta1(Y550,P550),\"-\"))","v":{"$error":"#VALUE!"}},{"$f":"IF(K550=\"No\",\"\",IF(O550=\"\",AreaCi(P550,Y550),AreaTr(O550,S550,Y550)))","v":{"$error":"#VALUE!"}},{"$f":"IF(K550=\"No\",\"\",IF(O550=\"\",FrCi(AC550,9.806,Z550,P550),FrTr(AC550,9.806,O550,S550,Y550)))","v":{"$error":"#VALUE!"}},{"$error":"#VALUE!"},null,null,null,null,null,null,null,null,null,null,null,null,null,null,null,0,0,"","","",{"$f":"IF(AD550=\"\",\"\",IF(AE550=1,YcCi(AK550,J550),YcTr(J550,AJ550,AN550)))","v":""},{"$f":"IF(AD550=\"\",\"\",IF(AE550=1,Teta1(AX550,AK550),\"-\"))","v":""},{"$f":"IF(AD550=\"\",\"\",IF(AE550=1,AreaCi(AK550,AX550),AreaTr(AJ550,AN550,AX550)))","v":""},"",{"$f":"IF(AD550=\"\",\"\",IF(AE550=1,Ynci(AK550,J550,AM550,AO550),YnTr(1,AM550,AJ550,AN550,AO550,J550)))","v":""},{"$f":"IF(AD550=\"\",\"\",IF(AE550=1,Teta1(BB550,AK550),\"-\"))","v":""},{"$f":"IF(AD550=\"\",\"\",IF(AE550=1,AreaCi(AK550,BB550),AreaTr(AJ550,AN550,BB550)))","v":""},{"$f":"IF(AD550=\"\",\"\",IF(AE550=1,FrCi(BF550,9.806,BC550,AK550),FrTr(BF550,9.806,AJ550,AN550,BB550)))","v":""},"",{"$f":"IF(AD550=\"\",\"\",IF(AE550=1,LOOKUP(AI550,'Vmáx(material) - Tab.4.3'!$L$2:$L$11,'Vmáx(material) - Tab.4.3'!$M$2:$M$11),LOOKUP(AI550,'Vmáx(material) - Tab.4.3'!$L$15,'Vmáx(material) - Tab.4.3'!$M$15)))","v":""},{"$f":"IF(AD550=\"\",\"\",VLOOKUP($AH550,'Vmáx(material) - Tab.4.3'!$R$35:$X$41,2))","v":""},{"$f":"IF(AD550=\"\",\"\",VLOOKUP($AH550,'Vmáx(material) - Tab.4.3'!$R$35:$X$41,3))","v":""},{"$f":"IF(AD550=\"\",\"\",VLOOKUP($AH550,'Vmáx(material) - Tab.4.3'!$R$35:$X$41,4))","v":""},{"$f":"IF(AD550=\"\",\"\",VLOOKUP($AH550,'Vmáx(material) - Tab.4.3'!$R$35:$X$41,5))","v":""},{"$f":"IF(AD550=\"\",\"\",VLOOKUP($AH550,'Vmáx(material) - Tab.4.3'!$R$35:$X$41,6))","v":""},{"$f":"IF(AD550=\"\",\"\",IF(AD550=\"\",\"\",VLOOKUP($AH550,'Vmáx(material) - Tab.4.3'!$R$35:$X$41,7)))","v":""},{"$f":"IF(AD550=\"\",\"\",IF(AE550=1,FCi(J550,AK550),FTr(J550,AJ550,AK550)))","v":""},"",{"$f":"IF(AD550=\"\",\"\",Hw(BH550,BI550,BJ550,BK550,BL550,BM550,Z,BN550,AO550,AK550))","v":""},"","","","",{"$f":"IF(AD550=\"\",\"\",ho(BT550,AK550,AX550))","v":""},{"$f":"IF(AD550=\"\",\"\",IF(AE550=1,PeriCi(AK550,BB550),PeriTr(AJ550,AN550,BB550)))","v":""},{"$f":"IF(AD550=\"\",\"\",IF(AE550=1,AreaCi(AK550,BB550),AreaTr(AJ550,AN550,BB550)))","v":""},{"$f":"IF(AD550=\"\",\"\",RhCi(BW550,BV550))","v":""},"",{"$f":"IF(AD550=\"\",\"\",hf(AL550,J550,AM550,BW550,BX550))","v":""},{"$f":"IF(AD550=\"\",\"\",LOOKUP(AP550,Tab.4.5!$J$6:$J$27,Tab.4.5!$L$6:$L$27))","v":""},{"$f":"IF(AD550=\"\",\"\",He(CA550,BY550))","v":""},{"$f":"IF(AD550=\"\",\"\",Hs(BY550))","v":""},{"$f":"IF(AD550=\"\",\"\",Hm(BU550,BZ550,CB550,CC550,AL550,AO550))","v":""},"","","","","","",null,null,null,null,null,null,null,null,null,null,null,null,null,null,null,0,0,0,0,0,{"$f":"IF(CK550=\"\",\"\",IF(CL550=1,YcCi(CR550,J550),YcTr(J550,CQ550,CU550)))","v":""},{"$f":"IF(CK550=\"\",\"\",IF(CL550=1,Teta1(DE550,CR550),\"-\"))","v":""},"","",{"$f":"IF(CK550=\"\",\"\",IF(CL550=1,Ynci(CR550,J550,CT550,CV550),YnTr(1,CT550,CQ550,CU550,CV550,J550)))","v":""},{"$f":"IF(CK550=\"\",\"\",IF(CL550=1,Teta1(DI550,CR550),\"-\"))","v":""},{"$f":"IF(CK550=\"\",\"\",IF(CL550=1,AreaCi(CR550,J550),AreaTr(CQ550,CU550,DI550)))","v":""},{"$f":"IF(CK550=\"\",\"\",IF(CL550=1,FrCi(DM550,9.806,DJ550,CR550),FrTr(DM550,9.806,CQ550,CU550,DI550)))","v":""},"",{"$f":"IF(CK550=\"\",\"\",IF(CL550=1,LOOKUP(CP550,'Vmáx(material) - Tab.4.3'!$L$2:$L$11,'Vmáx(material) - Tab.4.3'!$M$2:$M$11),LOOKUP(CP550,'Vmáx(material) - Tab.4.3'!$L$15,'Vmáx(material) - Tab.4.3'!$M$15)))","v":""},{"$f":"IF(CK550=\"\",\"\",VLOOKUP($CO550,'Vmáx(material) - Tab.4.3'!$R$35:$X$41,2))","v":""},{"$f":"IF(CK550=\"\",\"\",VLOOKUP($CO550,'Vmáx(material) - Tab.4.3'!$R$35:$X$41,3))","v":""},{"$f":"IF(CK550=\"\",\"\",VLOOKUP($CO550,'Vmáx(material) - Tab.4.3'!$R$35:$X$41,4))","v":""},{"$f":"IF(CK550=\"\",\"\",VLOOKUP($CO550,'Vmáx(material) - Tab.4.3'!$R$35:$X$41,5))","v":""},{"$f":"IF(CK550=\"\",\"\",VLOOKUP($CO550,'Vmáx(material) - Tab.4.3'!$R$35:$X$41,6))","v":""},{"$f":"IF(CK550=\"\",\"\",IF(CK550=\"\",\"\",VLOOKUP(CO550,'Vmáx(material) - Tab.4.3'!$R$35:$X$41,7)))","v":""},{"$f":"IF(CK550=\"\",\"\",IF(CL550=1,FCi(J550,CR550),FTr(J550,CQ550,CR550)))","v":""},"",{"$f":"IF(CK550=\"\",\"\",Hw(DO550,DP550,DQ550,DR550,DS550,DT550,Z,DU550,CV550,CR550))","v":""},"","","","","",{"$f":"IF(CK550=\"\",\"\",IF(CL550=1,PeriCi(CR550,DI550),PeriTr(CQ550,CU550,DI550)))","v":""},{"$f":"IF(CK550=\"\",\"\",IF(CL550=1,AreaCi(CR550,DI550),AreaTr(CQ550,CU550,DI550)))","v":""},{"$f":"IF(CK550=\"\",\"\",RhCi(DK550,EC550))","v":""},"",{"$f":"IF(CK550=\"\",\"\",hf(CS550,J550,CT550,DK550,EE550))","v":""},{"$f":"IF(CK550=\"\",\"\",LOOKUP(CW550,Tab.4.5!$J$6:$J$27,Tab.4.5!$L$6:$L$27))","v":""},{"$f":"IF(CK550=\"\",\"\",He(EH550,DM550))","v":""},{"$f":"IF(CK550=\"\",\"\",Hs(DM550))","v":""},{"$f":"IF(CK550=\"\",\"\",Hm(EB550,EG550,EI550,EJ550,CS550,CV550))","v":""},"","","","","","","K45+-45000 () ",{"$f":"IF(B550=\"Existe.\",IF(AE550=1,CONCATENATE(#REF!,AK550,\" m.\"),CONCATENATE(#REF!,AJ550,\" m x \",AK550,\" m.\")),IF(CL550=1,CONCATENATE(#REF!,CR550,\" m.\"),CONCATENATE(#REF!,CQ550,\" m x \",CR550,\" m.\")))","v":{"$error":"#REF!"}},"Concreto, L =  m, S = 0 %.","Cota clave eje= 0 msnm.",null,null,null,"","","","","",{"$f":"IF(EV550=\"\",\"\",VLOOKUP(EY550,'Estructura escalonada'!$D$3:$H$953,2))","v":""},"","","","","",""]
[null,null,null,null,null,null,null,null,null,null,null,0,null,0,null,null,null,null,null,null,{"$f":"IF(K553=\"No\",\"\",IF(O553=\"\",YcCi(P553,N553),YcTr(N553,O553,S553)))","v":{"$error":"#VALUE!"}},{"$f":"IF(K553=\"No\",\"\",IF(O553=\"\",Teta1(U553,P553),\"-\"))","v":{"$error":"#VALUE!"}},{"$error":"#VALUE!"},{"$error":"#VALUE!"},{"$f":"IF(K553=\"No\",\"\",IF(O553=\"\",Ynci(P553,N553,R553,T553),YnTr(1,R553,O553,S553,T553,N553)))","v":{"$error":"#VALUE!"}},{"$f":"IF(K553=\"No\",\"\",IF(O553=\"\",Teta1(Y553,P553),\"-\"))","v":{"$error":"#VALUE!"}},{"$f":"IF(K553=\"No\",\"\",IF(O553=\"\",AreaCi(P553,Y553),AreaTr(O553,S553,Y553)))","v":{"$error":"#VALUE!"}},{"$f":"IF(K553=\"No\",\"\",IF(O553=\"\",FrCi(AC553,9.806,Z553,P553),FrTr(AC553,9.806,O553,S553,Y553)))","v":{"$error":"#VALUE!"}},{"$error":"#VALUE!"},null,null,null,null,null,null,null,null,null,null,null,null,null,null,null,0,0,"","","",{"$f":"IF(AD553=\"\",\"\",IF(AE553=1,YcCi(AK553,J553),YcTr(J553,AJ553,AN553)))","v":""},{"$f":"IF(AD553=\"\",\"\",IF(AE553=1,Teta1(AX553,AK553),\"-\"))","v":""},{"$f":"IF(AD553=\"\",\"\",IF(AE553=1,AreaCi(AK553,AX553),AreaTr(AJ553,AN553,AX553)))","v":""},"",{"$f":"IF(AD553=\"\",\"\",IF(AE553=1,Ynci(AK553,J553,AM553,AO553),YnTr(1,AM553,AJ553,AN553,AO553,J553)))","v":""},{"$f":"IF(AD553=\"\",\"\",IF(AE553=1,Teta1(BB553,AK553),\"-\"))","v":""},{"$f":"IF(AD553=\"\",\"\",IF(AE553=1,AreaCi(AK553,BB553),AreaTr(AJ553,AN553,BB553)))","v":""},{"$f":"IF(AD553=\"\",\"\",IF(AE553=1,FrCi(BF553,9.806,BC553,AK553),FrTr(BF553,9.806,AJ553,AN553,BB553)))","v":""},"",{"$f":"IF(AD553=\"\",\"\",IF(AE553=1,LOOKUP(AI553,'Vmáx(material) - Tab.4.3'!$L$2:$L$11,'Vmáx(material) - Tab.4.3'!$M$2:$M$11),LOOKUP(AI553,'Vmáx(material) - Tab.4.3'!$L$15,'Vmáx(material) - Tab.4.3'!$M$15)))","v":""},{"$f":"IF(AD553=\"\",\"\",VLOOKUP($AH553,'Vmáx(material) - Tab.4.3'!$R$35:$X$41,2))","v":""},{"$f":"IF(AD553=\"\",\"\",VLOOKUP($AH553,'Vmáx(material) - Tab.4.3'!$R$35:$X$41,3))","v":""},{"$f":"IF(AD553=\"\",\"\",VLOOKUP($AH553,'Vmáx(material) - Tab.4.3'!$R$35:$X$41,4))","v":""},{"$f":"IF(AD553=\"\",\"\",VLOOKUP($AH553,'Vmáx(material) - Tab.4.3'!$R$35:$X$41,5))","v":""},{"$f":"IF(AD553=\"\",\"\",VLOOKUP($AH553,'Vmáx(material) - Tab.4.3'!$R$35:$X$41,6))","v":""},{"$f":"IF(AD553=\"\",\"\",IF(AD553=\"\",\"\",VLOOKUP($AH553,'Vmáx(material) - Tab.4.3'!$R$35:$X$41,7)))","v":""},{"$f":"IF(AD553=\"\",\"\",IF(AE553=1,FCi(J553,AK553),FTr(J553,AJ553,AK553)))","v":""},"",{"$f":"IF(AD553=\"\",\"\",Hw(BH553,BI553,BJ553,BK553,BL553,BM553,Z,BN553,AO553,AK553))","v":""},"","","","",{"$f":"IF(AD553=\"\",\"\",ho(BT553,AK553,AX553))","v":""},{"$f":"IF(AD553=\"\",\"\",IF(AE553=1,PeriCi(AK553,BB553),PeriTr(AJ553,AN553,BB553)))","v":""},{"$f":"IF(AD553=\"\",\"\",IF(AE553=1,AreaCi(AK553,BB553),AreaTr(AJ553,AN553,BB553)))","v":""},{"$f":"IF(AD553=\"\",\"\",RhCi(BW553,BV553))","v":""},"",{"$f":"IF(AD553=\"\",\"\",hf(AL553,J553,AM553,BW553,BX553))","v":""},{"$f":"IF(AD553=\"\",\"\",LOOKUP(AP553,Tab.4.5!$J$6:$J$27,Tab.4.5!$L$6:$L$27))","v":""},{"$f":"IF(AD553=\"\",\"\",He(CA553,BY553))","v":""},{"$f":"IF(AD553=\"\",\"\",Hs(BY553))","v":""},{"$f":"IF(AD553=\"\",\"\",Hm(BU553,BZ553,CB553,CC553,AL553,AO553))","v":""},"","","","","","",null,null,null,null,null,null,null,null,null,null,null,null,null,null,null,0,0,0,0,0,{"$f":"IF(CK553=\"\",\"\",IF(CL553=1,YcCi(CR553,J553),YcTr(J553,CQ553,CU553)))","v":""},{"$f":"IF(CK553=\"\",\"\",IF(CL553=1,Teta1(DE553,CR553),\"-\"))","v":""},"","",{"$f":"IF(CK553=\"\",\"\",IF(CL553=1,Ynci(CR553,J553,CT553,CV553),YnTr(1,CT553,CQ553,CU553,CV553,J553)))","v":""},{"$f":"IF(CK553=\"\",\"\",IF(CL553=1,Teta1(DI553,CR553),\"-\"))","v":""},{"$f":"IF(CK553=\"\",\"\",IF(CL553=1,AreaCi(CR553,J553),AreaTr(CQ553,CU553,DI553)))","v":""},{"$f":"IF(CK553=\"\",\"\",IF(CL553=1,FrCi(DM553,9.806,DJ553,CR553),FrTr(DM553,9.806,CQ553,CU553,DI553)))","v":""},"",{"$f":"IF(CK553=\"\",\"\",IF(CL553=1,LOOKUP(CP553,'Vmáx(material) - Tab.4.3'!$L$2:$L$11,'Vmáx(material) - Tab.4.3'!$M$2:$M$11),LOOKUP(CP553,'Vmáx(material) - Tab.4.3'!$L$15,'Vmáx(material) - Tab.4.3'!$M$15)))","v":""},{"$f":"IF(CK553=\"\",\"\",VLOOKUP($CO553,'Vmáx(material) - Tab.4.3'!$R$35:$X$41,2))","v":""},{"$f":"IF(CK553=\"\",\"\",VLOOKUP($CO553,'Vmáx(material) - Tab.4.3'!$R$35:$X$41,3))","v":""},{"$f":"IF(CK553=\"\",\"\",VLOOKUP($CO553,'Vmáx(material) - Tab.4.3'!$R$35:$X$41,4))","v":""},{"$f":"IF(CK553=\"\",\"\",VLOOKUP($CO553,'Vmáx(material) - Tab.4.3'!$R$35:$X$41,5))","v":""},{"$f":"IF(CK553=\"\",\"\",VLOOKUP($CO553,'Vmáx(material) - Tab.4.3'!$R$35:$X$41,6))","v":""},{"$f":"IF(CK553=\"\",\"\",IF(CK553=\"\",\"\",VLOOKUP(CO553,'Vmáx(material) - Tab.4.3'!$R$35:$X$41,7)))","v":""},{"$f":"IF(CK553=\"\",\"\",IF(CL553=1,FCi(J553,CR553),FTr(J553,CQ553,CR553)))","v":""},"",{"$f":"IF(CK553=\"\",\"\",Hw(DO553,DP553,DQ553,DR553,DS553,DT553,Z,DU553,CV553,CR553))","v":""},"","","","","",{"$f":"IF(CK553=\"\",\"\",IF(CL553=1,PeriCi(CR553,DI553),PeriTr(CQ553,CU553,DI553)))","v":""},{"$f":"IF(CK553=\"\",\"\",IF(CL553=1,AreaCi(CR553,DI553),AreaTr(CQ553,CU553,DI553)))","v":""},{"$f":"IF(CK553=\"\",\"\",RhCi(DK553,EC553))","v":""},"",{"$f":"IF(CK553=\"\",\"\",hf(CS553,J553,CT553,DK553,EE553))","v":""},{"$f":"IF(CK553=\"\",\"\",LOOKUP(CW553,Tab.4.5!$J$6:$J$27,Tab.4.5!$L$6:$L$27))","v":""},{"$f":"IF(CK553=\"\",\"\",He(EH553,DM553))","v":""},{"$f":"IF(CK553=\"\",\"\",Hs(DM553))","v":""},{"$f":"IF(CK553=\"\",\"\",Hm(EB553,EG553,EI553,EJ553,CS553,CV553))","v":""},"","","","","","","K45+-45000 () ",{"$f":"IF(B553=\"Existe.\",IF(AE553=1,CONCATENATE(#REF!,AK553,\" m.\"),CONCATENATE(#REF!,AJ553,\" m x \",AK553,\" m.\")),IF(CL553=1,CONCATENATE(#REF!,CR553,\" m.\"),CONCATENATE(#REF!,CQ553,\" m x \",CR553,\" m.\")))","v":{"$error":"#REF!"}},"Concreto, L =  m, S = 0 %.","Cota clave eje= 0 msnm.",null,null,null,"","","","","",{"$f":"IF(EV553=\"\",\"\",VLOOKUP(EY553,'Estructura escalonada'!$D$3:$H$953,2))","v":""},"","","","","",""]
[null,null,null,null,null,null,null,null,null,null,null,0,null,0,null,null,null,null,null,null,{"$f":"IF(K557=\"No\",\"\",IF(O557=\"\",YcCi(P557,N557),YcTr(N557,O557,S557)))","v":{"$error":"#VALUE!"}},{"$f":"IF(K557=\"No\",\"\",IF(O557=\"\",Teta1(U557,P557),\"-\"))","v":{"$error":"#VALUE!"}},{"$error":"#VALUE!"},{"$error":"#VALUE!"},{"$f":"IF(K557=\"No\",\"\",IF(O557=\"\",Ynci(P557,N557,R557,T557),YnTr(1,R557,O557,S557,T557,N557)))","v":{"$error":"#VALUE!"}},{"$f":"IF(K557=\"No\",\"\",IF(O557=\"\",Teta1(Y557,P557),\"-\"))","v":{"$error":"#VALUE!"}},{"$f":"IF(K557=\"No\",\"\",IF(O557=\"\",AreaCi(P557,Y557),AreaTr(O557,S557,Y557)))","v":{"$error":"#VALUE!"}},{"$f":"IF(K557=\"No\",\"\",IF(O557=\"\",FrCi(AC557,9.806,Z557,P557),FrTr(AC557,9.806,O557,S557,Y557)))","v":{"$error":"#VALUE!"}},{"$error":"#VALUE!"},null,null,null,null,null,null,null,null,null,null,null,null,null,null,null,0,0,"","","",{"$f":"IF(AD557=\"\",\"\",IF(AE557=1,YcCi(AK557,J557),YcTr(J557,AJ557,AN557)))","v":""},{"$f":"IF(AD557=\"\",\"\",IF(AE557=1,Teta1(AX557,AK557),\"-\"))","v":""},{"$f":"IF(AD557=\"\",\"\",IF(AE557=1,AreaCi(AK557,AX557),AreaTr(AJ557,AN557,AX557)))","v":""},"",{"$f":"IF(AD557=\"\",\"\",IF(AE557=1,Ynci(AK557,J557,AM557,AO557),YnTr(1,AM557,AJ557,AN557,AO557,J557)))","v":""},{"$f":"IF(AD557=\"\",\"\",IF(AE557=1,Teta1(BB557,AK557),\"-\"))","v":""},{"$f":"IF(AD557=\"\",\"\",IF(AE557=1,AreaCi(AK557,BB557),AreaTr(AJ557,AN557,BB557)))","v":""},{"$f":"IF(AD557=\"\",\"\",IF(AE557=1,FrCi(BF557,9.806,BC557,AK557),FrTr(BF557,9.806,AJ557,AN557,BB557)))","v":""},"",{"$f":"IF(AD557=\"\",\"\",IF(AE557=1,LOOKUP(AI557,'Vmáx(material) - Tab.4.3'!$L$2:$L$11,'Vmáx(material) - Tab.4.3'!$M$2:$M$11),LOOKUP(AI557,'Vmáx(material) - Tab.4.3'!$L$15,'Vmáx(material) - Tab.4.3'!$M$15)))","v":""},{"$f":"IF(AD557=\"\",\"\",VLOOKUP($AH557,'Vmáx(material) - Tab.4.3'!$R$35:$X$41,2))","v":""},{"$f":"IF(AD557=\"\",\"\",VLOOKUP($AH557,'Vmáx(material) - Tab.4.3'!$R$35:$X$41,3))","v":""},{"$f":"IF(AD557=\"\",\"\",VLOOKUP($AH557,'Vmáx(material) - Tab.4.3'!$R$35:$X$41,4))","v":""},{"$f":"IF(AD557=\"\",\"\",VLOOKUP($AH557,'Vmáx(material) - Tab.4.3'!$R$35:$X$41,5))","v":""},{"$f":"IF(AD557=\"\",\"\",VLOOKUP($AH557,'Vmáx(material) - Tab.4.3'!$R$35:$X$41,6))","v":""},{"$f":"IF(AD557=\"\",\"\",IF(AD557=\"\",\"\",VLOOKUP($AH557,'Vmáx(material) - Tab.4.3'!$R$35:$X$41,7)))","v":""},{"$f":"IF(AD557=\"\",\"\",IF(AE557=1,FCi(J557,AK557),FTr(J557,AJ557,AK557)))","v":""},"",{"$f":"IF(AD557=\"\",\"\",Hw(BH557,BI557,BJ557,BK557,BL557,BM557,Z,BN557,AO557,AK557))","v":""},"","","","",{"$f":"IF(AD557=\"\",\"\",ho(BT557,AK557,AX557))","v":""},{"$f":"IF(AD557=\"\",\"\",IF(AE557=1,PeriCi(AK557,BB557),PeriTr(AJ557,AN557,BB557)))","v":""},{"$f":"IF(AD557=\"\",\"\",IF(AE557=1,AreaCi(AK557,BB557),AreaTr(AJ557,AN557,BB557)))","v":""},{"$f":"IF(AD557=\"\",\"\",RhCi(BW557,BV557))","v":""},"",{"$f":"IF(AD557=\"\",\"\",hf(AL557,J557,AM557,BW557,BX557))","v":""},{"$f":"IF(AD557=\"\",\"\",LOOKUP(AP557,Tab.4.5!$J$6:$J$27,Tab.4.5!$L$6:$L$27))","v":""},{"$f":"IF(AD557=\"\",\"\",He(CA557,BY557))","v":""},{"$f":"IF(AD557=\"\",\"\",Hs(BY557))","v":""},{"$f":"IF(AD557=\"\",\"\",Hm(BU557,BZ557,CB557,CC557,AL557,AO557))","v":""},"","","","","","",null,null,null,null,null,null,null,null,null,null,null,null,null,null,null,0,0,0,0,0,{"$f":"IF(CK557=\"\",\"\",IF(CL557=1,YcCi(CR557,J557),YcTr(J557,CQ557,CU557)))","v":""},{"$f":"IF(CK557=\"\",\"\",IF(CL557=1,Teta1(DE557,CR557),\"-\"))","v":""},"","",{"$f":"IF(CK557=\"\",\"\",IF(CL557=1,Ynci(CR557,J557,CT557,CV557),YnTr(1,CT557,CQ557,CU557,CV557,J557)))","v":""},{"$f":"IF(CK557=\"\",\"\",IF(CL557=1,Teta1(DI557,CR557),\"-\"))","v":""},{"$f":"IF(CK557=\"\",\"\",IF(CL557=1,AreaCi(CR557,J557),AreaTr(CQ557,CU557,DI557)))","v":""},{"$f":"IF(CK557=\"\",\"\",IF(CL557=1,FrCi(DM557,9.806,DJ557,CR557),FrTr(DM557,9.806,CQ557,CU557,DI557)))","v":""},"",{"$f":"IF(CK557=\"\",\"\",IF(CL557=1,LOOKUP(CP557,'Vmáx(material) - Tab.4.3'!$L$2:$L$11,'Vmáx(material) - Tab.4.3'!$M$2:$M$11),LOOKUP(CP557,'Vmáx(material) - Tab.4.3'!$L$15,'Vmáx(material) - Tab.4.3'!$M$15)))","v":""},{"$f":"IF(CK557=\"\",\"\",VLOOKUP($CO557,'Vmáx(material) - Tab.4.3'!$R$35:$X$41,2))","v":""},{"$f":"IF(CK557=\"\",\"\",VLOOKUP($CO557,'Vmáx(material) - Tab.4.3'!$R$35:$X$41,3))","v":""},{"$f":"IF(CK557=\"\",\"\",VLOOKUP($CO557,'Vmáx(material) - Tab.4.3'!$R$35:$X$41,4))","v":""},{"$f":"IF(CK557=\"\",\"\",VLOOKUP($CO557,'Vmáx(material) - Tab.4.3'!$R$35:$X$41,5))","v":""},{"$f":"IF(CK557=\"\",\"\",VLOOKUP($CO557,'Vmáx(material) - Tab.4.3'!$R$35:$X$41,6))","v":""},{"$f":"IF(CK557=\"\",\"\",IF(CK557=\"\",\"\",VLOOKUP(CO557,'Vmáx(material) - Tab.4.3'!$R$35:$X$41,7)))","v":""},{"$f":"IF(CK557=\"\",\"\",IF(CL557=1,FCi(J557,CR557),FTr(J557,CQ557,CR557)))","v":""},"",{"$f":"IF(CK557=\"\",\"\",Hw(DO557,DP557,DQ557,DR557,DS557,DT557,Z,DU557,CV557,CR557))","v":""},"","","","","",{"$f":"IF(CK557=\"\",\"\",IF(CL557=1,PeriCi(CR557,DI557),PeriTr(CQ557,CU557,DI557)))","v":""},{"$f":"IF(CK557=\"\",\"\",IF(CL557=1,AreaCi(CR557,DI557),AreaTr(CQ557,CU557,DI557)))","v":""},{"$f":"IF(CK557=\"\",\"\",RhCi(DK557,EC557))","v":""},"",{"$f":"IF(CK557=\"\",\"\",hf(CS557,J557,CT557,DK557,EE557))","v":""},{"$f":"IF(CK557=\"\",\"\",LOOKUP(CW557,Tab.4.5!$J$6:$J$27,Tab.4.5!$L$6:$L$27))","v":""},{"$f":"IF(CK557=\"\",\"\",He(EH557,DM557))","v":""},{"$f":"IF(CK557=\"\",\"\",Hs(DM557))","v":""},{"$f":"IF(CK557=\"\",\"\",Hm(EB557,EG557,EI557,EJ557,CS557,CV557))","v":""},"","","","","","","K45+-45000 () ",{"$f":"IF(B557=\"Existe.\",IF(AE557=1,CONCATENATE(#REF!,AK557,\" m.\"),CONCATENATE(#REF!,AJ557,\" m x \",AK557,\" m.\")),IF(CL557=1,CONCATENATE(#REF!,CR557,\" m.\"),CONCATENATE(#REF!,CQ557,\" m x \",CR557,\" m.\")))","v":{"$error":"#REF!"}},"Concreto, L =  m, S = 0 %.","Cota clave eje= 0 msnm.",null,null,null,"","","","","",{"$f":"IF(EV557=\"\",\"\",VLOOKUP(EY557,'Estructura escalonada'!$D$3:$H$953,2))","v":""},"","","","","",""]
[null,null,null,null,null,null,null,null,null,null,null,0,null,0,null,null,null,null,null,null,{"$f":"IF(K559=\"No\",\"\",IF(O559=\"\",YcCi(P559,N559),YcTr(N559,O559,S559)))","v":{"$error":"#VALUE!"}},{"$f":"IF(K559=\"No\",\"\",IF(O559=\"\",Teta1(U559,P559),\"-\"))","v":{"$error":"#VALUE!"}},{"$error":"#VALUE!"},{"$error":"#VALUE!"},{"$f":"IF(K559=\"No\",\"\",IF(O559=\"\",Ynci(P559,N559,R559,T559),YnTr(1,R559,O559,S559,T559,N559)))","v":{"$error":"#VALUE!"}},{"$f":"IF(K559=\"No\",\"\",IF(O559=\"\",Teta1(Y559,P559),\"-\"))","v":{"$error":"#VALUE!"}},{"$f":"IF(K559=\"No\",\"\",IF(O559=\"\",AreaCi(P559,Y559),AreaTr(O559,S559,Y559)))","v":{"$error":"#VALUE!"}},{"$f":"IF(K559=\"No\",\"\",IF(O559=\"\",FrCi(AC559,9.806,Z559,P559),FrTr(AC559,9.806,O559,S559,Y559)))","v":{"$error":"#VALUE!"}},{"$error":"#VALUE!"},null,null,null,null,null,null,null,null,null,null,null,null,null,null,null,0,0,"","","",{"$f":"IF(AD559=\"\",\"\",IF(AE559=1,YcCi(AK559,J559),YcTr(J559,AJ559,AN559)))","v":""},{"$f":"IF(AD559=\"\",\"\",IF(AE559=1,Teta1(AX559,AK559),\"-\"))","v":""},{"$f":"IF(AD559=\"\",\"\",IF(AE559=1,AreaCi(AK559,AX559),AreaTr(AJ559,AN559,AX559)))","v":""},"",{"$f":"IF(AD559=\"\",\"\",IF(AE559=1,Ynci(AK559,J559,AM559,AO559),YnTr(1,AM559,AJ559,AN559,AO559,J559)))","v":""},{"$f":"IF(AD559=\"\",\"\",IF(AE559=1,Teta1(BB559,AK559),\"-\"))","v":""},{"$f":"IF(AD559=\"\",\"\",IF(AE559=1,AreaCi(AK559,BB559),AreaTr(AJ559,AN559,BB559)))","v":""},{"$f":"IF(AD559=\"\",\"\",IF(AE559=1,FrCi(BF559,9.806,BC559,AK559),FrTr(BF559,9.806,AJ559,AN559,BB559)))","v":""},"",{"$f":"IF(AD559=\"\",\"\",IF(AE559=1,LOOKUP(AI559,'Vmáx(material) - Tab.4.3'!$L$2:$L$11,'Vmáx(material) - Tab.4.3'!$M$2:$M$11),LOOKUP(AI559,'Vmáx(material) - Tab.4.3'!$L$15,'Vmáx(material) - Tab.4.3'!$M$15)))","v":""},{"$f":"IF(AD559=\"\",\"\",VLOOKUP($AH559,'Vmáx(material) - Tab.4.3'!$R$35:$X$41,2))","v":""},{"$f":"IF(AD559=\"\",\"\",VLOOKUP($AH559,'Vmáx(material) - Tab.4.3'!$R$35:$X$41,3))","v":""},{"$f":"IF(AD559=\"\",\"\",VLOOKUP($AH559,'Vmáx(material) - Tab.4.3'!$R$35:$X$41,4))","v":""},{"$f":"IF(AD559=\"\",\"\",VLOOKUP($AH559,'Vmáx(material) - Tab.4.3'!$R$35:$X$41,5))","v":""},{"$f":"IF(AD559=\"\",\"\",VLOOKUP($AH559,'Vmáx(material) - Tab.4.3'!$R$35:$X$41,6))","v":""},{"$f":"IF(AD559=\"\",\"\",IF(AD559=\"\",\"\",VLOOKUP($AH559,'Vmáx(material) - Tab.4.3'!$R$35:$X$41,7)))","v":""},{"$f":"IF(AD559=\"\",\"\",IF(AE559=1,FCi(J559,AK559),FTr(J559,AJ559,AK559)))","v":""},"",{"$f":"IF(AD559=\"\",\"\",Hw(BH559,BI559,BJ559,BK559,BL559,BM559,Z,BN559,AO559,AK559))","v":""},"","","","",{"$f":"IF(AD559=\"\",\"\",ho(BT559,AK559,AX559))","v":""},{"$f":"IF(AD559=\"\",\"\",IF(AE559=1,PeriCi(AK559,BB559),PeriTr(AJ559,AN559,BB559)))","v":""},{"$f":"IF(AD559=\"\",\"\",IF(AE559=1,AreaCi(AK559,BB559),AreaTr(AJ559,AN559,BB559)))","v":""},{"$f":"IF(AD559=\"\",\"\",RhCi(BW559,BV559))","v":""},"",{"$f":"IF(AD559=\"\",\"\",hf(AL559,J559,AM559,BW559,BX559))","v":""},{"$f":"IF(AD559=\"\",\"\",LOOKUP(AP559,Tab.4.5!$J$6:$J$27,Tab.4.5!$L$6:$L$27))","v":""},{"$f":"IF(AD559=\"\",\"\",He(CA559,BY559))","v":""},{"$f":"IF(AD559=\"\",\"\",Hs(BY559))","v":""},{"$f":"IF(AD559=\"\",\"\",Hm(BU559,BZ559,CB559,CC559,AL559,AO559))","v":""},"","","","","","",null,null,null,null,null,null,null,null,null,null,null,null,null,null,null,0,0,0,0,0,{"$f":"IF(CK559=\"\",\"\",IF(CL559=1,YcCi(CR559,J559),YcTr(J559,CQ559,CU559)))","v":""},{"$f":"IF(CK559=\"\",\"\",IF(CL559=1,Teta1(DE559,CR559),\"-\"))","v":""},"","",{"$f":"IF(CK559=\"\",\"\",IF(CL559=1,Ynci(CR559,J559,CT559,CV559),YnTr(1,CT559,CQ559,CU559,CV559,J559)))","v":""},{"$f":"IF(CK559=\"\",\"\",IF(CL559=1,Teta1(DI559,CR559),\"-\"))","v":""},{"$f":"IF(CK559=\"\",\"\",IF(CL559=1,AreaCi(CR559,J559),AreaTr(CQ559,CU559,DI559)))","v":""},{"$f":"IF(CK559=\"\",\"\",IF(CL559=1,FrCi(DM559,9.806,DJ559,CR559),FrTr(DM559,9.806,CQ559,CU559,DI559)))","v":""},"",{"$f":"IF(CK559=\"\",\"\",IF(CL559=1,LOOKUP(CP559,'Vmáx(material) - Tab.4.3'!$L$2:$L$11,'Vmáx(material) - Tab.4.3'!$M$2:$M$11),LOOKUP(CP559,'Vmáx(material) - Tab.4.3'!$L$15,'Vmáx(material) - Tab.4.3'!$M$15)))","v":""},{"$f":"IF(CK559=\"\",\"\",VLOOKUP($CO559,'Vmáx(material) - Tab.4.3'!$R$35:$X$41,2))","v":""},{"$f":"IF(CK559=\"\",\"\",VLOOKUP($CO559,'Vmáx(material) - Tab.4.3'!$R$35:$X$41,3))","v":""},{"$f":"IF(CK559=\"\",\"\",VLOOKUP($CO559,'Vmáx(material) - Tab.4.3'!$R$35:$X$41,4))","v":""},{"$f":"IF(CK559=\"\",\"\",VLOOKUP($CO559,'Vmáx(material) - Tab.4.3'!$R$35:$X$41,5))","v":""},{"$f":"IF(CK559=\"\",\"\",VLOOKUP($CO559,'Vmáx(material) - Tab.4.3'!$R$35:$X$41,6))","v":""},{"$f":"IF(CK559=\"\",\"\",IF(CK559=\"\",\"\",VLOOKUP(CO559,'Vmáx(material) - Tab.4.3'!$R$35:$X$41,7)))","v":""},{"$f":"IF(CK559=\"\",\"\",IF(CL559=1,FCi(J559,CR559),FTr(J559,CQ559,CR559)))","v":""},"",{"$f":"IF(CK559=\"\",\"\",Hw(DO559,DP559,DQ559,DR559,DS559,DT559,Z,DU559,CV559,CR559))","v":""},"","","","","",{"$f":"IF(CK559=\"\",\"\",IF(CL559=1,PeriCi(CR559,DI559),PeriTr(CQ559,CU559,DI559)))","v":""},{"$f":"IF(CK559=\"\",\"\",IF(CL559=1,AreaCi(CR559,DI559),AreaTr(CQ559,CU559,DI559)))","v":""},{"$f":"IF(CK559=\"\",\"\",RhCi(DK559,EC559))","v":""},"",{"$f":"IF(CK559=\"\",\"\",hf(CS559,J559,CT559,DK559,EE559))","v":""},{"$f":"IF(CK559=\"\",\"\",LOOKUP(CW559,Tab.4.5!$J$6:$J$27,Tab.4.5!$L$6:$L$27))","v":""},{"$f":"IF(CK559=\"\",\"\",He(EH559,DM559))","v":""},{"$f":"IF(CK559=\"\",\"\",Hs(DM559))","v":""},{"$f":"IF(CK559=\"\",\"\",Hm(EB559,EG559,EI559,EJ559,CS559,CV559))","v":""},"","","","","","","K45+-45000 () ",{"$f":"IF(B559=\"Existe.\",IF(AE559=1,CONCATENATE(#REF!,AK559,\" m.\"),CONCATENATE(#REF!,AJ559,\" m x \",AK559,\" m.\")),IF(CL559=1,CONCATENATE(#REF!,CR559,\" m.\"),CONCATENATE(#REF!,CQ559,\" m x \",CR559,\" m.\")))","v":{"$error":"#REF!"}},"Concreto, L =  m, S = 0 %.","Cota clave eje= 0 msnm.",null,null,null,"","","","","",{"$f":"IF(EV559=\"\",\"\",VLOOKUP(EY559,'Estructura escalonada'!$D$3:$H$953,2))","v":""},"","","","","",""]
[null,null,null,null,null,null,null,null,null,null,null,0,null,0,null,null,null,null,null,null,{"$f":"IF(K562=\"No\",\"\",IF(O562=\"\",YcCi(P562,N562),YcTr(N562,O562,S562)))","v":{"$error":"#VALUE!"}},{"$f":"IF(K562=\"No\",\"\",IF(O562=\"\",Teta1(U562,P562),\"-\"))","v":{"$error":"#VALUE!"}},{"$error":"#VALUE!"},{"$error":"#VALUE!"},{"$f":"IF(K562=\"No\",\"\",IF(O562=\"\",Ynci(P562,N562,R562,T562),YnTr(1,R562,O562,S562,T562,N562)))","v":{"$error":"#VALUE!"}},{"$f":"IF(K562=\"No\",\"\",IF(O562=\"\",Teta1(Y562,P562),\"-\"))","v":{"$error":"#VALUE!"}},{"$f":"IF(K562=\"No\",\"\",IF(O562=\"\",AreaCi(P562,Y562),AreaTr(O562,S562,Y562)))","v":{"$error":"#VALUE!"}},{"$f":"IF(K562=\"No\",\"\",IF(O562=\"\",FrCi(AC562,9.806,Z562,P562),FrTr(AC562,9.806,O562,S562,Y562)))","v":{"$error":"#VALUE!"}},{"$error":"#VALUE!"},null,null,null,null,null,null,null,null,null,null,null,null,null,null,null,0,0,"","","",{"$f":"IF(AD562=\"\",\"\",IF(AE562=1,YcCi(AK562,J562),YcTr(J562,AJ562,AN562)))","v":""},{"$f":"IF(AD562=\"\",\"\",IF(AE562=1,Teta1(AX562,AK562),\"-\"))","v":""},{"$f":"IF(AD562=\"\",\"\",IF(AE562=1,AreaCi(AK562,AX562),AreaTr(AJ562,AN562,AX562)))","v":""},"",{"$f":"IF(AD562=\"\",\"\",IF(AE562=1,Ynci(AK562,J562,AM562,AO562),YnTr(1,AM562,AJ562,AN562,AO562,J562)))","v":""},{"$f":"IF(AD562=\"\",\"\",IF(AE562=1,Teta1(BB562,AK562),\"-\"))","v":""},{"$f":"IF(AD562=\"\",\"\",IF(AE562=1,AreaCi(AK562,BB562),AreaTr(AJ562,AN562,BB562)))","v":""},{"$f":"IF(AD562=\"\",\"\",IF(AE562=1,FrCi(BF562,9.806,BC562,AK562),FrTr(BF562,9.806,AJ562,AN562,BB562)))","v":""},"",{"$f":"IF(AD562=\"\",\"\",IF(AE562=1,LOOKUP(AI562,'Vmáx(material) - Tab.4.3'!$L$2:$L$11,'Vmáx(material) - Tab.4.3'!$M$2:$M$11),LOOKUP(AI562,'Vmáx(material) - Tab.4.3'!$L$15,'Vmáx(material) - Tab.4.3'!$M$15)))","v":""},{"$f":"IF(AD562=\"\",\"\",VLOOKUP($AH562,'Vmáx(material) - Tab.4.3'!$R$35:$X$41,2))","v":""},{"$f":"IF(AD562=\"\",\"\",VLOOKUP($AH562,'Vmáx(material) - Tab.4.3'!$R$35:$X$41,3))","v":""},{"$f":"IF(AD562=\"\",\"\",VLOOKUP($AH562,'Vmáx(material) - Tab.4.3'!$R$35:$X$41,4))","v":""},{"$f":"IF(AD562=\"\",\"\",VLOOKUP($AH562,'Vmáx(material) - Tab.4.3'!$R$35:$X$41,5))","v":""},{"$f":"IF(AD562=\"\",\"\",VLOOKUP($AH562,'Vmáx(material) - Tab.4.3'!$R$35:$X$41,6))","v":""},{"$f":"IF(AD562=\"\",\"\",IF(AD562=\"\",\"\",VLOOKUP($AH562,'Vmáx(material) - Tab.4.3'!$R$35:$X$41,7)))","v":""},{"$f":"IF(AD562=\"\",\"\",IF(AE562=1,FCi(J562,AK562),FTr(J562,AJ562,AK562)))","v":""},"",{"$f":"IF(AD562=\"\",\"\",Hw(BH562,BI562,BJ562,BK562,BL562,BM562,Z,BN562,AO562,AK562))","v":""},"","","","",{"$f":"IF(AD562=\"\",\"\",ho(BT562,AK562,AX562))","v":""},{"$f":"IF(AD562=\"\",\"\",IF(AE562=1,PeriCi(AK562,BB562),PeriTr(AJ562,AN562,BB562)))","v":""},{"$f":"IF(AD562=\"\",\"\",IF(AE562=1,AreaCi(AK562,BB562),AreaTr(AJ562,AN562,BB562)))","v":""},{"$f":"IF(AD562=\"\",\"\",RhCi(BW562,BV562))","v":""},"",{"$f":"IF(AD562=\"\",\"\",hf(AL562,J562,AM562,BW562,BX562))","v":""},{"$f":"IF(AD562=\"\",\"\",LOOKUP(AP562,Tab.4.5!$J$6:$J$27,Tab.4.5!$L$6:$L$27))","v":""},{"$f":"IF(AD562=\"\",\"\",He(CA562,BY562))","v":""},{"$f":"IF(AD562=\"\",\"\",Hs(BY562))","v":""},{"$f":"IF(AD562=\"\",\"\",Hm(BU562,BZ562,CB562,CC562,AL562,AO562))","v":""},"","","","","","",null,null,null,null,null,null,null,null,null,null,null,null,null,null,null,0,0,0,0,0,{"$f":"IF(CK562=\"\",\"\",IF(CL562=1,YcCi(CR562,J562),YcTr(J562,CQ562,CU562)))","v":""},{"$f":"IF(CK562=\"\",\"\",IF(CL562=1,Teta1(DE562,CR562),\"-\"))","v":""},"","",{"$f":"IF(CK562=\"\",\"\",IF(CL562=1,Ynci(CR562,J562,CT562,CV562),YnTr(1,CT562,CQ562,CU562,CV562,J562)))","v":""},{"$f":"IF(CK562=\"\",\"\",IF(CL562=1,Teta1(DI562,CR562),\"-\"))","v":""},{"$f":"IF(CK562=\"\",\"\",IF(CL562=1,AreaCi(CR562,J562),AreaTr(CQ562,CU562,DI562)))","v":""},{"$f":"IF(CK562=\"\",\"\",IF(CL562=1,FrCi(DM562,9.806,DJ562,CR562),FrTr(DM562,9.806,CQ562,CU562,DI562)))","v":""},"",{"$f":"IF(CK562=\"\",\"\",IF(CL562=1,LOOKUP(CP562,'Vmáx(material) - Tab.4.3'!$L$2:$L$11,'Vmáx(material) - Tab.4.3'!$M$2:$M$11),LOOKUP(CP562,'Vmáx(material) - Tab.4.3'!$L$15,'Vmáx(material) - Tab.4.3'!$M$15)))","v":""},{"$f":"IF(CK562=\"\",\"\",VLOOKUP($CO562,'Vmáx(material) - Tab.4.3'!$R$35:$X$41,2))","v":""},{"$f":"IF(CK562=\"\",\"\",VLOOKUP($CO562,'Vmáx(material) - Tab.4.3'!$R$35:$X$41,3))","v":""},{"$f":"IF(CK562=\"\",\"\",VLOOKUP($CO562,'Vmáx(material) - Tab.4.3'!$R$35:$X$41,4))","v":""},{"$f":"IF(CK562=\"\",\"\",VLOOKUP($CO562,'Vmáx(material) - Tab.4.3'!$R$35:$X$41,5))","v":""},{"$f":"IF(CK562=\"\",\"\",VLOOKUP($CO562,'Vmáx(material) - Tab.4.3'!$R$35:$X$41,6))","v":""},{"$f":"IF(CK562=\"\",\"\",IF(CK562=\"\",\"\",VLOOKUP(CO562,'Vmáx(material) - Tab.4.3'!$R$35:$X$41,7)))","v":""},{"$f":"IF(CK562=\"\",\"\",IF(CL562=1,FCi(J562,CR562),FTr(J562,CQ562,CR562)))","v":""},"",{"$f":"IF(CK562=\"\",\"\",Hw(DO562,DP562,DQ562,DR562,DS562,DT562,Z,DU562,CV562,CR562))","v":""},"","","","","",{"$f":"IF(CK562=\"\",\"\",IF(CL562=1,PeriCi(CR562,DI562),PeriTr(CQ562,CU562,DI562)))","v":""},{"$f":"IF(CK562=\"\",\"\",IF(CL562=1,AreaCi(CR562,DI562),AreaTr(CQ562,CU562,DI562)))","v":""},{"$f":"IF(CK562=\"\",\"\",RhCi(DK562,EC562))","v":""},"",{"$f":"IF(CK562=\"\",\"\",hf(CS562,J562,CT562,DK562,EE562))","v":""},{"$f":"IF(CK562=\"\",\"\",LOOKUP(CW562,Tab.4.5!$J$6:$J$27,Tab.4.5!$L$6:$L$27))","v":""},{"$f":"IF(CK562=\"\",\"\",He(EH562,DM562))","v":""},{"$f":"IF(CK562=\"\",\"\",Hs(DM562))","v":""},{"$f":"IF(CK562=\"\",\"\",Hm(EB562,EG562,EI562,EJ562,CS562,CV562))","v":""},"","","","","","","K45+-45000 () ",{"$f":"IF(B562=\"Existe.\",IF(AE562=1,CONCATENATE(#REF!,AK562,\" m.\"),CONCATENATE(#REF!,AJ562,\" m x \",AK562,\" m.\")),IF(CL562=1,CONCATENATE(#REF!,CR562,\" m.\"),CONCATENATE(#REF!,CQ562,\" m x \",CR562,\" m.\")))","v":{"$error":"#REF!"}},"Concreto, L =  m, S = 0 %.","Cota clave eje= 0 msnm.",null,null,null,"","","","","",{"$f":"IF(EV562=\"\",\"\",VLOOKUP(EY562,'Estructura escalonada'!$D$3:$H$953,2))","v":""},"","","","","",""]
[null,null,null,null,null,null,null,null,null,null,null,0,null,0,null,null,null,null,null,null,{"$f":"IF(K566=\"No\",\"\",IF(O566=\"\",YcCi(P566,N566),YcTr(N566,O566,S566)))","v":{"$error":"#VALUE!"}},{"$f":"IF(K566=\"No\",\"\",IF(O566=\"\",Teta1(U566,P566),\"-\"))","v":{"$error":"#VALUE!"}},{"$error":"#VALUE!"},{"$error":"#VALUE!"},{"$f":"IF(K566=\"No\",\"\",IF(O566=\"\",Ynci(P566,N566,R566,T566),YnTr(1,R566,O566,S566,T566,N566)))","v":{"$error":"#VALUE!"}},{"$f":"IF(K566=\"No\",\"\",IF(O566=\"\",Teta1(Y566,P566),\"-\"))","v":{"$error":"#VALUE!"}},{"$f":"IF(K566=\"No\",\"\",IF(O566=\"\",AreaCi(P566,Y566),AreaTr(O566,S566,Y566)))","v":{"$error":"#VALUE!"}},{"$f":"IF(K566=\"No\",\"\",IF(O566=\"\",FrCi(AC566,9.806,Z566,P566),FrTr(AC566,9.806,O566,S566,Y566)))","v":{"$error":"#VALUE!"}},{"$error":"#VALUE!"},null,null,null,null,null,null,null,null,null,null,null,null,null,null,null,0,0,"","","",{"$f":"IF(AD566=\"\",\"\",IF(AE566=1,YcCi(AK566,J566),YcTr(J566,AJ566,AN566)))","v":""},{"$f":"IF(AD566=\"\",\"\",IF(AE566=1,Teta1(AX566,AK566),\"-\"))","v":""},{"$f":"IF(AD566=\"\",\"\",IF(AE566=1,AreaCi(AK566,AX566),AreaTr(AJ566,AN566,AX566)))","v":""},"",{"$f":"IF(AD566=\"\",\"\",IF(AE566=1,Ynci(AK566,J566,AM566,AO566),YnTr(1,AM566,AJ566,AN566,AO566,J566)))","v":""},{"$f":"IF(AD566=\"\",\"\",IF(AE566=1,Teta1(BB566,AK566),\"-\"))","v":""},{"$f":"IF(AD566=\"\",\"\",IF(AE566=1,AreaCi(AK566,BB566),AreaTr(AJ566,AN566,BB566)))","v":""},{"$f":"IF(AD566=\"\",\"\",IF(AE566=1,FrCi(BF566,9.806,BC566,AK566),FrTr(BF566,9.806,AJ566,AN566,BB566)))","v":""},"",{"$f":"IF(AD566=\"\",\"\",IF(AE566=1,LOOKUP(AI566,'Vmáx(material) - Tab.4.3'!$L$2:$L$11,'Vmáx(material) - Tab.4.3'!$M$2:$M$11),LOOKUP(AI566,'Vmáx(material) - Tab.4.3'!$L$15,'Vmáx(material) - Tab.4.3'!$M$15)))","v":""},{"$f":"IF(AD566=\"\",\"\",VLOOKUP($AH566,'Vmáx(material) - Tab.4.3'!$R$35:$X$41,2))","v":""},{"$f":"IF(AD566=\"\",\"\",VLOOKUP($AH566,'Vmáx(material) - Tab.4.3'!$R$35:$X$41,3))","v":""},{"$f":"IF(AD566=\"\",\"\",VLOOKUP($AH566,'Vmáx(material) - Tab.4.3'!$R$35:$X$41,4))","v":""},{"$f":"IF(AD566=\"\",\"\",VLOOKUP($AH566,'Vmáx(material) - Tab.4.3'!$R$35:$X$41,5))","v":""},{"$f":"IF(AD566=\"\",\"\",VLOOKUP($AH566,'Vmáx(material) - Tab.4.3'!$R$35:$X$41,6))","v":""},{"$f":"IF(AD566=\"\",\"\",IF(AD566=\"\",\"\",VLOOKUP($AH566,'Vmáx(material) - Tab.4.3'!$R$35:$X$41,7)))","v":""},{"$f":"IF(AD566=\"\",\"\",IF(AE566=1,FCi(J566,AK566),FTr(J566,AJ566,AK566)))","v":""},"",{"$f":"IF(AD566=\"\",\"\",Hw(BH566,BI566,BJ566,BK566,BL566,BM566,Z,BN566,AO566,AK566))","v":""},"","","","",{"$f":"IF(AD566=\"\",\"\",ho(BT566,AK566,AX566))","v":""},{"$f":"IF(AD566=\"\",\"\",IF(AE566=1,PeriCi(AK566,BB566),PeriTr(AJ566,AN566,BB566)))","v":""},{"$f":"IF(AD566=\"\",\"\",IF(AE566=1,AreaCi(AK566,BB566),AreaTr(AJ566,AN566,BB566)))","v":""},{"$f":"IF(AD566=\"\",\"\",RhCi(BW566,BV566))","v":""},"",{"$f":"IF(AD566=\"\",\"\",hf(AL566,J566,AM566,BW566,BX566))","v":""},{"$f":"IF(AD566=\"\",\"\",LOOKUP(AP566,Tab.4.5!$J$6:$J$27,Tab.4.5!$L$6:$L$27))","v":""},{"$f":"IF(AD566=\"\",\"\",He(CA566,BY566))","v":""},{"$f":"IF(AD566=\"\",\"\",Hs(BY566))","v":""},{"$f":"IF(AD566=\"\",\"\",Hm(BU566,BZ566,CB566,CC566,AL566,AO566))","v":""},"","","","","","",null,null,null,null,null,null,null,null,null,null,null,null,null,null,null,0,0,0,0,0,{"$f":"IF(CK566=\"\",\"\",IF(CL566=1,YcCi(CR566,J566),YcTr(J566,CQ566,CU566)))","v":""},{"$f":"IF(CK566=\"\",\"\",IF(CL566=1,Teta1(DE566,CR566),\"-\"))","v":""},"","",{"$f":"IF(CK566=\"\",\"\",IF(CL566=1,Ynci(CR566,J566,CT566,CV566),YnTr(1,CT566,CQ566,CU566,CV566,J566)))","v":""},{"$f":"IF(CK566=\"\",\"\",IF(CL566=1,Teta1(DI566,CR566),\"-\"))","v":""},{"$f":"IF(CK566=\"\",\"\",IF(CL566=1,AreaCi(CR566,J566),AreaTr(CQ566,CU566,DI566)))","v":""},{"$f":"IF(CK566=\"\",\"\",IF(CL566=1,FrCi(DM566,9.806,DJ566,CR566),FrTr(DM566,9.806,CQ566,CU566,DI566)))","v":""},"",{"$f":"IF(CK566=\"\",\"\",IF(CL566=1,LOOKUP(CP566,'Vmáx(material) - Tab.4.3'!$L$2:$L$11,'Vmáx(material) - Tab.4.3'!$M$2:$M$11),LOOKUP(CP566,'Vmáx(material) - Tab.4.3'!$L$15,'Vmáx(material) - Tab.4.3'!$M$15)))","v":""},{"$f":"IF(CK566=\"\",\"\",VLOOKUP($CO566,'Vmáx(material) - Tab.4.3'!$R$35:$X$41,2))","v":""},{"$f":"IF(CK566=\"\",\"\",VLOOKUP($CO566,'Vmáx(material) - Tab.4.3'!$R$35:$X$41,3))","v":""},{"$f":"IF(CK566=\"\",\"\",VLOOKUP($CO566,'Vmáx(material) - Tab.4.3'!$R$35:$X$41,4))","v":""},{"$f":"IF(CK566=\"\",\"\",VLOOKUP($CO566,'Vmáx(material) - Tab.4.3'!$R$35:$X$41,5))","v":""},{"$f":"IF(CK566=\"\",\"\",VLOOKUP($CO566,'Vmáx(material) - Tab.4.3'!$R$35:$X$41,6))","v":""},{"$f":"IF(CK566=\"\",\"\",IF(CK566=\"\",\"\",VLOOKUP(CO566,'Vmáx(material) - Tab.4.3'!$R$35:$X$41,7)))","v":""},{"$f":"IF(CK566=\"\",\"\",IF(CL566=1,FCi(J566,CR566),FTr(J566,CQ566,CR566)))","v":""},"",{"$f":"IF(CK566=\"\",\"\",Hw(DO566,DP566,DQ566,DR566,DS566,DT566,Z,DU566,CV566,CR566))","v":""},"","","","","",{"$f":"IF(CK566=\"\",\"\",IF(CL566=1,PeriCi(CR566,DI566),PeriTr(CQ566,CU566,DI566)))","v":""},{"$f":"IF(CK566=\"\",\"\",IF(CL566=1,AreaCi(CR566,DI566),AreaTr(CQ566,CU566,DI566)))","v":""},{"$f":"IF(CK566=\"\",\"\",RhCi(DK566,EC566))","v":""},"",{"$f":"IF(CK566=\"\",\"\",hf(CS566,J566,CT566,DK566,EE566))","v":""},{"$f":"IF(CK566=\"\",\"\",LOOKUP(CW566,Tab.4.5!$J$6:$J$27,Tab.4.5!$L$6:$L$27))","v":""},{"$f":"IF(CK566=\"\",\"\",He(EH566,DM566))","v":""},{"$f":"IF(CK566=\"\",\"\",Hs(DM566))","v":""},{"$f":"IF(CK566=\"\",\"\",Hm(EB566,EG566,EI566,EJ566,CS566,CV566))","v":""},"","","","","","","K45+-45000 () ",{"$f":"IF(B566=\"Existe.\",IF(AE566=1,CONCATENATE(#REF!,AK566,\" m.\"),CONCATENATE(#REF!,AJ566,\" m x \",AK566,\" m.\")),IF(CL566=1,CONCATENATE(#REF!,CR566,\" m.\"),CONCATENATE(#REF!,CQ566,\" m x \",CR566,\" m.\")))","v":{"$error":"#REF!"}},"Concreto, L =  m, S = 0 %.","Cota clave eje= 0 msnm.",null,null,null,"","","","","",{"$f":"IF(EV566=\"\",\"\",VLOOKUP(EY566,'Estructura escalonada'!$D$3:$H$953,2))","v":""},"","","","","",""]
[null,null,null,null,null,null,null,null,null,null,null,0,null,0,null,null,null,null,null,null,{"$f":"IF(K569=\"No\",\"\",IF(O569=\"\",YcCi(P569,N569),YcTr(N569,O569,S569)))","v":{"$error":"#VALUE!"}},{"$f":"IF(K569=\"No\",\"\",IF(O569=\"\",Teta1(U569,P569),\"-\"))","v":{"$error":"#VALUE!"}},{"$error":"#VALUE!"},{"$error":"#VALUE!"},{"$f":"IF(K569=\"No\",\"\",IF(O569=\"\",Ynci(P569,N569,R569,T569),YnTr(1,R569,O569,S569,T569,N569)))","v":{"$error":"#VALUE!"}},{"$f":"IF(K569=\"No\",\"\",IF(O569=\"\",Teta1(Y569,P569),\"-\"))","v":{"$error":"#VALUE!"}},{"$f":"IF(K569=\"No\",\"\",IF(O569=\"\",AreaCi(P569,Y569),AreaTr(O569,S569,Y569)))","v":{"$error":"#VALUE!"}},{"$f":"IF(K569=\"No\",\"\",IF(O569=\"\",FrCi(AC569,9.806,Z569,P569),FrTr(AC569,9.806,O569,S569,Y569)))","v":{"$error":"#VALUE!"}},{"$error":"#VALUE!"},null,null,null,null,null,null,null,null,null,null,null,null,null,null,null,0,0,"","","",{"$f":"IF(AD569=\"\",\"\",IF(AE569=1,YcCi(AK569,J569),YcTr(J569,AJ569,AN569)))","v":""},{"$f":"IF(AD569=\"\",\"\",IF(AE569=1,Teta1(AX569,AK569),\"-\"))","v":""},{"$f":"IF(AD569=\"\",\"\",IF(AE569=1,AreaCi(AK569,AX569),AreaTr(AJ569,AN569,AX569)))","v":""},"",{"$f":"IF(AD569=\"\",\"\",IF(AE569=1,Ynci(AK569,J569,AM569,AO569),YnTr(1,AM569,AJ569,AN569,AO569,J569)))","v":""},{"$f":"IF(AD569=\"\",\"\",IF(AE569=1,Teta1(BB569,AK569),\"-\"))","v":""},{"$f":"IF(AD569=\"\",\"\",IF(AE569=1,AreaCi(AK569,BB569),AreaTr(AJ569,AN569,BB569)))","v":""},{"$f":"IF(AD569=\"\",\"\",IF(AE569=1,FrCi(BF569,9.806,BC569,AK569),FrTr(BF569,9.806,AJ569,AN569,BB569)))","v":""},"",{"$f":"IF(AD569=\"\",\"\",IF(AE569=1,LOOKUP(AI569,'Vmáx(material) - Tab.4.3'!$L$2:$L$11,'Vmáx(material) - Tab.4.3'!$M$2:$M$11),LOOKUP(AI569,'Vmáx(material) - Tab.4.3'!$L$15,'Vmáx(material) - Tab.4.3'!$M$15)))","v":""},{"$f":"IF(AD569=\"\",\"\",VLOOKUP($AH569,'Vmáx(material) - Tab.4.3'!$R$35:$X$41,2))","v":""},{"$f":"IF(AD569=\"\",\"\",VLOOKUP($AH569,'Vmáx(material) - Tab.4.3'!$R$35:$X$41,3))","v":""},{"$f":"IF(AD569=\"\",\"\",VLOOKUP($AH569,'Vmáx(material) - Tab.4.3'!$R$35:$X$41,4))","v":""},{"$f":"IF(AD569=\"\",\"\",VLOOKUP($AH569,'Vmáx(material) - Tab.4.3'!$R$35:$X$41,5))","v":""},{"$f":"IF(AD569=\"\",\"\",VLOOKUP($AH569,'Vmáx(material) - Tab.4.3'!$R$35:$X$41,6))","v":""},{"$f":"IF(AD569=\"\",\"\",IF(AD569=\"\",\"\",VLOOKUP($AH569,'Vmáx(material) - Tab.4.3'!$R$35:$X$41,7)))","v":""},{"$f":"IF(AD569=\"\",\"\",IF(AE569=1,FCi(J569,AK569),FTr(J569,AJ569,AK569)))","v":""},"",{"$f":"IF(AD569=\"\",\"\",Hw(BH569,BI569,BJ569,BK569,BL569,BM569,Z,BN569,AO569,AK569))","v":""},"","","","",{"$f":"IF(AD569=\"\",\"\",ho(BT569,AK569,AX569))","v":""},{"$f":"IF(AD569=\"\",\"\",IF(AE569=1,PeriCi(AK569,BB569),PeriTr(AJ569,AN569,BB569)))","v":""},{"$f":"IF(AD569=\"\",\"\",IF(AE569=1,AreaCi(AK569,BB569),AreaTr(AJ569,AN569,BB569)))","v":""},{"$f":"IF(AD569=\"\",\"\",RhCi(BW569,BV569))","v":""},"",{"$f":"IF(AD569=\"\",\"\",hf(AL569,J569,AM569,BW569,BX569))","v":""},{"$f":"IF(AD569=\"\",\"\",LOOKUP(AP569,Tab.4.5!$J$6:$J$27,Tab.4.5!$L$6:$L$27))","v":""},{"$f":"IF(AD569=\"\",\"\",He(CA569,BY569))","v":""},{"$f":"IF(AD569=\"\",\"\",Hs(BY569))","v":""},{"$f":"IF(AD569=\"\",\"\",Hm(BU569,BZ569,CB569,CC569,AL569,AO569))","v":""},"","","","","","",null,null,null,null,null,null,null,null,null,null,null,null,null,null,null,0,0,0,0,0,{"$f":"IF(CK569=\"\",\"\",IF(CL569=1,YcCi(CR569,J569),YcTr(J569,CQ569,CU569)))","v":""},{"$f":"IF(CK569=\"\",\"\",IF(CL569=1,Teta1(DE569,CR569),\"-\"))","v":""},"","",{"$f":"IF(CK569=\"\",\"\",IF(CL569=1,Ynci(CR569,J569,CT569,CV569),YnTr(1,CT569,CQ569,CU569,CV569,J569)))","v":""},{"$f":"IF(CK569=\"\",\"\",IF(CL569=1,Teta1(DI569,CR569),\"-\"))","v":""},{"$f":"IF(CK569=\"\",\"\",IF(CL569=1,AreaCi(CR569,J569),AreaTr(CQ569,CU569,DI569)))","v":""},{"$f":"IF(CK569=\"\",\"\",IF(CL569=1,FrCi(DM569,9.806,DJ569,CR569),FrTr(DM569,9.806,CQ569,CU569,DI569)))","v":""},"",{"$f":"IF(CK569=\"\",\"\",IF(CL569=1,LOOKUP(CP569,'Vmáx(material) - Tab.4.3'!$L$2:$L$11,'Vmáx(material) - Tab.4.3'!$M$2:$M$11),LOOKUP(CP569,'Vmáx(material) - Tab.4.3'!$L$15,'Vmáx(material) - Tab.4.3'!$M$15)))","v":""},{"$f":"IF(CK569=\"\",\"\",VLOOKUP($CO569,'Vmáx(material) - Tab.4.3'!$R$35:$X$41,2))","v":""},{"$f":"IF(CK569=\"\",\"\",VLOOKUP($CO569,'Vmáx(material) - Tab.4.3'!$R$35:$X$41,3))","v":""},{"$f":"IF(CK569=\"\",\"\",VLOOKUP($CO569,'Vmáx(material) - Tab.4.3'!$R$35:$X$41,4))","v":""},{"$f":"IF(CK569=\"\",\"\",VLOOKUP($CO569,'Vmáx(material) - Tab.4.3'!$R$35:$X$41,5))","v":""},{"$f":"IF(CK569=\"\",\"\",VLOOKUP($CO569,'Vmáx(material) - Tab.4.3'!$R$35:$X$41,6))","v":""},{"$f":"IF(CK569=\"\",\"\",IF(CK569=\"\",\"\",VLOOKUP(CO569,'Vmáx(material) - Tab.4.3'!$R$35:$X$41,7)))","v":""},{"$f":"IF(CK569=\"\",\"\",IF(CL569=1,FCi(J569,CR569),FTr(J569,CQ569,CR569)))","v":""},"",{"$f":"IF(CK569=\"\",\"\",Hw(DO569,DP569,DQ569,DR569,DS569,DT569,Z,DU569,CV569,CR569))","v":""},"","","","","",{"$f":"IF(CK569=\"\",\"\",IF(CL569=1,PeriCi(CR569,DI569),PeriTr(CQ569,CU569,DI569)))","v":""},{"$f":"IF(CK569=\"\",\"\",IF(CL569=1,AreaCi(CR569,DI569),AreaTr(CQ569,CU569,DI569)))","v":""},{"$f":"IF(CK569=\"\",\"\",RhCi(DK569,EC569))","v":""},"",{"$f":"IF(CK569=\"\",\"\",hf(CS569,J569,CT569,DK569,EE569))","v":""},{"$f":"IF(CK569=\"\",\"\",LOOKUP(CW569,Tab.4.5!$J$6:$J$27,Tab.4.5!$L$6:$L$27))","v":""},{"$f":"IF(CK569=\"\",\"\",He(EH569,DM569))","v":""},{"$f":"IF(CK569=\"\",\"\",Hs(DM569))","v":""},{"$f":"IF(CK569=\"\",\"\",Hm(EB569,EG569,EI569,EJ569,CS569,CV569))","v":""},"","","","","","","K45+-45000 () ",{"$f":"IF(B569=\"Existe.\",IF(AE569=1,CONCATENATE(#REF!,AK569,\" m.\"),CONCATENATE(#REF!,AJ569,\" m x \",AK569,\" m.\")),IF(CL569=1,CONCATENATE(#REF!,CR569,\" m.\"),CONCATENATE(#REF!,CQ569,\" m x \",CR569,\" m.\")))","v":{"$error":"#REF!"}},"Concreto, L =  m, S = 0 %.","Cota clave eje= 0 msnm.",null,null,null,"","","","","",{"$f":"IF(EV569=\"\",\"\",VLOOKUP(EY569,'Estructura escalonada'!$D$3:$H$953,2))","v":""},"","","","","",""]
[null,null,null,null,null,null,null,null,null,null,null,0,null,0,null,null,null,null,null,null,{"$f":"IF(K572=\"No\",\"\",IF(O572=\"\",YcCi(P572,N572),YcTr(N572,O572,S572)))","v":{"$error":"#VALUE!"}},{"$f":"IF(K572=\"No\",\"\",IF(O572=\"\",Teta1(U572,P572),\"-\"))","v":{"$error":"#VALUE!"}},{"$error":"#VALUE!"},{"$error":"#VALUE!"},{"$f":"IF(K572=\"No\",\"\",IF(O572=\"\",Ynci(P572,N572,R572,T572),YnTr(1,R572,O572,S572,T572,N572)))","v":{"$error":"#VALUE!"}},{"$f":"IF(K572=\"No\",\"\",IF(O572=\"\",Teta1(Y572,P572),\"-\"))","v":{"$error":"#VALUE!"}},{"$f":"IF(K572=\"No\",\"\",IF(O572=\"\",AreaCi(P572,Y572),AreaTr(O572,S572,Y572)))","v":{"$error":"#VALUE!"}},{"$f":"IF(K572=\"No\",\"\",IF(O572=\"\",FrCi(AC572,9.806,Z572,P572),FrTr(AC572,9.806,O572,S572,Y572)))","v":{"$error":"#VALUE!"}},{"$error":"#VALUE!"},null,null,null,null,null,null,null,null,null,null,null,null,null,null,null,0,0,"","","",{"$f":"IF(AD572=\"\",\"\",IF(AE572=1,YcCi(AK572,J572),YcTr(J572,AJ572,AN572)))","v":""},{"$f":"IF(AD572=\"\",\"\",IF(AE572=1,Teta1(AX572,AK572),\"-\"))","v":""},{"$f":"IF(AD572=\"\",\"\",IF(AE572=1,AreaCi(AK572,AX572),AreaTr(AJ572,AN572,AX572)))","v":""},"",{"$f":"IF(AD572=\"\",\"\",IF(AE572=1,Ynci(AK572,J572,AM572,AO572),YnTr(1,AM572,AJ572,AN572,AO572,J572)))","v":""},{"$f":"IF(AD572=\"\",\"\",IF(AE572=1,Teta1(BB572,AK572),\"-\"))","v":""},{"$f":"IF(AD572=\"\",\"\",IF(AE572=1,AreaCi(AK572,BB572),AreaTr(AJ572,AN572,BB572)))","v":""},{"$f":"IF(AD572=\"\",\"\",IF(AE572=1,FrCi(BF572,9.806,BC572,AK572),FrTr(BF572,9.806,AJ572,AN572,BB572)))","v":""},"",{"$f":"IF(AD572=\"\",\"\",IF(AE572=1,LOOKUP(AI572,'Vmáx(material) - Tab.4.3'!$L$2:$L$11,'Vmáx(material) - Tab.4.3'!$M$2:$M$11),LOOKUP(AI572,'Vmáx(material) - Tab.4.3'!$L$15,'Vmáx(material) - Tab.4.3'!$M$15)))","v":""},{"$f":"IF(AD572=\"\",\"\",VLOOKUP($AH572,'Vmáx(material) - Tab.4.3'!$R$35:$X$41,2))","v":""},{"$f":"IF(AD572=\"\",\"\",VLOOKUP($AH572,'Vmáx(material) - Tab.4.3'!$R$35:$X$41,3))","v":""},{"$f":"IF(AD572=\"\",\"\",VLOOKUP($AH572,'Vmáx(material) - Tab.4.3'!$R$35:$X$41,4))","v":""},{"$f":"IF(AD572=\"\",\"\",VLOOKUP($AH572,'Vmáx(material) - Tab.4.3'!$R$35:$X$41,5))","v":""},{"$f":"IF(AD572=\"\",\"\",VLOOKUP($AH572,'Vmáx(material) - Tab.4.3'!$R$35:$X$41,6))","v":""},{"$f":"IF(AD572=\"\",\"\",IF(AD572=\"\",\"\",VLOOKUP($AH572,'Vmáx(material) - Tab.4.3'!$R$35:$X$41,7)))","v":""},{"$f":"IF(AD572=\"\",\"\",IF(AE572=1,FCi(J572,AK572),FTr(J572,AJ572,AK572)))","v":""},"",{"$f":"IF(AD572=\"\",\"\",Hw(BH572,BI572,BJ572,BK572,BL572,BM572,Z,BN572,AO572,AK572))","v":""},"","","","",{"$f":"IF(AD572=\"\",\"\",ho(BT572,AK572,AX572))","v":""},{"$f":"IF(AD572=\"\",\"\",IF(AE572=1,PeriCi(AK572,BB572),PeriTr(AJ572,AN572,BB572)))","v":""},{"$f":"IF(AD572=\"\",\"\",IF(AE572=1,AreaCi(AK572,BB572),AreaTr(AJ572,AN572,BB572)))","v":""},{"$f":"IF(AD572=\"\",\"\",RhCi(BW572,BV572))","v":""},"",{"$f":"IF(AD572=\"\",\"\",hf(AL572,J572,AM572,BW572,BX572))","v":""},{"$f":"IF(AD572=\"\",\"\",LOOKUP(AP572,Tab.4.5!$J$6:$J$27,Tab.4.5!$L$6:$L$27))","v":""},{"$f":"IF(AD572=\"\",\"\",He(CA572,BY572))","v":""},{"$f":"IF(AD572=\"\",\"\",Hs(BY572))","v":""},{"$f":"IF(AD572=\"\",\"\",Hm(BU572,BZ572,CB572,CC572,AL572,AO572))","v":""},"","","","","","",null,null,null,null,null,null,null,null,null,null,null,null,null,null,null,0,0,0,0,0,{"$f":"IF(CK572=\"\",\"\",IF(CL572=1,YcCi(CR572,J572),YcTr(J572,CQ572,CU572)))","v":""},{"$f":"IF(CK572=\"\",\"\",IF(CL572=1,Teta1(DE572,CR572),\"-\"))","v":""},"","",{"$f":"IF(CK572=\"\",\"\",IF(CL572=1,Ynci(CR572,J572,CT572,CV572),YnTr(1,CT572,CQ572,CU572,CV572,J572)))","v":""},{"$f":"IF(CK572=\"\",\"\",IF(CL572=1,Teta1(DI572,CR572),\"-\"))","v":""},{"$f":"IF(CK572=\"\",\"\",IF(CL572=1,AreaCi(CR572,J572),AreaTr(CQ572,CU572,DI572)))","v":""},{"$f":"IF(CK572=\"\",\"\",IF(CL572=1,FrCi(DM572,9.806,DJ572,CR572),FrTr(DM572,9.806,CQ572,CU572,DI572)))","v":""},"",{"$f":"IF(CK572=\"\",\"\",IF(CL572=1,LOOKUP(CP572,'Vmáx(material) - Tab.4.3'!$L$2:$L$11,'Vmáx(material) - Tab.4.3'!$M$2:$M$11),LOOKUP(CP572,'Vmáx(material) - Tab.4.3'!$L$15,'Vmáx(material) - Tab.4.3'!$M$15)))","v":""},{"$f":"IF(CK572=\"\",\"\",VLOOKUP($CO572,'Vmáx(material) - Tab.4.3'!$R$35:$X$41,2))","v":""},{"$f":"IF(CK572=\"\",\"\",VLOOKUP($CO572,'Vmáx(material) - Tab.4.3'!$R$35:$X$41,3))","v":""},{"$f":"IF(CK572=\"\",\"\",VLOOKUP($CO572,'Vmáx(material) - Tab.4.3'!$R$35:$X$41,4))","v":""},{"$f":"IF(CK572=\"\",\"\",VLOOKUP($CO572,'Vmáx(material) - Tab.4.3'!$R$35:$X$41,5))","v":""},{"$f":"IF(CK572=\"\",\"\",VLOOKUP($CO572,'Vmáx(material) - Tab.4.3'!$R$35:$X$41,6))","v":""},{"$f":"IF(CK572=\"\",\"\",IF(CK572=\"\",\"\",VLOOKUP(CO572,'Vmáx(material) - Tab.4.3'!$R$35:$X$41,7)))","v":""},{"$f":"IF(CK572=\"\",\"\",IF(CL572=1,FCi(J572,CR572),FTr(J572,CQ572,CR572)))","v":""},"",{"$f":"IF(CK572=\"\",\"\",Hw(DO572,DP572,DQ572,DR572,DS572,DT572,Z,DU572,CV572,CR572))","v":""},"","","","","",{"$f":"IF(CK572=\"\",\"\",IF(CL572=1,PeriCi(CR572,DI572),PeriTr(CQ572,CU572,DI572)))","v":""},{"$f":"IF(CK572=\"\",\"\",IF(CL572=1,AreaCi(CR572,DI572),AreaTr(CQ572,CU572,DI572)))","v":""},{"$f":"IF(CK572=\"\",\"\",RhCi(DK572,EC572))","v":""},"",{"$f":"IF(CK572=\"\",\"\",hf(CS572,J572,CT572,DK572,EE572))","v":""},{"$f":"IF(CK572=\"\",\"\",LOOKUP(CW572,Tab.4.5!$J$6:$J$27,Tab.4.5!$L$6:$L$27))","v":""},{"$f":"IF(CK572=\"\",\"\",He(EH572,DM572))","v":""},{"$f":"IF(CK572=\"\",\"\",Hs(DM572))","v":""},{"$f":"IF(CK572=\"\",\"\",Hm(EB572,EG572,EI572,EJ572,CS572,CV572))","v":""},"","","","","","","K45+-45000 () ",{"$f":"IF(B572=\"Existe.\",IF(AE572=1,CONCATENATE(#REF!,AK572,\" m.\"),CONCATENATE(#REF!,AJ572,\" m x \",AK572,\" m.\")),IF(CL572=1,CONCATENATE(#REF!,CR572,\" m.\"),CONCATENATE(#REF!,CQ572,\" m x \",CR572,\" m.\")))","v":{"$error":"#REF!"}},"Concreto, L =  m, S = 0 %.","Cota clave eje= 0 msnm.",null,null,null,"","","","","",{"$f":"IF(EV572=\"\",\"\",VLOOKUP(EY572,'Estructura escalonada'!$D$3:$H$953,2))","v":""},"","","","","",""]
[null,null,null,null,null,null,null,null,null,null,null,0,null,0,null,null,null,null,null,null,{"$f":"IF(K574=\"No\",\"\",IF(O574=\"\",YcCi(P574,N574),YcTr(N574,O574,S574)))","v":{"$error":"#VALUE!"}},{"$f":"IF(K574=\"No\",\"\",IF(O574=\"\",Teta1(U574,P574),\"-\"))","v":{"$error":"#VALUE!"}},{"$error":"#VALUE!"},{"$error":"#VALUE!"},{"$f":"IF(K574=\"No\",\"\",IF(O574=\"\",Ynci(P574,N574,R574,T574),YnTr(1,R574,O574,S574,T574,N574)))","v":{"$error":"#VALUE!"}},{"$f":"IF(K574=\"No\",\"\",IF(O574=\"\",Teta1(Y574,P574),\"-\"))","v":{"$error":"#VALUE!"}},{"$f":"IF(K574=\"No\",\"\",IF(O574=\"\",AreaCi(P574,Y574),AreaTr(O574,S574,Y574)))","v":{"$error":"#VALUE!"}},{"$f":"IF(K574=\"No\",\"\",IF(O574=\"\",FrCi(AC574,9.806,Z574,P574),FrTr(AC574,9.806,O574,S574,Y574)))","v":{"$error":"#VALUE!"}},{"$error":"#VALUE!"},null,null,null,null,null,null,null,null,null,null,null,null,null,null,null,0,0,"","","",{"$f":"IF(AD574=\"\",\"\",IF(AE574=1,YcCi(AK574,J574),YcTr(J574,AJ574,AN574)))","v":""},{"$f":"IF(AD574=\"\",\"\",IF(AE574=1,Teta1(AX574,AK574),\"-\"))","v":""},{"$f":"IF(AD574=\"\",\"\",IF(AE574=1,AreaCi(AK574,AX574),AreaTr(AJ574,AN574,AX574)))","v":""},"",{"$f":"IF(AD574=\"\",\"\",IF(AE574=1,Ynci(AK574,J574,AM574,AO574),YnTr(1,AM574,AJ574,AN574,AO574,J574)))","v":""},{"$f":"IF(AD574=\"\",\"\",IF(AE574=1,Teta1(BB574,AK574),\"-\"))","v":""},{"$f":"IF(AD574=\"\",\"\",IF(AE574=1,AreaCi(AK574,BB574),AreaTr(AJ574,AN574,BB574)))","v":""},{"$f":"IF(AD574=\"\",\"\",IF(AE574=1,FrCi(BF574,9.806,BC574,AK574),FrTr(BF574,9.806,AJ574,AN574,BB574)))","v":""},"",{"$f":"IF(AD574=\"\",\"\",IF(AE574=1,LOOKUP(AI574,'Vmáx(material) - Tab.4.3'!$L$2:$L$11,'Vmáx(material) - Tab.4.3'!$M$2:$M$11),LOOKUP(AI574,'Vmáx(material) - Tab.4.3'!$L$15,'Vmáx(material) - Tab.4.3'!$M$15)))","v":""},{"$f":"IF(AD574=\"\",\"\",VLOOKUP($AH574,'Vmáx(material) - Tab.4.3'!$R$35:$X$41,2))","v":""},{"$f":"IF(AD574=\"\",\"\",VLOOKUP($AH574,'Vmáx(material) - Tab.4.3'!$R$35:$X$41,3))","v":""},{"$f":"IF(AD574=\"\",\"\",VLOOKUP($AH574,'Vmáx(material) - Tab.4.3'!$R$35:$X$41,4))","v":""},{"$f":"IF(AD574=\"\",\"\",VLOOKUP($AH574,'Vmáx(material) - Tab.4.3'!$R$35:$X$41,5))","v":""},{"$f":"IF(AD574=\"\",\"\",VLOOKUP($AH574,'Vmáx(material) - Tab.4.3'!$R$35:$X$41,6))","v":""},{"$f":"IF(AD574=\"\",\"\",IF(AD574=\"\",\"\",VLOOKUP($AH574,'Vmáx(material) - Tab.4.3'!$R$35:$X$41,7)))","v":""},{"$f":"IF(AD574=\"\",\"\",IF(AE574=1,FCi(J574,AK574),FTr(J574,AJ574,AK574)))","v":""},"",{"$f":"IF(AD574=\"\",\"\",Hw(BH574,BI574,BJ574,BK574,BL574,BM574,Z,BN574,AO574,AK574))","v":""},"","","","",{"$f":"IF(AD574=\"\",\"\",ho(BT574,AK574,AX574))","v":""},{"$f":"IF(AD574=\"\",\"\",IF(AE574=1,PeriCi(AK574,BB574),PeriTr(AJ574,AN574,BB574)))","v":""},{"$f":"IF(AD574=\"\",\"\",IF(AE574=1,AreaCi(AK574,BB574),AreaTr(AJ574,AN574,BB574)))","v":""},{"$f":"IF(AD574=\"\",\"\",RhCi(BW574,BV574))","v":""},"",{"$f":"IF(AD574=\"\",\"\",hf(AL574,J574,AM574,BW574,BX574))","v":""},{"$f":"IF(AD574=\"\",\"\",LOOKUP(AP574,Tab.4.5!$J$6:$J$27,Tab.4.5!$L$6:$L$27))","v":""},{"$f":"IF(AD574=\"\",\"\",He(CA574,BY574))","v":""},{"$f":"IF(AD574=\"\",\"\",Hs(BY574))","v":""},{"$f":"IF(AD574=\"\",\"\",Hm(BU574,BZ574,CB574,CC574,AL574,AO574))","v":""},"","","","","","",null,null,null,null,null,null,null,null,null,null,null,null,null,null,null,0,0,0,0,0,{"$f":"IF(CK574=\"\",\"\",IF(CL574=1,YcCi(CR574,J574),YcTr(J574,CQ574,CU574)))","v":""},{"$f":"IF(CK574=\"\",\"\",IF(CL574=1,Teta1(DE574,CR574),\"-\"))","v":""},"","",{"$f":"IF(CK574=\"\",\"\",IF(CL574=1,Ynci(CR574,J574,CT574,CV574),YnTr(1,CT574,CQ574,CU574,CV574,J574)))","v":""},{"$f":"IF(CK574=\"\",\"\",IF(CL574=1,Teta1(DI574,CR574),\"-\"))","v":""},{"$f":"IF(CK574=\"\",\"\",IF(CL574=1,AreaCi(CR574,J574),AreaTr(CQ574,CU574,DI574)))","v":""},{"$f":"IF(CK574=\"\",\"\",IF(CL574=1,FrCi(DM574,9.806,DJ574,CR574),FrTr(DM574,9.806,CQ574,CU574,DI574)))","v":""},"",{"$f":"IF(CK574=\"\",\"\",IF(CL574=1,LOOKUP(CP574,'Vmáx(material) - Tab.4.3'!$L$2:$L$11,'Vmáx(material) - Tab.4.3'!$M$2:$M$11),LOOKUP(CP574,'Vmáx(material) - Tab.4.3'!$L$15,'Vmáx(material) - Tab.4.3'!$M$15)))","v":""},{"$f":"IF(CK574=\"\",\"\",VLOOKUP($CO574,'Vmáx(material) - Tab.4.3'!$R$35:$X$41,2))","v":""},{"$f":"IF(CK574=\"\",\"\",VLOOKUP($CO574,'Vmáx(material) - Tab.4.3'!$R$35:$X$41,3))","v":""},{"$f":"IF(CK574=\"\",\"\",VLOOKUP($CO574,'Vmáx(material) - Tab.4.3'!$R$35:$X$41,4))","v":""},{"$f":"IF(CK574=\"\",\"\",VLOOKUP($CO574,'Vmáx(material) - Tab.4.3'!$R$35:$X$41,5))","v":""},{"$f":"IF(CK574=\"\",\"\",VLOOKUP($CO574,'Vmáx(material) - Tab.4.3'!$R$35:$X$41,6))","v":""},{"$f":"IF(CK574=\"\",\"\",IF(CK574=\"\",\"\",VLOOKUP(CO574,'Vmáx(material) - Tab.4.3'!$R$35:$X$41,7)))","v":""},{"$f":"IF(CK574=\"\",\"\",IF(CL574=1,FCi(J574,CR574),FTr(J574,CQ574,CR574)))","v":""},"",{"$f":"IF(CK574=\"\",\"\",Hw(DO574,DP574,DQ574,DR574,DS574,DT574,Z,DU574,CV574,CR574))","v":""},"","","","","",{"$f":"IF(CK574=\"\",\"\",IF(CL574=1,PeriCi(CR574,DI574),PeriTr(CQ574,CU574,DI574)))","v":""},{"$f":"IF(CK574=\"\",\"\",IF(CL574=1,AreaCi(CR574,DI574),AreaTr(CQ574,CU574,DI574)))","v":""},{"$f":"IF(CK574=\"\",\"\",RhCi(DK574,EC574))","v":""},"",{"$f":"IF(CK574=\"\",\"\",hf(CS574,J574,CT574,DK574,EE574))","v":""},{"$f":"IF(CK574=\"\",\"\",LOOKUP(CW574,Tab.4.5!$J$6:$J$27,Tab.4.5!$L$6:$L$27))","v":""},{"$f":"IF(CK574=\"\",\"\",He(EH574,DM574))","v":""},{"$f":"IF(CK574=\"\",\"\",Hs(DM574))","v":""},{"$f":"IF(CK574=\"\",\"\",Hm(EB574,EG574,EI574,EJ574,CS574,CV574))","v":""},"","","","","","","K45+-45000 () ",{"$f":"IF(B574=\"Existe.\",IF(AE574=1,CONCATENATE(#REF!,AK574,\" m.\"),CONCATENATE(#REF!,AJ574,\" m x \",AK574,\" m.\")),IF(CL574=1,CONCATENATE(#REF!,CR574,\" m.\"),CONCATENATE(#REF!,CQ574,\" m x \",CR574,\" m.\")))","v":{"$error":"#REF!"}},"Concreto, L =  m, S = 0 %.","Cota clave eje= 0 msnm.",null,null,null,"","","","","",{"$f":"IF(EV574=\"\",\"\",VLOOKUP(EY574,'Estructura escalonada'!$D$3:$H$953,2))","v":""},"","","","","",""]
[null,null,null,null,null,null,null,null,null,null,null,0,null,0,null,null,null,null,null,null,{"$f":"IF(K575=\"No\",\"\",IF(O575=\"\",YcCi(P575,N575),YcTr(N575,O575,S575)))","v":{"$error":"#VALUE!"}},{"$f":"IF(K575=\"No\",\"\",IF(O575=\"\",Teta1(U575,P575),\"-\"))","v":{"$error":"#VALUE!"}},{"$error":"#VALUE!"},{"$error":"#VALUE!"},{"$f":"IF(K575=\"No\",\"\",IF(O575=\"\",Ynci(P575,N575,R575,T575),YnTr(1,R575,O575,S575,T575,N575)))","v":{"$error":"#VALUE!"}},{"$f":"IF(K575=\"No\",\"\",IF(O575=\"\",Teta1(Y575,P575),\"-\"))","v":{"$error":"#VALUE!"}},{"$f":"IF(K575=\"No\",\"\",IF(O575=\"\",AreaCi(P575,Y575),AreaTr(O575,S575,Y575)))","v":{"$error":"#VALUE!"}},{"$f":"IF(K575=\"No\",\"\",IF(O575=\"\",FrCi(AC575,9.806,Z575,P575),FrTr(AC575,9.806,O575,S575,Y575)))","v":{"$error":"#VALUE!"}},{"$error":"#VALUE!"},null,null,null,null,null,null,null,null,null,null,null,null,null,null,null,0,0,"","","",{"$f":"IF(AD575=\"\",\"\",IF(AE575=1,YcCi(AK575,J575),YcTr(J575,AJ575,AN575)))","v":""},{"$f":"IF(AD575=\"\",\"\",IF(AE575=1,Teta1(AX575,AK575),\"-\"))","v":""},{"$f":"IF(AD575=\"\",\"\",IF(AE575=1,AreaCi(AK575,AX575),AreaTr(AJ575,AN575,AX575)))","v":""},"",{"$f":"IF(AD575=\"\",\"\",IF(AE575=1,Ynci(AK575,J575,AM575,AO575),YnTr(1,AM575,AJ575,AN575,AO575,J575)))","v":""},{"$f":"IF(AD575=\"\",\"\",IF(AE575=1,Teta1(BB575,AK575),\"-\"))","v":""},{"$f":"IF(AD575=\"\",\"\",IF(AE575=1,AreaCi(AK575,BB575),AreaTr(AJ575,AN575,BB575)))","v":""},{"$f":"IF(AD575=\"\",\"\",IF(AE575=1,FrCi(BF575,9.806,BC575,AK575),FrTr(BF575,9.806,AJ575,AN575,BB575)))","v":""},"",{"$f":"IF(AD575=\"\",\"\",IF(AE575=1,LOOKUP(AI575,'Vmáx(material) - Tab.4.3'!$L$2:$L$11,'Vmáx(material) - Tab.4.3'!$M$2:$M$11),LOOKUP(AI575,'Vmáx(material) - Tab.4.3'!$L$15,'Vmáx(material) - Tab.4.3'!$M$15)))","v":""},{"$f":"IF(AD575=\"\",\"\",VLOOKUP($AH575,'Vmáx(material) - Tab.4.3'!$R$35:$X$41,2))","v":""},{"$f":"IF(AD575=\"\",\"\",VLOOKUP($AH575,'Vmáx(material) - Tab.4.3'!$R$35:$X$41,3))","v":""},{"$f":"IF(AD575=\"\",\"\",VLOOKUP($AH575,'Vmáx(material) - Tab.4.3'!$R$35:$X$41,4))","v":""},{"$f":"IF(AD575=\"\",\"\",VLOOKUP($AH575,'Vmáx(material) - Tab.4.3'!$R$35:$X$41,5))","v":""},{"$f":"IF(AD575=\"\",\"\",VLOOKUP($AH575,'Vmáx(material) - Tab.4.3'!$R$35:$X$41,6))","v":""},{"$f":"IF(AD575=\"\",\"\",IF(AD575=\"\",\"\",VLOOKUP($AH575,'Vmáx(material) - Tab.4.3'!$R$35:$X$41,7)))","v":""},{"$f":"IF(AD575=\"\",\"\",IF(AE575=1,FCi(J575,AK575),FTr(J575,AJ575,AK575)))","v":""},"",{"$f":"IF(AD575=\"\",\"\",Hw(BH575,BI575,BJ575,BK575,BL575,BM575,Z,BN575,AO575,AK575))","v":""},"","","","",{"$f":"IF(AD575=\"\",\"\",ho(BT575,AK575,AX575))","v":""},{"$f":"IF(AD575=\"\",\"\",IF(AE575=1,PeriCi(AK575,BB575),PeriTr(AJ575,AN575,BB575)))","v":""},{"$f":"IF(AD575=\"\",\"\",IF(AE575=1,AreaCi(AK575,BB575),AreaTr(AJ575,AN575,BB575)))","v":""},{"$f":"IF(AD575=\"\",\"\",RhCi(BW575,BV575))","v":""},"",{"$f":"IF(AD575=\"\",\"\",hf(AL575,J575,AM575,BW575,BX575))","v":""},{"$f":"IF(AD575=\"\",\"\",LOOKUP(AP575,Tab.4.5!$J$6:$J$27,Tab.4.5!$L$6:$L$27))","v":""},{"$f":"IF(AD575=\"\",\"\",He(CA575,BY575))","v":""},{"$f":"IF(AD575=\"\",\"\",Hs(BY575))","v":""},{"$f":"IF(AD575=\"\",\"\",Hm(BU575,BZ575,CB575,CC575,AL575,AO575))","v":""},"","","","","","",null,null,null,null,null,null,null,null,null,null,null,null,null,null,null,0,0,0,0,0,{"$f":"IF(CK575=\"\",\"\",IF(CL575=1,YcCi(CR575,J575),YcTr(J575,CQ575,CU575)))","v":""},{"$f":"IF(CK575=\"\",\"\",IF(CL575=1,Teta1(DE575,CR575),\"-\"))","v":""},"","",{"$f":"IF(CK575=\"\",\"\",IF(CL575=1,Ynci(CR575,J575,CT575,CV575),YnTr(1,CT575,CQ575,CU575,CV575,J575)))","v":""},{"$f":"IF(CK575=\"\",\"\",IF(CL575=1,Teta1(DI575,CR575),\"-\"))","v":""},{"$f":"IF(CK575=\"\",\"\",IF(CL575=1,AreaCi(CR575,J575),AreaTr(CQ575,CU575,DI575)))","v":""},{"$f":"IF(CK575=\"\",\"\",IF(CL575=1,FrCi(DM575,9.806,DJ575,CR575),FrTr(DM575,9.806,CQ575,CU575,DI575)))","v":""},"",{"$f":"IF(CK575=\"\",\"\",IF(CL575=1,LOOKUP(CP575,'Vmáx(material) - Tab.4.3'!$L$2:$L$11,'Vmáx(material) - Tab.4.3'!$M$2:$M$11),LOOKUP(CP575,'Vmáx(material) - Tab.4.3'!$L$15,'Vmáx(material) - Tab.4.3'!$M$15)))","v":""},{"$f":"IF(CK575=\"\",\"\",VLOOKUP($CO575,'Vmáx(material) - Tab.4.3'!$R$35:$X$41,2))","v":""},{"$f":"IF(CK575=\"\",\"\",VLOOKUP($CO575,'Vmáx(material) - Tab.4.3'!$R$35:$X$41,3))","v":""},{"$f":"IF(CK575=\"\",\"\",VLOOKUP($CO575,'Vmáx(material) - Tab.4.3'!$R$35:$X$41,4))","v":""},{"$f":"IF(CK575=\"\",\"\",VLOOKUP($CO575,'Vmáx(material) - Tab.4.3'!$R$35:$X$41,5))","v":""},{"$f":"IF(CK575=\"\",\"\",VLOOKUP($CO575,'Vmáx(material) - Tab.4.3'!$R$35:$X$41,6))","v":""},{"$f":"IF(CK575=\"\",\"\",IF(CK575=\"\",\"\",VLOOKUP(CO575,'Vmáx(material) - Tab.4.3'!$R$35:$X$41,7)))","v":""},{"$f":"IF(CK575=\"\",\"\",IF(CL575=1,FCi(J575,CR575),FTr(J575,CQ575,CR575)))","v":""},"",{"$f":"IF(CK575=\"\",\"\",Hw(DO575,DP575,DQ575,DR575,DS575,DT575,Z,DU575,CV575,CR575))","v":""},"","","","","",{"$f":"IF(CK575=\"\",\"\",IF(CL575=1,PeriCi(CR575,DI575),PeriTr(CQ575,CU575,DI575)))","v":""},{"$f":"IF(CK575=\"\",\"\",IF(CL575=1,AreaCi(CR575,DI575),AreaTr(CQ575,CU575,DI575)))","v":""},{"$f":"IF(CK575=\"\",\"\",RhCi(DK575,EC575))","v":""},"",{"$f":"IF(CK575=\"\",\"\",hf(CS575,J575,CT575,DK575,EE575))","v":""},{"$f":"IF(CK575=\"\",\"\",LOOKUP(CW575,Tab.4.5!$J$6:$J$27,Tab.4.5!$L$6:$L$27))","v":""},{"$f":"IF(CK575=\"\",\"\",He(EH575,DM575))","v":""},{"$f":"IF(CK575=\"\",\"\",Hs(DM575))","v":""},{"$f":"IF(CK575=\"\",\"\",Hm(EB575,EG575,EI575,EJ575,CS575,CV575))","v":""},"","","","","","","K45+-45000 () ",{"$f":"IF(B575=\"Existe.\",IF(AE575=1,CONCATENATE(#REF!,AK575,\" m.\"),CONCATENATE(#REF!,AJ575,\" m x \",AK575,\" m.\")),IF(CL575=1,CONCATENATE(#REF!,CR575,\" m.\"),CONCATENATE(#REF!,CQ575,\" m x \",CR575,\" m.\")))","v":{"$error":"#REF!"}},"Concreto, L =  m, S = 0 %.","Cota clave eje= 0 msnm.",null,null,null,"","","","","",{"$f":"IF(EV575=\"\",\"\",VLOOKUP(EY575,'Estructura escalonada'!$D$3:$H$953,2))","v":""},"","","","","",""]
[null,null,null,null,null,null,null,null,null,null,null,0,null,0,null,null,null,null,null,null,{"$f":"IF(K579=\"No\",\"\",IF(O579=\"\",YcCi(P579,N579),YcTr(N579,O579,S579)))","v":{"$error":"#VALUE!"}},{"$f":"IF(K579=\"No\",\"\",IF(O579=\"\",Teta1(U579,P579),\"-\"))","v":{"$error":"#VALUE!"}},{"$error":"#VALUE!"},{"$error":"#VALUE!"},{"$f":"IF(K579=\"No\",\"\",IF(O579=\"\",Ynci(P579,N579,R579,T579),YnTr(1,R579,O579,S579,T579,N579)))","v":{"$error":"#VALUE!"}},{"$f":"IF(K579=\"No\",\"\",IF(O579=\"\",Teta1(Y579,P579),\"-\"))","v":{"$error":"#VALUE!"}},{"$f":"IF(K579=\"No\",\"\",IF(O579=\"\",AreaCi(P579,Y579),AreaTr(O579,S579,Y579)))","v":{"$error":"#VALUE!"}},{"$f":"IF(K579=\"No\",\"\",IF(O579=\"\",FrCi(AC579,9.806,Z579,P579),FrTr(AC579,9.806,O579,S579,Y579)))","v":{"$error":"#VALUE!"}},{"$error":"#VALUE!"},null,null,null,null,null,null,null,null,null,null,null,null,null,null,null,0,0,"","","",{"$f":"IF(AD579=\"\",\"\",IF(AE579=1,YcCi(AK579,J579),YcTr(J579,AJ579,AN579)))","v":""},{"$f":"IF(AD579=\"\",\"\",IF(AE579=1,Teta1(AX579,AK579),\"-\"))","v":""},{"$f":"IF(AD579=\"\",\"\",IF(AE579=1,AreaCi(AK579,AX579),AreaTr(AJ579,AN579,AX579)))","v":""},"",{"$f":"IF(AD579=\"\",\"\",IF(AE579=1,Ynci(AK579,J579,AM579,AO579),YnTr(1,AM579,AJ579,AN579,AO579,J579)))","v":""},{"$f":"IF(AD579=\"\",\"\",IF(AE579=1,Teta1(BB579,AK579),\"-\"))","v":""},{"$f":"IF(AD579=\"\",\"\",IF(AE579=1,AreaCi(AK579,BB579),AreaTr(AJ579,AN579,BB579)))","v":""},{"$f":"IF(AD579=\"\",\"\",IF(AE579=1,FrCi(BF579,9.806,BC579,AK579),FrTr(BF579,9.806,AJ579,AN579,BB579)))","v":""},"",{"$f":"IF(AD579=\"\",\"\",IF(AE579=1,LOOKUP(AI579,'Vmáx(material) - Tab.4.3'!$L$2:$L$11,'Vmáx(material) - Tab.4.3'!$M$2:$M$11),LOOKUP(AI579,'Vmáx(material) - Tab.4.3'!$L$15,'Vmáx(material) - Tab.4.3'!$M$15)))","v":""},{"$f":"IF(AD579=\"\",\"\",VLOOKUP($AH579,'Vmáx(material) - Tab.4.3'!$R$35:$X$41,2))","v":""},{"$f":"IF(AD579=\"\",\"\",VLOOKUP($AH579,'Vmáx(material) - Tab.4.3'!$R$35:$X$41,3))","v":""},{"$f":"IF(AD579=\"\",\"\",VLOOKUP($AH579,'Vmáx(material) - Tab.4.3'!$R$35:$X$41,4))","v":""},{"$f":"IF(AD579=\"\",\"\",VLOOKUP($AH579,'Vmáx(material) - Tab.4.3'!$R$35:$X$41,5))","v":""},{"$f":"IF(AD579=\"\",\"\",VLOOKUP($AH579,'Vmáx(material) - Tab.4.3'!$R$35:$X$41,6))","v":""},{"$f":"IF(AD579=\"\",\"\",IF(AD579=\"\",\"\",VLOOKUP($AH579,'Vmáx(material) - Tab.4.3'!$R$35:$X$41,7)))","v":""},{"$f":"IF(AD579=\"\",\"\",IF(AE579=1,FCi(J579,AK579),FTr(J579,AJ579,AK579)))","v":""},"",{"$f":"IF(AD579=\"\",\"\",Hw(BH579,BI579,BJ579,BK579,BL579,BM579,Z,BN579,AO579,AK579))","v":""},"","","","",{"$f":"IF(AD579=\"\",\"\",ho(BT579,AK579,AX579))","v":""},{"$f":"IF(AD579=\"\",\"\",IF(AE579=1,PeriCi(AK579,BB579),PeriTr(AJ579,AN579,BB579)))","v":""},{"$f":"IF(AD579=\"\",\"\",IF(AE579=1,AreaCi(AK579,BB579),AreaTr(AJ579,AN579,BB579)))","v":""},{"$f":"IF(AD579=\"\",\"\",RhCi(BW579,BV579))","v":""},"",{"$f":"IF(AD579=\"\",\"\",hf(AL579,J579,AM579,BW579,BX579))","v":""},{"$f":"IF(AD579=\"\",\"\",LOOKUP(AP579,Tab.4.5!$J$6:$J$27,Tab.4.5!$L$6:$L$27))","v":""},{"$f":"IF(AD579=\"\",\"\",He(CA579,BY579))","v":""},{"$f":"IF(AD579=\"\",\"\",Hs(BY579))","v":""},{"$f":"IF(AD579=\"\",\"\",Hm(BU579,BZ579,CB579,CC579,AL579,AO579))","v":""},"","","","","","",null,null,null,null,null,null,null,null,null,null,null,null,null,null,null,0,0,0,0,0,{"$f":"IF(CK579=\"\",\"\",IF(CL579=1,YcCi(CR579,J579),YcTr(J579,CQ579,CU579)))","v":""},{"$f":"IF(CK579=\"\",\"\",IF(CL579=1,Teta1(DE579,CR579),\"-\"))","v":""},"","",{"$f":"IF(CK579=\"\",\"\",IF(CL579=1,Ynci(CR579,J579,CT579,CV579),YnTr(1,CT579,CQ579,CU579,CV579,J579)))","v":""},{"$f":"IF(CK579=\"\",\"\",IF(CL579=1,Teta1(DI579,CR579),\"-\"))","v":""},{"$f":"IF(CK579=\"\",\"\",IF(CL579=1,AreaCi(CR579,J579),AreaTr(CQ579,CU579,DI579)))","v":""},{"$f":"IF(CK579=\"\",\"\",IF(CL579=1,FrCi(DM579,9.806,DJ579,CR579),FrTr(DM579,9.806,CQ579,CU579,DI579)))","v":""},"",{"$f":"IF(CK579=\"\",\"\",IF(CL579=1,LOOKUP(CP579,'Vmáx(material) - Tab.4.3'!$L$2:$L$11,'Vmáx(material) - Tab.4.3'!$M$2:$M$11),LOOKUP(CP579,'Vmáx(material) - Tab.4.3'!$L$15,'Vmáx(material) - Tab.4.3'!$M$15)))","v":""},{"$f":"IF(CK579=\"\",\"\",VLOOKUP($CO579,'Vmáx(material) - Tab.4.3'!$R$35:$X$41,2))","v":""},{"$f":"IF(CK579=\"\",\"\",VLOOKUP($CO579,'Vmáx(material) - Tab.4.3'!$R$35:$X$41,3))","v":""},{"$f":"IF(CK579=\"\",\"\",VLOOKUP($CO579,'Vmáx(material) - Tab.4.3'!$R$35:$X$41,4))","v":""},{"$f":"IF(CK579=\"\",\"\",VLOOKUP($CO579,'Vmáx(material) - Tab.4.3'!$R$35:$X$41,5))","v":""},{"$f":"IF(CK579=\"\",\"\",VLOOKUP($CO579,'Vmáx(material) - Tab.4.3'!$R$35:$X$41,6))","v":""},{"$f":"IF(CK579=\"\",\"\",IF(CK579=\"\",\"\",VLOOKUP(CO579,'Vmáx(material) - Tab.4.3'!$R$35:$X$41,7)))","v":""},{"$f":"IF(CK579=\"\",\"\",IF(CL579=1,FCi(J579,CR579),FTr(J579,CQ579,CR579)))","v":""},"",{"$f":"IF(CK579=\"\",\"\",Hw(DO579,DP579,DQ579,DR579,DS579,DT579,Z,DU579,CV579,CR579))","v":""},"","","","","",{"$f":"IF(CK579=\"\",\"\",IF(CL579=1,PeriCi(CR579,DI579),PeriTr(CQ579,CU579,DI579)))","v":""},{"$f":"IF(CK579=\"\",\"\",IF(CL579=1,AreaCi(CR579,DI579),AreaTr(CQ579,CU579,DI579)))","v":""},{"$f":"IF(CK579=\"\",\"\",RhCi(DK579,EC579))","v":""},"",{"$f":"IF(CK579=\"\",\"\",hf(CS579,J579,CT579,DK579,EE579))","v":""},{"$f":"IF(CK579=\"\",\"\",LOOKUP(CW579,Tab.4.5!$J$6:$J$27,Tab.4.5!$L$6:$L$27))","v":""},{"$f":"IF(CK579=\"\",\"\",He(EH579,DM579))","v":""},{"$f":"IF(CK579=\"\",\"\",Hs(DM579))","v":""},{"$f":"IF(CK579=\"\",\"\",Hm(EB579,EG579,EI579,EJ579,CS579,CV579))","v":""},"","","","","","","K45+-45000 () ",{"$f":"IF(B579=\"Existe.\",IF(AE579=1,CONCATENATE(#REF!,AK579,\" m.\"),CONCATENATE(#REF!,AJ579,\" m x \",AK579,\" m.\")),IF(CL579=1,CONCATENATE(#REF!,CR579,\" m.\"),CONCATENATE(#REF!,CQ579,\" m x \",CR579,\" m.\")))","v":{"$error":"#REF!"}},"Concreto, L =  m, S = 0 %.","Cota clave eje= 0 msnm.",null,null,null,"","","","","",{"$f":"IF(EV579=\"\",\"\",VLOOKUP(EY579,'Estructura escalonada'!$D$3:$H$953,2))","v":""},"","","","","",""]
[null,null,null,null,null,null,null,null,null,null,null,0,null,0,null,null,null,null,null,null,{"$f":"IF(K582=\"No\",\"\",IF(O582=\"\",YcCi(P582,N582),YcTr(N582,O582,S582)))","v":{"$error":"#VALUE!"}},{"$f":"IF(K582=\"No\",\"\",IF(O582=\"\",Teta1(U582,P582),\"-\"))","v":{"$error":"#VALUE!"}},{"$error":"#VALUE!"},{"$error":"#VALUE!"},{"$f":"IF(K582=\"No\",\"\",IF(O582=\"\",Ynci(P582,N582,R582,T582),YnTr(1,R582,O582,S582,T582,N582)))","v":{"$error":"#VALUE!"}},{"$f":"IF(K582=\"No\",\"\",IF(O582=\"\",Teta1(Y582,P582),\"-\"))","v":{"$error":"#VALUE!"}},{"$f":"IF(K582=\"No\",\"\",IF(O582=\"\",AreaCi(P582,Y582),AreaTr(O582,S582,Y582)))","v":{"$error":"#VALUE!"}},{"$f":"IF(K582=\"No\",\"\",IF(O582=\"\",FrCi(AC582,9.806,Z582,P582),FrTr(AC582,9.806,O582,S582,Y582)))","v":{"$error":"#VALUE!"}},{"$error":"#VALUE!"},null,null,null,null,null,null,null,null,null,null,null,null,null,null,null,0,0,"","","",{"$f":"IF(AD582=\"\",\"\",IF(AE582=1,YcCi(AK582,J582),YcTr(J582,AJ582,AN582)))","v":""},{"$f":"IF(AD582=\"\",\"\",IF(AE582=1,Teta1(AX582,AK582),\"-\"))","v":""},{"$f":"IF(AD582=\"\",\"\",IF(AE582=1,AreaCi(AK582,AX582),AreaTr(AJ582,AN582,AX582)))","v":""},"",{"$f":"IF(AD582=\"\",\"\",IF(AE582=1,Ynci(AK582,J582,AM582,AO582),YnTr(1,AM582,AJ582,AN582,AO582,J582)))","v":""},{"$f":"IF(AD582=\"\",\"\",IF(AE582=1,Teta1(BB582,AK582),\"-\"))","v":""},{"$f":"IF(AD582=\"\",\"\",IF(AE582=1,AreaCi(AK582,BB582),AreaTr(AJ582,AN582,BB582)))","v":""},{"$f":"IF(AD582=\"\",\"\",IF(AE582=1,FrCi(BF582,9.806,BC582,AK582),FrTr(BF582,9.806,AJ582,AN582,BB582)))","v":""},"",{"$f":"IF(AD582=\"\",\"\",IF(AE582=1,LOOKUP(AI582,'Vmáx(material) - Tab.4.3'!$L$2:$L$11,'Vmáx(material) - Tab.4.3'!$M$2:$M$11),LOOKUP(AI582,'Vmáx(material) - Tab.4.3'!$L$15,'Vmáx(material) - Tab.4.3'!$M$15)))","v":""},{"$f":"IF(AD582=\"\",\"\",VLOOKUP($AH582,'Vmáx(material) - Tab.4.3'!$R$35:$X$41,2))","v":""},{"$f":"IF(AD582=\"\",\"\",VLOOKUP($AH582,'Vmáx(material) - Tab.4.3'!$R$35:$X$41,3))","v":""},{"$f":"IF(AD582=\"\",\"\",VLOOKUP($AH582,'Vmáx(material) - Tab.4.3'!$R$35:$X$41,4))","v":""},{"$f":"IF(AD582=\"\",\"\",VLOOKUP($AH582,'Vmáx(material) - Tab.4.3'!$R$35:$X$41,5))","v":""},{"$f":"IF(AD582=\"\",\"\",VLOOKUP($AH582,'Vmáx(material) - Tab.4.3'!$R$35:$X$41,6))","v":""},{"$f":"IF(AD582=\"\",\"\",IF(AD582=\"\",\"\",VLOOKUP($AH582,'Vmáx(material) - Tab.4.3'!$R$35:$X$41,7)))","v":""},{"$f":"IF(AD582=\"\",\"\",IF(AE582=1,FCi(J582,AK582),FTr(J582,AJ582,AK582)))","v":""},"",{"$f":"IF(AD582=\"\",\"\",Hw(BH582,BI582,BJ582,BK582,BL582,BM582,Z,BN582,AO582,AK582))","v":""},"","","","",{"$f":"IF(AD582=\"\",\"\",ho(BT582,AK582,AX582))","v":""},{"$f":"IF(AD582=\"\",\"\",IF(AE582=1,PeriCi(AK582,BB582),PeriTr(AJ582,AN582,BB582)))","v":""},{"$f":"IF(AD582=\"\",\"\",IF(AE582=1,AreaCi(AK582,BB582),AreaTr(AJ582,AN582,BB582)))","v":""},{"$f":"IF(AD582=\"\",\"\",RhCi(BW582,BV582))","v":""},"",{"$f":"IF(AD582=\"\",\"\",hf(AL582,J582,AM582,BW582,BX582))","v":""},{"$f":"IF(AD582=\"\",\"\",LOOKUP(AP582,Tab.4.5!$J$6:$J$27,Tab.4.5!$L$6:$L$27))","v":""},{"$f":"IF(AD582=\"\",\"\",He(CA582,BY582))","v":""},{"$f":"IF(AD582=\"\",\"\",Hs(BY582))","v":""},{"$f":"IF(AD582=\"\",\"\",Hm(BU582,BZ582,CB582,CC582,AL582,AO582))","v":""},"","","","","","",null,null,null,null,null,null,null,null,null,null,null,null,null,null,null,0,0,0,0,0,{"$f":"IF(CK582=\"\",\"\",IF(CL582=1,YcCi(CR582,J582),YcTr(J582,CQ582,CU582)))","v":""},{"$f":"IF(CK582=\"\",\"\",IF(CL582=1,Teta1(DE582,CR582),\"-\"))","v":""},"","",{"$f":"IF(CK582=\"\",\"\",IF(CL582=1,Ynci(CR582,J582,CT582,CV582),YnTr(1,CT582,CQ582,CU582,CV582,J582)))","v":""},{"$f":"IF(CK582=\"\",\"\",IF(CL582=1,Teta1(DI582,CR582),\"-\"))","v":""},{"$f":"IF(CK582=\"\",\"\",IF(CL582=1,AreaCi(CR582,J582),AreaTr(CQ582,CU582,DI582)))","v":""},{"$f":"IF(CK582=\"\",\"\",IF(CL582=1,FrCi(DM582,9.806,DJ582,CR582),FrTr(DM582,9.806,CQ582,CU582,DI582)))","v":""},"",{"$f":"IF(CK582=\"\",\"\",IF(CL582=1,LOOKUP(CP582,'Vmáx(material) - Tab.4.3'!$L$2:$L$11,'Vmáx(material) - Tab.4.3'!$M$2:$M$11),LOOKUP(CP582,'Vmáx(material) - Tab.4.3'!$L$15,'Vmáx(material) - Tab.4.3'!$M$15)))","v":""},{"$f":"IF(CK582=\"\",\"\",VLOOKUP($CO582,'Vmáx(material) - Tab.4.3'!$R$35:$X$41,2))","v":""},{"$f":"IF(CK582=\"\",\"\",VLOOKUP($CO582,'Vmáx(material) - Tab.4.3'!$R$35:$X$41,3))","v":""},{"$f":"IF(CK582=\"\",\"\",VLOOKUP($CO582,'Vmáx(material) - Tab.4.3'!$R$35:$X$41,4))","v":""},{"$f":"IF(CK582=\"\",\"\",VLOOKUP($CO582,'Vmáx(material) - Tab.4.3'!$R$35:$X$41,5))","v":""},{"$f":"IF(CK582=\"\",\"\",VLOOKUP($CO582,'Vmáx(material) - Tab.4.3'!$R$35:$X$41,6))","v":""},{"$f":"IF(CK582=\"\",\"\",IF(CK582=\"\",\"\",VLOOKUP(CO582,'Vmáx(material) - Tab.4.3'!$R$35:$X$41,7)))","v":""},{"$f":"IF(CK582=\"\",\"\",IF(CL582=1,FCi(J582,CR582),FTr(J582,CQ582,CR582)))","v":""},"",{"$f":"IF(CK582=\"\",\"\",Hw(DO582,DP582,DQ582,DR582,DS582,DT582,Z,DU582,CV582,CR582))","v":""},"","","","","",{"$f":"IF(CK582=\"\",\"\",IF(CL582=1,PeriCi(CR582,DI582),PeriTr(CQ582,CU582,DI582)))","v":""},{"$f":"IF(CK582=\"\",\"\",IF(CL582=1,AreaCi(CR582,DI582),AreaTr(CQ582,CU582,DI582)))","v":""},{"$f":"IF(CK582=\"\",\"\",RhCi(DK582,EC582))","v":""},"",{"$f":"IF(CK582=\"\",\"\",hf(CS582,J582,CT582,DK582,EE582))","v":""},{"$f":"IF(CK582=\"\",\"\",LOOKUP(CW582,Tab.4.5!$J$6:$J$27,Tab.4.5!$L$6:$L$27))","v":""},{"$f":"IF(CK582=\"\",\"\",He(EH582,DM582))","v":""},{"$f":"IF(CK582=\"\",\"\",Hs(DM582))","v":""},{"$f":"IF(CK582=\"\",\"\",Hm(EB582,EG582,EI582,EJ582,CS582,CV582))","v":""},"","","","","","","K45+-45000 () ",{"$f":"IF(B582=\"Existe.\",IF(AE582=1,CONCATENATE(#REF!,AK582,\" m.\"),CONCATENATE(#REF!,AJ582,\" m x \",AK582,\" m.\")),IF(CL582=1,CONCATENATE(#REF!,CR582,\" m.\"),CONCATENATE(#REF!,CQ582,\" m x \",CR582,\" m.\")))","v":{"$error":"#REF!"}},"Concreto, L =  m, S = 0 %.","Cota clave eje= 0 msnm.",null,null,null,"","","","","",{"$f":"IF(EV582=\"\",\"\",VLOOKUP(EY582,'Estructura escalonada'!$D$3:$H$953,2))","v":""},"","","","","",""]
[null,null,null,null,null,null,null,null,null,null,null,0,null,0,null,null,null,null,null,null,{"$f":"IF(K585=\"No\",\"\",IF(O585=\"\",YcCi(P585,N585),YcTr(N585,O585,S585)))","v":{"$error":"#VALUE!"}},{"$f":"IF(K585=\"No\",\"\",IF(O585=\"\",Teta1(U585,P585),\"-\"))","v":{"$error":"#VALUE!"}},{"$error":"#VALUE!"},{"$error":"#VALUE!"},{"$f":"IF(K585=\"No\",\"\",IF(O585=\"\",Ynci(P585,N585,R585,T585),YnTr(1,R585,O585,S585,T585,N585)))","v":{"$error":"#VALUE!"}},{"$f":"IF(K585=\"No\",\"\",IF(O585=\"\",Teta1(Y585,P585),\"-\"))","v":{"$error":"#VALUE!"}},{"$f":"IF(K585=\"No\",\"\",IF(O585=\"\",AreaCi(P585,Y585),AreaTr(O585,S585,Y585)))","v":{"$error":"#VALUE!"}},{"$f":"IF(K585=\"No\",\"\",IF(O585=\"\",FrCi(AC585,9.806,Z585,P585),FrTr(AC585,9.806,O585,S585,Y585)))","v":{"$error":"#VALUE!"}},{"$error":"#VALUE!"},null,null,null,null,null,null,null,null,null,null,null,null,null,null,null,0,0,"","","",{"$f":"IF(AD585=\"\",\"\",IF(AE585=1,YcCi(AK585,J585),YcTr(J585,AJ585,AN585)))","v":""},{"$f":"IF(AD585=\"\",\"\",IF(AE585=1,Teta1(AX585,AK585),\"-\"))","v":""},{"$f":"IF(AD585=\"\",\"\",IF(AE585=1,AreaCi(AK585,AX585),AreaTr(AJ585,AN585,AX585)))","v":""},"",{"$f":"IF(AD585=\"\",\"\",IF(AE585=1,Ynci(AK585,J585,AM585,AO585),YnTr(1,AM585,AJ585,AN585,AO585,J585)))","v":""},{"$f":"IF(AD585=\"\",\"\",IF(AE585=1,Teta1(BB585,AK585),\"-\"))","v":""},{"$f":"IF(AD585=\"\",\"\",IF(AE585=1,AreaCi(AK585,BB585),AreaTr(AJ585,AN585,BB585)))","v":""},{"$f":"IF(AD585=\"\",\"\",IF(AE585=1,FrCi(BF585,9.806,BC585,AK585),FrTr(BF585,9.806,AJ585,AN585,BB585)))","v":""},"",{"$f":"IF(AD585=\"\",\"\",IF(AE585=1,LOOKUP(AI585,'Vmáx(material) - Tab.4.3'!$L$2:$L$11,'Vmáx(material) - Tab.4.3'!$M$2:$M$11),LOOKUP(AI585,'Vmáx(material) - Tab.4.3'!$L$15,'Vmáx(material) - Tab.4.3'!$M$15)))","v":""},{"$f":"IF(AD585=\"\",\"\",VLOOKUP($AH585,'Vmáx(material) - Tab.4.3'!$R$35:$X$41,2))","v":""},{"$f":"IF(AD585=\"\",\"\",VLOOKUP($AH585,'Vmáx(material) - Tab.4.3'!$R$35:$X$41,3))","v":""},{"$f":"IF(AD585=\"\",\"\",VLOOKUP($AH585,'Vmáx(material) - Tab.4.3'!$R$35:$X$41,4))","v":""},{"$f":"IF(AD585=\"\",\"\",VLOOKUP($AH585,'Vmáx(material) - Tab.4.3'!$R$35:$X$41,5))","v":""},{"$f":"IF(AD585=\"\",\"\",VLOOKUP($AH585,'Vmáx(material) - Tab.4.3'!$R$35:$X$41,6))","v":""},{"$f":"IF(AD585=\"\",\"\",IF(AD585=\"\",\"\",VLOOKUP($AH585,'Vmáx(material) - Tab.4.3'!$R$35:$X$41,7)))","v":""},{"$f":"IF(AD585=\"\",\"\",IF(AE585=1,FCi(J585,AK585),FTr(J585,AJ585,AK585)))","v":""},"",{"$f":"IF(AD585=\"\",\"\",Hw(BH585,BI585,BJ585,BK585,BL585,BM585,Z,BN585,AO585,AK585))","v":""},"","","","",{"$f":"IF(AD585=\"\",\"\",ho(BT585,AK585,AX585))","v":""},{"$f":"IF(AD585=\"\",\"\",IF(AE585=1,PeriCi(AK585,BB585),PeriTr(AJ585,AN585,BB585)))","v":""},{"$f":"IF(AD585=\"\",\"\",IF(AE585=1,AreaCi(AK585,BB585),AreaTr(AJ585,AN585,BB585)))","v":""},{"$f":"IF(AD585=\"\",\"\",RhCi(BW585,BV585))","v":""},"",{"$f":"IF(AD585=\"\",\"\",hf(AL585,J585,AM585,BW585,BX585))","v":""},{"$f":"IF(AD585=\"\",\"\",LOOKUP(AP585,Tab.4.5!$J$6:$J$27,Tab.4.5!$L$6:$L$27))","v":""},{"$f":"IF(AD585=\"\",\"\",He(CA585,BY585))","v":""},{"$f":"IF(AD585=\"\",\"\",Hs(BY585))","v":""},{"$f":"IF(AD585=\"\",\"\",Hm(BU585,BZ585,CB585,CC585,AL585,AO585))","v":""},"","","","","","",null,null,null,null,null,null,null,null,null,null,null,null,null,null,null,0,0,0,0,0,{"$f":"IF(CK585=\"\",\"\",IF(CL585=1,YcCi(CR585,J585),YcTr(J585,CQ585,CU585)))","v":""},{"$f":"IF(CK585=\"\",\"\",IF(CL585=1,Teta1(DE585,CR585),\"-\"))","v":""},"","",{"$f":"IF(CK585=\"\",\"\",IF(CL585=1,Ynci(CR585,J585,CT585,CV585),YnTr(1,CT585,CQ585,CU585,CV585,J585)))","v":""},{"$f":"IF(CK585=\"\",\"\",IF(CL585=1,Teta1(DI585,CR585),\"-\"))","v":""},{"$f":"IF(CK585=\"\",\"\",IF(CL585=1,AreaCi(CR585,J585),AreaTr(CQ585,CU585,DI585)))","v":""},{"$f":"IF(CK585=\"\",\"\",IF(CL585=1,FrCi(DM585,9.806,DJ585,CR585),FrTr(DM585,9.806,CQ585,CU585,DI585)))","v":""},"",{"$f":"IF(CK585=\"\",\"\",IF(CL585=1,LOOKUP(CP585,'Vmáx(material) - Tab.4.3'!$L$2:$L$11,'Vmáx(material) - Tab.4.3'!$M$2:$M$11),LOOKUP(CP585,'Vmáx(material) - Tab.4.3'!$L$15,'Vmáx(material) - Tab.4.3'!$M$15)))","v":""},{"$f":"IF(CK585=\"\",\"\",VLOOKUP($CO585,'Vmáx(material) - Tab.4.3'!$R$35:$X$41,2))","v":""},{"$f":"IF(CK585=\"\",\"\",VLOOKUP($CO585,'Vmáx(material) - Tab.4.3'!$R$35:$X$41,3))","v":""},{"$f":"IF(CK585=\"\",\"\",VLOOKUP($CO585,'Vmáx(material) - Tab.4.3'!$R$35:$X$41,4))","v":""},{"$f":"IF(CK585=\"\",\"\",VLOOKUP($CO585,'Vmáx(material) - Tab.4.3'!$R$35:$X$41,5))","v":""},{"$f":"IF(CK585=\"\",\"\",VLOOKUP($CO585,'Vmáx(material) - Tab.4.3'!$R$35:$X$41,6))","v":""},{"$f":"IF(CK585=\"\",\"\",IF(CK585=\"\",\"\",VLOOKUP(CO585,'Vmáx(material) - Tab.4.3'!$R$35:$X$41,7)))","v":""},{"$f":"IF(CK585=\"\",\"\",IF(CL585=1,FCi(J585,CR585),FTr(J585,CQ585,CR585)))","v":""},"",{"$f":"IF(CK585=\"\",\"\",Hw(DO585,DP585,DQ585,DR585,DS585,DT585,Z,DU585,CV585,CR585))","v":""},"","","","","",{"$f":"IF(CK585=\"\",\"\",IF(CL585=1,PeriCi(CR585,DI585),PeriTr(CQ585,CU585,DI585)))","v":""},{"$f":"IF(CK585=\"\",\"\",IF(CL585=1,AreaCi(CR585,DI585),AreaTr(CQ585,CU585,DI585)))","v":""},{"$f":"IF(CK585=\"\",\"\",RhCi(DK585,EC585))","v":""},"",{"$f":"IF(CK585=\"\",\"\",hf(CS585,J585,CT585,DK585,EE585))","v":""},{"$f":"IF(CK585=\"\",\"\",LOOKUP(CW585,Tab.4.5!$J$6:$J$27,Tab.4.5!$L$6:$L$27))","v":""},{"$f":"IF(CK585=\"\",\"\",He(EH585,DM585))","v":""},{"$f":"IF(CK585=\"\",\"\",Hs(DM585))","v":""},{"$f":"IF(CK585=\"\",\"\",Hm(EB585,EG585,EI585,EJ585,CS585,CV585))","v":""},"","","","","","","K45+-45000 () ",{"$f":"IF(B585=\"Existe.\",IF(AE585=1,CONCATENATE(#REF!,AK585,\" m.\"),CONCATENATE(#REF!,AJ585,\" m x \",AK585,\" m.\")),IF(CL585=1,CONCATENATE(#REF!,CR585,\" m.\"),CONCATENATE(#REF!,CQ585,\" m x \",CR585,\" m.\")))","v":{"$error":"#REF!"}},"Concreto, L =  m, S = 0 %.","Cota clave eje= 0 msnm.",null,null,null,"","","","","",{"$f":"IF(EV585=\"\",\"\",VLOOKUP(EY585,'Estructura escalonada'!$D$3:$H$953,2))","v":""},"","","","","",""]
[null,null,null,null,null,null,null,null,null,null,null,0,null,0,null,null,null,null,null,null,{"$f":"IF(K588=\"No\",\"\",IF(O588=\"\",YcCi(P588,N588),YcTr(N588,O588,S588)))","v":{"$error":"#VALUE!"}},{"$f":"IF(K588=\"No\",\"\",IF(O588=\"\",Teta1(U588,P588),\"-\"))","v":{"$error":"#VALUE!"}},{"$error":"#VALUE!"},{"$error":"#VALUE!"},{"$f":"IF(K588=\"No\",\"\",IF(O588=\"\",Ynci(P588,N588,R588,T588),YnTr(1,R588,O588,S588,T588,N588)))","v":{"$error":"#VALUE!"}},{"$f":"IF(K588=\"No\",\"\",IF(O588=\"\",Teta1(Y588,P588),\"-\"))","v":{"$error":"#VALUE!"}},{"$f":"IF(K588=\"No\",\"\",IF(O588=\"\",AreaCi(P588,Y588),AreaTr(O588,S588,Y588)))","v":{"$error":"#VALUE!"}},{"$f":"IF(K588=\"No\",\"\",IF(O588=\"\",FrCi(AC588,9.806,Z588,P588),FrTr(AC588,9.806,O588,S588,Y588)))","v":{"$error":"#VALUE!"}},{"$error":"#VALUE!"},null,null,null,null,null,null,null,null,null,null,null,null,null,null,null,0,0,"","","",{"$f":"IF(AD588=\"\",\"\",IF(AE588=1,YcCi(AK588,J588),YcTr(J588,AJ588,AN588)))","v":""},{"$f":"IF(AD588=\"\",\"\",IF(AE588=1,Teta1(AX588,AK588),\"-\"))","v":""},{"$f":"IF(AD588=\"\",\"\",IF(AE588=1,AreaCi(AK588,AX588),AreaTr(AJ588,AN588,AX588)))","v":""},"",{"$f":"IF(AD588=\"\",\"\",IF(AE588=1,Ynci(AK588,J588,AM588,AO588),YnTr(1,AM588,AJ588,AN588,AO588,J588)))","v":""},{"$f":"IF(AD588=\"\",\"\",IF(AE588=1,Teta1(BB588,AK588),\"-\"))","v":""},{"$f":"IF(AD588=\"\",\"\",IF(AE588=1,AreaCi(AK588,BB588),AreaTr(AJ588,AN588,BB588)))","v":""},{"$f":"IF(AD588=\"\",\"\",IF(AE588=1,FrCi(BF588,9.806,BC588,AK588),FrTr(BF588,9.806,AJ588,AN588,BB588)))","v":""},"",{"$f":"IF(AD588=\"\",\"\",IF(AE588=1,LOOKUP(AI588,'Vmáx(material) - Tab.4.3'!$L$2:$L$11,'Vmáx(material) - Tab.4.3'!$M$2:$M$11),LOOKUP(AI588,'Vmáx(material) - Tab.4.3'!$L$15,'Vmáx(material) - Tab.4.3'!$M$15)))","v":""},{"$f":"IF(AD588=\"\",\"\",VLOOKUP($AH588,'Vmáx(material) - Tab.4.3'!$R$35:$X$41,2))","v":""},{"$f":"IF(AD588=\"\",\"\",VLOOKUP($AH588,'Vmáx(material) - Tab.4.3'!$R$35:$X$41,3))","v":""},{"$f":"IF(AD588=\"\",\"\",VLOOKUP($AH588,'Vmáx(material) - Tab.4.3'!$R$35:$X$41,4))","v":""},{"$f":"IF(AD588=\"\",\"\",VLOOKUP($AH588,'Vmáx(material) - Tab.4.3'!$R$35:$X$41,5))","v":""},{"$f":"IF(AD588=\"\",\"\",VLOOKUP($AH588,'Vmáx(material) - Tab.4.3'!$R$35:$X$41,6))","v":""},{"$f":"IF(AD588=\"\",\"\",IF(AD588=\"\",\"\",VLOOKUP($AH588,'Vmáx(material) - Tab.4.3'!$R$35:$X$41,7)))","v":""},{"$f":"IF(AD588=\"\",\"\",IF(AE588=1,FCi(J588,AK588),FTr(J588,AJ588,AK588)))","v":""},"",{"$f":"IF(AD588=\"\",\"\",Hw(BH588,BI588,BJ588,BK588,BL588,BM588,Z,BN588,AO588,AK588))","v":""},"","","","",{"$f":"IF(AD588=\"\",\"\",ho(BT588,AK588,AX588))","v":""},{"$f":"IF(AD588=\"\",\"\",IF(AE588=1,PeriCi(AK588,BB588),PeriTr(AJ588,AN588,BB588)))","v":""},{"$f":"IF(AD588=\"\",\"\",IF(AE588=1,AreaCi(AK588,BB588),AreaTr(AJ588,AN588,BB588)))","v":""},{"$f":"IF(AD588=\"\",\"\",RhCi(BW588,BV588))","v":""},"",{"$f":"IF(AD588=\"\",\"\",hf(AL588,J588,AM588,BW588,BX588))","v":""},{"$f":"IF(AD588=\"\",\"\",LOOKUP(AP588,Tab.4.5!$J$6:$J$27,Tab.4.5!$L$6:$L$27))","v":""},{"$f":"IF(AD588=\"\",\"\",He(CA588,BY588))","v":""},{"$f":"IF(AD588=\"\",\"\",Hs(BY588))","v":""},{"$f":"IF(AD588=\"\",\"\",Hm(BU588,BZ588,CB588,CC588,AL588,AO588))","v":""},"","","","","","",null,null,null,null,null,null,null,null,null,null,null,null,null,null,null,0,0,0,0,0,{"$f":"IF(CK588=\"\",\"\",IF(CL588=1,YcCi(CR588,J588),YcTr(J588,CQ588,CU588)))","v":""},{"$f":"IF(CK588=\"\",\"\",IF(CL588=1,Teta1(DE588,CR588),\"-\"))","v":""},"","",{"$f":"IF(CK588=\"\",\"\",IF(CL588=1,Ynci(CR588,J588,CT588,CV588),YnTr(1,CT588,CQ588,CU588,CV588,J588)))","v":""},{"$f":"IF(CK588=\"\",\"\",IF(CL588=1,Teta1(DI588,CR588),\"-\"))","v":""},{"$f":"IF(CK588=\"\",\"\",IF(CL588=1,AreaCi(CR588,J588),AreaTr(CQ588,CU588,DI588)))","v":""},{"$f":"IF(CK588=\"\",\"\",IF(CL588=1,FrCi(DM588,9.806,DJ588,CR588),FrTr(DM588,9.806,CQ588,CU588,DI588)))","v":""},"",{"$f":"IF(CK588=\"\",\"\",IF(CL588=1,LOOKUP(CP588,'Vmáx(material) - Tab.4.3'!$L$2:$L$11,'Vmáx(material) - Tab.4.3'!$M$2:$M$11),LOOKUP(CP588,'Vmáx(material) - Tab.4.3'!$L$15,'Vmáx(material) - Tab.4.3'!$M$15)))","v":""},{"$f":"IF(CK588=\"\",\"\",VLOOKUP($CO588,'Vmáx(material) - Tab.4.3'!$R$35:$X$41,2))","v":""},{"$f":"IF(CK588=\"\",\"\",VLOOKUP($CO588,'Vmáx(material) - Tab.4.3'!$R$35:$X$41,3))","v":""},{"$f":"IF(CK588=\"\",\"\",VLOOKUP($CO588,'Vmáx(material) - Tab.4.3'!$R$35:$X$41,4))","v":""},{"$f":"IF(CK588=\"\",\"\",VLOOKUP($CO588,'Vmáx(material) - Tab.4.3'!$R$35:$X$41,5))","v":""},{"$f":"IF(CK588=\"\",\"\",VLOOKUP($CO588,'Vmáx(material) - Tab.4.3'!$R$35:$X$41,6))","v":""},{"$f":"IF(CK588=\"\",\"\",IF(CK588=\"\",\"\",VLOOKUP(CO588,'Vmáx(material) - Tab.4.3'!$R$35:$X$41,7)))","v":""},{"$f":"IF(CK588=\"\",\"\",IF(CL588=1,FCi(J588,CR588),FTr(J588,CQ588,CR588)))","v":""},"",{"$f":"IF(CK588=\"\",\"\",Hw(DO588,DP588,DQ588,DR588,DS588,DT588,Z,DU588,CV588,CR588))","v":""},"","","","","",{"$f":"IF(CK588=\"\",\"\",IF(CL588=1,PeriCi(CR588,DI588),PeriTr(CQ588,CU588,DI588)))","v":""},{"$f":"IF(CK588=\"\",\"\",IF(CL588=1,AreaCi(CR588,DI588),AreaTr(CQ588,CU588,DI588)))","v":""},{"$f":"IF(CK588=\"\",\"\",RhCi(DK588,EC588))","v":""},"",{"$f":"IF(CK588=\"\",\"\",hf(CS588,J588,CT588,DK588,EE588))","v":""},{"$f":"IF(CK588=\"\",\"\",LOOKUP(CW588,Tab.4.5!$J$6:$J$27,Tab.4.5!$L$6:$L$27))","v":""},{"$f":"IF(CK588=\"\",\"\",He(EH588,DM588))","v":""},{"$f":"IF(CK588=\"\",\"\",Hs(DM588))","v":""},{"$f":"IF(CK588=\"\",\"\",Hm(EB588,EG588,EI588,EJ588,CS588,CV588))","v":""},"","","","","","","K45+-45000 () ",{"$f":"IF(B588=\"Existe.\",IF(AE588=1,CONCATENATE(#REF!,AK588,\" m.\"),CONCATENATE(#REF!,AJ588,\" m x \",AK588,\" m.\")),IF(CL588=1,CONCATENATE(#REF!,CR588,\" m.\"),CONCATENATE(#REF!,CQ588,\" m x \",CR588,\" m.\")))","v":{"$error":"#REF!"}},"Concreto, L =  m, S = 0 %.","Cota clave eje= 0 msnm.",null,null,null,"","","","","",{"$f":"IF(EV588=\"\",\"\",VLOOKUP(EY588,'Estructura escalonada'!$D$3:$H$953,2))","v":""},"","","","","",""]
[null,null,null,null,null,null,null,null,null,null,null,0,null,0,null,null,null,null,null,null,{"$f":"IF(K591=\"No\",\"\",IF(O591=\"\",YcCi(P591,N591),YcTr(N591,O591,S591)))","v":{"$error":"#VALUE!"}},{"$f":"IF(K591=\"No\",\"\",IF(O591=\"\",Teta1(U591,P591),\"-\"))","v":{"$error":"#VALUE!"}},{"$error":"#VALUE!"},{"$error":"#VALUE!"},{"$f":"IF(K591=\"No\",\"\",IF(O591=\"\",Ynci(P591,N591,R591,T591),YnTr(1,R591,O591,S591,T591,N591)))","v":{"$error":"#VALUE!"}},{"$f":"IF(K591=\"No\",\"\",IF(O591=\"\",Teta1(Y591,P591),\"-\"))","v":{"$error":"#VALUE!"}},{"$f":"IF(K591=\"No\",\"\",IF(O591=\"\",AreaCi(P591,Y591),AreaTr(O591,S591,Y591)))","v":{"$error":"#VALUE!"}},{"$f":"IF(K591=\"No\",\"\",IF(O591=\"\",FrCi(AC591,9.806,Z591,P591),FrTr(AC591,9.806,O591,S591,Y591)))","v":{"$error":"#VALUE!"}},{"$error":"#VALUE!"},null,null,null,null,null,null,null,null,null,null,null,null,null,null,null,0,0,"","","",{"$f":"IF(AD591=\"\",\"\",IF(AE591=1,YcCi(AK591,J591),YcTr(J591,AJ591,AN591)))","v":""},{"$f":"IF(AD591=\"\",\"\",IF(AE591=1,Teta1(AX591,AK591),\"-\"))","v":""},{"$f":"IF(AD591=\"\",\"\",IF(AE591=1,AreaCi(AK591,AX591),AreaTr(AJ591,AN591,AX591)))","v":""},"",{"$f":"IF(AD591=\"\",\"\",IF(AE591=1,Ynci(AK591,J591,AM591,AO591),YnTr(1,AM591,AJ591,AN591,AO591,J591)))","v":""},{"$f":"IF(AD591=\"\",\"\",IF(AE591=1,Teta1(BB591,AK591),\"-\"))","v":""},{"$f":"IF(AD591=\"\",\"\",IF(AE591=1,AreaCi(AK591,BB591),AreaTr(AJ591,AN591,BB591)))","v":""},{"$f":"IF(AD591=\"\",\"\",IF(AE591=1,FrCi(BF591,9.806,BC591,AK591),FrTr(BF591,9.806,AJ591,AN591,BB591)))","v":""},"",{"$f":"IF(AD591=\"\",\"\",IF(AE591=1,LOOKUP(AI591,'Vmáx(material) - Tab.4.3'!$L$2:$L$11,'Vmáx(material) - Tab.4.3'!$M$2:$M$11),LOOKUP(AI591,'Vmáx(material) - Tab.4.3'!$L$15,'Vmáx(material) - Tab.4.3'!$M$15)))","v":""},{"$f":"IF(AD591=\"\",\"\",VLOOKUP($AH591,'Vmáx(material) - Tab.4.3'!$R$35:$X$41,2))","v":""},{"$f":"IF(AD591=\"\",\"\",VLOOKUP($AH591,'Vmáx(material) - Tab.4.3'!$R$35:$X$41,3))","v":""},{"$f":"IF(AD591=\"\",\"\",VLOOKUP($AH591,'Vmáx(material) - Tab.4.3'!$R$35:$X$41,4))","v":""},{"$f":"IF(AD591=\"\",\"\",VLOOKUP($AH591,'Vmáx(material) - Tab.4.3'!$R$35:$X$41,5))","v":""},{"$f":"IF(AD591=\"\",\"\",VLOOKUP($AH591,'Vmáx(material) - Tab.4.3'!$R$35:$X$41,6))","v":""},{"$f":"IF(AD591=\"\",\"\",IF(AD591=\"\",\"\",VLOOKUP($AH591,'Vmáx(material) - Tab.4.3'!$R$35:$X$41,7)))","v":""},{"$f":"IF(AD591=\"\",\"\",IF(AE591=1,FCi(J591,AK591),FTr(J591,AJ591,AK591)))","v":""},"",{"$f":"IF(AD591=\"\",\"\",Hw(BH591,BI591,BJ591,BK591,BL591,BM591,Z,BN591,AO591,AK591))","v":""},"","","","",{"$f":"IF(AD591=\"\",\"\",ho(BT591,AK591,AX591))","v":""},{"$f":"IF(AD591=\"\",\"\",IF(AE591=1,PeriCi(AK591,BB591),PeriTr(AJ591,AN591,BB591)))","v":""},{"$f":"IF(AD591=\"\",\"\",IF(AE591=1,AreaCi(AK591,BB591),AreaTr(AJ591,AN591,BB591)))","v":""},{"$f":"IF(AD591=\"\",\"\",RhCi(BW591,BV591))","v":""},"",{"$f":"IF(AD591=\"\",\"\",hf(AL591,J591,AM591,BW591,BX591))","v":""},{"$f":"IF(AD591=\"\",\"\",LOOKUP(AP591,Tab.4.5!$J$6:$J$27,Tab.4.5!$L$6:$L$27))","v":""},{"$f":"IF(AD591=\"\",\"\",He(CA591,BY591))","v":""},{"$f":"IF(AD591=\"\",\"\",Hs(BY591))","v":""},{"$f":"IF(AD591=\"\",\"\",Hm(BU591,BZ591,CB591,CC591,AL591,AO591))","v":""},"","","","","","",null,null,null,null,null,null,null,null,null,null,null,null,null,null,null,0,0,0,0,0,{"$f":"IF(CK591=\"\",\"\",IF(CL591=1,YcCi(CR591,J591),YcTr(J591,CQ591,CU591)))","v":""},{"$f":"IF(CK591=\"\",\"\",IF(CL591=1,Teta1(DE591,CR591),\"-\"))","v":""},"","",{"$f":"IF(CK591=\"\",\"\",IF(CL591=1,Ynci(CR591,J591,CT591,CV591),YnTr(1,CT591,CQ591,CU591,CV591,J591)))","v":""},{"$f":"IF(CK591=\"\",\"\",IF(CL591=1,Teta1(DI591,CR591),\"-\"))","v":""},{"$f":"IF(CK591=\"\",\"\",IF(CL591=1,AreaCi(CR591,J591),AreaTr(CQ591,CU591,DI591)))","v":""},{"$f":"IF(CK591=\"\",\"\",IF(CL591=1,FrCi(DM591,9.806,DJ591,CR591),FrTr(DM591,9.806,CQ591,CU591,DI591)))","v":""},"",{"$f":"IF(CK591=\"\",\"\",IF(CL591=1,LOOKUP(CP591,'Vmáx(material) - Tab.4.3'!$L$2:$L$11,'Vmáx(material) - Tab.4.3'!$M$2:$M$11),LOOKUP(CP591,'Vmáx(material) - Tab.4.3'!$L$15,'Vmáx(material) - Tab.4.3'!$M$15)))","v":""},{"$f":"IF(CK591=\"\",\"\",VLOOKUP($CO591,'Vmáx(material) - Tab.4.3'!$R$35:$X$41,2))","v":""},{"$f":"IF(CK591=\"\",\"\",VLOOKUP($CO591,'Vmáx(material) - Tab.4.3'!$R$35:$X$41,3))","v":""},{"$f":"IF(CK591=\"\",\"\",VLOOKUP($CO591,'Vmáx(material) - Tab.4.3'!$R$35:$X$41,4))","v":""},{"$f":"IF(CK591=\"\",\"\",VLOOKUP($CO591,'Vmáx(material) - Tab.4.3'!$R$35:$X$41,5))","v":""},{"$f":"IF(CK591=\"\",\"\",VLOOKUP($CO591,'Vmáx(material) - Tab.4.3'!$R$35:$X$41,6))","v":""},{"$f":"IF(CK591=\"\",\"\",IF(CK591=\"\",\"\",VLOOKUP(CO591,'Vmáx(material) - Tab.4.3'!$R$35:$X$41,7)))","v":""},{"$f":"IF(CK591=\"\",\"\",IF(CL591=1,FCi(J591,CR591),FTr(J591,CQ591,CR591)))","v":""},"",{"$f":"IF(CK591=\"\",\"\",Hw(DO591,DP591,DQ591,DR591,DS591,DT591,Z,DU591,CV591,CR591))","v":""},"","","","","",{"$f":"IF(CK591=\"\",\"\",IF(CL591=1,PeriCi(CR591,DI591),PeriTr(CQ591,CU591,DI591)))","v":""},{"$f":"IF(CK591=\"\",\"\",IF(CL591=1,AreaCi(CR591,DI591),AreaTr(CQ591,CU591,DI591)))","v":""},{"$f":"IF(CK591=\"\",\"\",RhCi(DK591,EC591))","v":""},"",{"$f":"IF(CK591=\"\",\"\",hf(CS591,J591,CT591,DK591,EE591))","v":""},{"$f":"IF(CK591=\"\",\"\",LOOKUP(CW591,Tab.4.5!$J$6:$J$27,Tab.4.5!$L$6:$L$27))","v":""},{"$f":"IF(CK591=\"\",\"\",He(EH591,DM591))","v":""},{"$f":"IF(CK591=\"\",\"\",Hs(DM591))","v":""},{"$f":"IF(CK591=\"\",\"\",Hm(EB591,EG591,EI591,EJ591,CS591,CV591))","v":""},"","","","","","","K45+-45000 () ",{"$f":"IF(B591=\"Existe.\",IF(AE591=1,CONCATENATE(#REF!,AK591,\" m.\"),CONCATENATE(#REF!,AJ591,\" m x \",AK591,\" m.\")),IF(CL591=1,CONCATENATE(#REF!,CR591,\" m.\"),CONCATENATE(#REF!,CQ591,\" m x \",CR591,\" m.\")))","v":{"$error":"#REF!"}},"Concreto, L =  m, S = 0 %.","Cota clave eje= 0 msnm.",null,null,null,"","","","","",{"$f":"IF(EV591=\"\",\"\",VLOOKUP(EY591,'Estructura escalonada'!$D$3:$H$953,2))","v":""},"","","","","",""]
[null,null,null,null,null,null,null,null,null,null,null,0,null,0,null,null,null,null,null,null,{"$f":"IF(K594=\"No\",\"\",IF(O594=\"\",YcCi(P594,N594),YcTr(N594,O594,S594)))","v":{"$error":"#VALUE!"}},{"$f":"IF(K594=\"No\",\"\",IF(O594=\"\",Teta1(U594,P594),\"-\"))","v":{"$error":"#VALUE!"}},{"$error":"#VALUE!"},{"$error":"#VALUE!"},{"$f":"IF(K594=\"No\",\"\",IF(O594=\"\",Ynci(P594,N594,R594,T594),YnTr(1,R594,O594,S594,T594,N594)))","v":{"$error":"#VALUE!"}},{"$f":"IF(K594=\"No\",\"\",IF(O594=\"\",Teta1(Y594,P594),\"-\"))","v":{"$error":"#VALUE!"}},{"$f":"IF(K594=\"No\",\"\",IF(O594=\"\",AreaCi(P594,Y594),AreaTr(O594,S594,Y594)))","v":{"$error":"#VALUE!"}},{"$f":"IF(K594=\"No\",\"\",IF(O594=\"\",FrCi(AC594,9.806,Z594,P594),FrTr(AC594,9.806,O594,S594,Y594)))","v":{"$error":"#VALUE!"}},{"$error":"#VALUE!"},null,null,null,null,null,null,null,null,null,null,null,null,null,null,null,0,0,"","","",{"$f":"IF(AD594=\"\",\"\",IF(AE594=1,YcCi(AK594,J594),YcTr(J594,AJ594,AN594)))","v":""},{"$f":"IF(AD594=\"\",\"\",IF(AE594=1,Teta1(AX594,AK594),\"-\"))","v":""},{"$f":"IF(AD594=\"\",\"\",IF(AE594=1,AreaCi(AK594,AX594),AreaTr(AJ594,AN594,AX594)))","v":""},"",{"$f":"IF(AD594=\"\",\"\",IF(AE594=1,Ynci(AK594,J594,AM594,AO594),YnTr(1,AM594,AJ594,AN594,AO594,J594)))","v":""},{"$f":"IF(AD594=\"\",\"\",IF(AE594=1,Teta1(BB594,AK594),\"-\"))","v":""},{"$f":"IF(AD594=\"\",\"\",IF(AE594=1,AreaCi(AK594,BB594),AreaTr(AJ594,AN594,BB594)))","v":""},{"$f":"IF(AD594=\"\",\"\",IF(AE594=1,FrCi(BF594,9.806,BC594,AK594),FrTr(BF594,9.806,AJ594,AN594,BB594)))","v":""},"",{"$f":"IF(AD594=\"\",\"\",IF(AE594=1,LOOKUP(AI594,'Vmáx(material) - Tab.4.3'!$L$2:$L$11,'Vmáx(material) - Tab.4.3'!$M$2:$M$11),LOOKUP(AI594,'Vmáx(material) - Tab.4.3'!$L$15,'Vmáx(material) - Tab.4.3'!$M$15)))","v":""},{"$f":"IF(AD594=\"\",\"\",VLOOKUP($AH594,'Vmáx(material) - Tab.4.3'!$R$35:$X$41,2))","v":""},{"$f":"IF(AD594=\"\",\"\",VLOOKUP($AH594,'Vmáx(material) - Tab.4.3'!$R$35:$X$41,3))","v":""},{"$f":"IF(AD594=\"\",\"\",VLOOKUP($AH594,'Vmáx(material) - Tab.4.3'!$R$35:$X$41,4))","v":""},{"$f":"IF(AD594=\"\",\"\",VLOOKUP($AH594,'Vmáx(material) - Tab.4.3'!$R$35:$X$41,5))","v":""},{"$f":"IF(AD594=\"\",\"\",VLOOKUP($AH594,'Vmáx(material) - Tab.4.3'!$R$35:$X$41,6))","v":""},{"$f":"IF(AD594=\"\",\"\",IF(AD594=\"\",\"\",VLOOKUP($AH594,'Vmáx(material) - Tab.4.3'!$R$35:$X$41,7)))","v":""},{"$f":"IF(AD594=\"\",\"\",IF(AE594=1,FCi(J594,AK594),FTr(J594,AJ594,AK594)))","v":""},"",{"$f":"IF(AD594=\"\",\"\",Hw(BH594,BI594,BJ594,BK594,BL594,BM594,Z,BN594,AO594,AK594))","v":""},"","","","",{"$f":"IF(AD594=\"\",\"\",ho(BT594,AK594,AX594))","v":""},{"$f":"IF(AD594=\"\",\"\",IF(AE594=1,PeriCi(AK594,BB594),PeriTr(AJ594,AN594,BB594)))","v":""},{"$f":"IF(AD594=\"\",\"\",IF(AE594=1,AreaCi(AK594,BB594),AreaTr(AJ594,AN594,BB594)))","v":""},{"$f":"IF(AD594=\"\",\"\",RhCi(BW594,BV594))","v":""},"",{"$f":"IF(AD594=\"\",\"\",hf(AL594,J594,AM594,BW594,BX594))","v":""},{"$f":"IF(AD594=\"\",\"\",LOOKUP(AP594,Tab.4.5!$J$6:$J$27,Tab.4.5!$L$6:$L$27))","v":""},{"$f":"IF(AD594=\"\",\"\",He(CA594,BY594))","v":""},{"$f":"IF(AD594=\"\",\"\",Hs(BY594))","v":""},{"$f":"IF(AD594=\"\",\"\",Hm(BU594,BZ594,CB594,CC594,AL594,AO594))","v":""},"","","","","","",null,null,null,null,null,null,null,null,null,null,null,null,null,null,null,0,0,0,0,0,{"$f":"IF(CK594=\"\",\"\",IF(CL594=1,YcCi(CR594,J594),YcTr(J594,CQ594,CU594)))","v":""},{"$f":"IF(CK594=\"\",\"\",IF(CL594=1,Teta1(DE594,CR594),\"-\"))","v":""},"","",{"$f":"IF(CK594=\"\",\"\",IF(CL594=1,Ynci(CR594,J594,CT594,CV594),YnTr(1,CT594,CQ594,CU594,CV594,J594)))","v":""},{"$f":"IF(CK594=\"\",\"\",IF(CL594=1,Teta1(DI594,CR594),\"-\"))","v":""},{"$f":"IF(CK594=\"\",\"\",IF(CL594=1,AreaCi(CR594,J594),AreaTr(CQ594,CU594,DI594)))","v":""},{"$f":"IF(CK594=\"\",\"\",IF(CL594=1,FrCi(DM594,9.806,DJ594,CR594),FrTr(DM594,9.806,CQ594,CU594,DI594)))","v":""},"",{"$f":"IF(CK594=\"\",\"\",IF(CL594=1,LOOKUP(CP594,'Vmáx(material) - Tab.4.3'!$L$2:$L$11,'Vmáx(material) - Tab.4.3'!$M$2:$M$11),LOOKUP(CP594,'Vmáx(material) - Tab.4.3'!$L$15,'Vmáx(material) - Tab.4.3'!$M$15)))","v":""},{"$f":"IF(CK594=\"\",\"\",VLOOKUP($CO594,'Vmáx(material) - Tab.4.3'!$R$35:$X$41,2))","v":""},{"$f":"IF(CK594=\"\",\"\",VLOOKUP($CO594,'Vmáx(material) - Tab.4.3'!$R$35:$X$41,3))","v":""},{"$f":"IF(CK594=\"\",\"\",VLOOKUP($CO594,'Vmáx(material) - Tab.4.3'!$R$35:$X$41,4))","v":""},{"$f":"IF(CK594=\"\",\"\",VLOOKUP($CO594,'Vmáx(material) - Tab.4.3'!$R$35:$X$41,5))","v":""},{"$f":"IF(CK594=\"\",\"\",VLOOKUP($CO594,'Vmáx(material) - Tab.4.3'!$R$35:$X$41,6))","v":""},{"$f":"IF(CK594=\"\",\"\",IF(CK594=\"\",\"\",VLOOKUP(CO594,'Vmáx(material) - Tab.4.3'!$R$35:$X$41,7)))","v":""},{"$f":"IF(CK594=\"\",\"\",IF(CL594=1,FCi(J594,CR594),FTr(J594,CQ594,CR594)))","v":""},"",{"$f":"IF(CK594=\"\",\"\",Hw(DO594,DP594,DQ594,DR594,DS594,DT594,Z,DU594,CV594,CR594))","v":""},"","","","","",{"$f":"IF(CK594=\"\",\"\",IF(CL594=1,PeriCi(CR594,DI594),PeriTr(CQ594,CU594,DI594)))","v":""},{"$f":"IF(CK594=\"\",\"\",IF(CL594=1,AreaCi(CR594,DI594),AreaTr(CQ594,CU594,DI594)))","v":""},{"$f":"IF(CK594=\"\",\"\",RhCi(DK594,EC594))","v":""},"",{"$f":"IF(CK594=\"\",\"\",hf(CS594,J594,CT594,DK594,EE594))","v":""},{"$f":"IF(CK594=\"\",\"\",LOOKUP(CW594,Tab.4.5!$J$6:$J$27,Tab.4.5!$L$6:$L$27))","v":""},{"$f":"IF(CK594=\"\",\"\",He(EH594,DM594))","v":""},{"$f":"IF(CK594=\"\",\"\",Hs(DM594))","v":""},{"$f":"IF(CK594=\"\",\"\",Hm(EB594,EG594,EI594,EJ594,CS594,CV594))","v":""},"","","","","","","K45+-45000 () ",{"$f":"IF(B594=\"Existe.\",IF(AE594=1,CONCATENATE(#REF!,AK594,\" m.\"),CONCATENATE(#REF!,AJ594,\" m x \",AK594,\" m.\")),IF(CL594=1,CONCATENATE(#REF!,CR594,\" m.\"),CONCATENATE(#REF!,CQ594,\" m x \",CR594,\" m.\")))","v":{"$error":"#REF!"}},"Concreto, L =  m, S = 0 %.","Cota clave eje= 0 msnm.",null,null,null,"","","","","",{"$f":"IF(EV594=\"\",\"\",VLOOKUP(EY594,'Estructura escalonada'!$D$3:$H$953,2))","v":""},"","","","","",""]
[null,null,null,null,null,null,null,null,null,null,null,0,null,0,null,null,null,null,null,null,{"$f":"IF(K595=\"No\",\"\",IF(O595=\"\",YcCi(P595,N595),YcTr(N595,O595,S595)))","v":{"$error":"#VALUE!"}},{"$f":"IF(K595=\"No\",\"\",IF(O595=\"\",Teta1(U595,P595),\"-\"))","v":{"$error":"#VALUE!"}},{"$error":"#VALUE!"},{"$error":"#VALUE!"},{"$f":"IF(K595=\"No\",\"\",IF(O595=\"\",Ynci(P595,N595,R595,T595),YnTr(1,R595,O595,S595,T595,N595)))","v":{"$error":"#VALUE!"}},{"$f":"IF(K595=\"No\",\"\",IF(O595=\"\",Teta1(Y595,P595),\"-\"))","v":{"$error":"#VALUE!"}},{"$f":"IF(K595=\"No\",\"\",IF(O595=\"\",AreaCi(P595,Y595),AreaTr(O595,S595,Y595)))","v":{"$error":"#VALUE!"}},{"$f":"IF(K595=\"No\",\"\",IF(O595=\"\",FrCi(AC595,9.806,Z595,P595),FrTr(AC595,9.806,O595,S595,Y595)))","v":{"$error":"#VALUE!"}},{"$error":"#VALUE!"},null,null,null,null,null,null,null,null,null,null,null,null,null,null,null,0,0,"","","",{"$f":"IF(AD595=\"\",\"\",IF(AE595=1,YcCi(AK595,J595),YcTr(J595,AJ595,AN595)))","v":""},{"$f":"IF(AD595=\"\",\"\",IF(AE595=1,Teta1(AX595,AK595),\"-\"))","v":""},{"$f":"IF(AD595=\"\",\"\",IF(AE595=1,AreaCi(AK595,AX595),AreaTr(AJ595,AN595,AX595)))","v":""},"",{"$f":"IF(AD595=\"\",\"\",IF(AE595=1,Ynci(AK595,J595,AM595,AO595),YnTr(1,AM595,AJ595,AN595,AO595,J595)))","v":""},{"$f":"IF(AD595=\"\",\"\",IF(AE595=1,Teta1(BB595,AK595),\"-\"))","v":""},{"$f":"IF(AD595=\"\",\"\",IF(AE595=1,AreaCi(AK595,BB595),AreaTr(AJ595,AN595,BB595)))","v":""},{"$f":"IF(AD595=\"\",\"\",IF(AE595=1,FrCi(BF595,9.806,BC595,AK595),FrTr(BF595,9.806,AJ595,AN595,BB595)))","v":""},"",{"$f":"IF(AD595=\"\",\"\",IF(AE595=1,LOOKUP(AI595,'Vmáx(material) - Tab.4.3'!$L$2:$L$11,'Vmáx(material) - Tab.4.3'!$M$2:$M$11),LOOKUP(AI595,'Vmáx(material) - Tab.4.3'!$L$15,'Vmáx(material) - Tab.4.3'!$M$15)))","v":""},{"$f":"IF(AD595=\"\",\"\",VLOOKUP($AH595,'Vmáx(material) - Tab.4.3'!$R$35:$X$41,2))","v":""},{"$f":"IF(AD595=\"\",\"\",VLOOKUP($AH595,'Vmáx(material) - Tab.4.3'!$R$35:$X$41,3))","v":""},{"$f":"IF(AD595=\"\",\"\",VLOOKUP($AH595,'Vmáx(material) - Tab.4.3'!$R$35:$X$41,4))","v":""},{"$f":"IF(AD595=\"\",\"\",VLOOKUP($AH595,'Vmáx(material) - Tab.4.3'!$R$35:$X$41,5))","v":""},{"$f":"IF(AD595=\"\",\"\",VLOOKUP($AH595,'Vmáx(material) - Tab.4.3'!$R$35:$X$41,6))","v":""},{"$f":"IF(AD595=\"\",\"\",IF(AD595=\"\",\"\",VLOOKUP($AH595,'Vmáx(material) - Tab.4.3'!$R$35:$X$41,7)))","v":""},{"$f":"IF(AD595=\"\",\"\",IF(AE595=1,FCi(J595,AK595),FTr(J595,AJ595,AK595)))","v":""},"",{"$f":"IF(AD595=\"\",\"\",Hw(BH595,BI595,BJ595,BK595,BL595,BM595,Z,BN595,AO595,AK595))","v":""},"","","","",{"$f":"IF(AD595=\"\",\"\",ho(BT595,AK595,AX595))","v":""},{"$f":"IF(AD595=\"\",\"\",IF(AE595=1,PeriCi(AK595,BB595),PeriTr(AJ595,AN595,BB595)))","v":""},{"$f":"IF(AD595=\"\",\"\",IF(AE595=1,AreaCi(AK595,BB595),AreaTr(AJ595,AN595,BB595)))","v":""},{"$f":"IF(AD595=\"\",\"\",RhCi(BW595,BV595))","v":""},"",{"$f":"IF(AD595=\"\",\"\",hf(AL595,J595,AM595,BW595,BX595))","v":""},{"$f":"IF(AD595=\"\",\"\",LOOKUP(AP595,Tab.4.5!$J$6:$J$27,Tab.4.5!$L$6:$L$27))","v":""},{"$f":"IF(AD595=\"\",\"\",He(CA595,BY595))","v":""},{"$f":"IF(AD595=\"\",\"\",Hs(BY595))","v":""},{"$f":"IF(AD595=\"\",\"\",Hm(BU595,BZ595,CB595,CC595,AL595,AO595))","v":""},"","","","","","",null,null,null,null,null,null,null,null,null,null,null,null,null,null,null,0,0,0,0,0,{"$f":"IF(CK595=\"\",\"\",IF(CL595=1,YcCi(CR595,J595),YcTr(J595,CQ595,CU595)))","v":""},{"$f":"IF(CK595=\"\",\"\",IF(CL595=1,Teta1(DE595,CR595),\"-\"))","v":""},"","",{"$f":"IF(CK595=\"\",\"\",IF(CL595=1,Ynci(CR595,J595,CT595,CV595),YnTr(1,CT595,CQ595,CU595,CV595,J595)))","v":""},{"$f":"IF(CK595=\"\",\"\",IF(CL595=1,Teta1(DI595,CR595),\"-\"))","v":""},{"$f":"IF(CK595=\"\",\"\",IF(CL595=1,AreaCi(CR595,J595),AreaTr(CQ595,CU595,DI595)))","v":""},{"$f":"IF(CK595=\"\",\"\",IF(CL595=1,FrCi(DM595,9.806,DJ595,CR595),FrTr(DM595,9.806,CQ595,CU595,DI595)))","v":""},"",{"$f":"IF(CK595=\"\",\"\",IF(CL595=1,LOOKUP(CP595,'Vmáx(material) - Tab.4.3'!$L$2:$L$11,'Vmáx(material) - Tab.4.3'!$M$2:$M$11),LOOKUP(CP595,'Vmáx(material) - Tab.4.3'!$L$15,'Vmáx(material) - Tab.4.3'!$M$15)))","v":""},{"$f":"IF(CK595=\"\",\"\",VLOOKUP($CO595,'Vmáx(material) - Tab.4.3'!$R$35:$X$41,2))","v":""},{"$f":"IF(CK595=\"\",\"\",VLOOKUP($CO595,'Vmáx(material) - Tab.4.3'!$R$35:$X$41,3))","v":""},{"$f":"IF(CK595=\"\",\"\",VLOOKUP($CO595,'Vmáx(material) - Tab.4.3'!$R$35:$X$41,4))","v":""},{"$f":"IF(CK595=\"\",\"\",VLOOKUP($CO595,'Vmáx(material) - Tab.4.3'!$R$35:$X$41,5))","v":""},{"$f":"IF(CK595=\"\",\"\",VLOOKUP($CO595,'Vmáx(material) - Tab.4.3'!$R$35:$X$41,6))","v":""},{"$f":"IF(CK595=\"\",\"\",IF(CK595=\"\",\"\",VLOOKUP(CO595,'Vmáx(material) - Tab.4.3'!$R$35:$X$41,7)))","v":""},{"$f":"IF(CK595=\"\",\"\",IF(CL595=1,FCi(J595,CR595),FTr(J595,CQ595,CR595)))","v":""},"",{"$f":"IF(CK595=\"\",\"\",Hw(DO595,DP595,DQ595,DR595,DS595,DT595,Z,DU595,CV595,CR595))","v":""},"","","","","",{"$f":"IF(CK595=\"\",\"\",IF(CL595=1,PeriCi(CR595,DI595),PeriTr(CQ595,CU595,DI595)))","v":""},{"$f":"IF(CK595=\"\",\"\",IF(CL595=1,AreaCi(CR595,DI595),AreaTr(CQ595,CU595,DI595)))","v":""},{"$f":"IF(CK595=\"\",\"\",RhCi(DK595,EC595))","v":""},"",{"$f":"IF(CK595=\"\",\"\",hf(CS595,J595,CT595,DK595,EE595))","v":""},{"$f":"IF(CK595=\"\",\"\",LOOKUP(CW595,Tab.4.5!$J$6:$J$27,Tab.4.5!$L$6:$L$27))","v":""},{"$f":"IF(CK595=\"\",\"\",He(EH595,DM595))","v":""},{"$f":"IF(CK595=\"\",\"\",Hs(DM595))","v":""},{"$f":"IF(CK595=\"\",\"\",Hm(EB595,EG595,EI595,EJ595,CS595,CV595))","v":""},"","","","","","","K45+-45000 () ",{"$f":"IF(B595=\"Existe.\",IF(AE595=1,CONCATENATE(#REF!,AK595,\" m.\"),CONCATENATE(#REF!,AJ595,\" m x \",AK595,\" m.\")),IF(CL595=1,CONCATENATE(#REF!,CR595,\" m.\"),CONCATENATE(#REF!,CQ595,\" m x \",CR595,\" m.\")))","v":{"$error":"#REF!"}},"Concreto, L =  m, S = 0 %.","Cota clave eje= 0 msnm.",null,null,null,"","","","","",{"$f":"IF(EV595=\"\",\"\",VLOOKUP(EY595,'Estructura escalonada'!$D$3:$H$953,2))","v":""},"","","","","",""]
[null,null,null,null,null,null,null,null,null,null,null,{"$f":"IF(K598=\"No\",\"\",J598)","v":0},null,{"$f":"IF(K598=\"No\",\"\",L598+M598)","v":0},null,null,null,null,null,null,{"$f":"IF(K598=\"No\",\"\",IF(O598=\"\",YcCi(P598,N598),YcTr(N598,O598,S598)))","v":{"$error":"#VALUE!"}},{"$f":"IF(K598=\"No\",\"\",IF(O598=\"\",Teta1(U598,P598),\"-\"))","v":{"$error":"#VALUE!"}},{"$f":"IF(K598=\"No\",\"\",IF(O598=\"\",(1/8*(V598-SIN(V598))*P598^2),(O598+S598*U598)*U598))","v":{"$error":"#VALUE!"}},{"$f":"IF(W598=\"\",\"\",N598/W598)","v":{"$error":"#VALUE!"}},{"$f":"IF(K598=\"No\",\"\",IF(O598=\"\",Ynci(P598,N598,R598,T598),YnTr(1,R598,O598,S598,T598,N598)))","v":{"$error":"#VALUE!"}},{"$f":"IF(K598=\"No\",\"\",IF(O598=\"\",Teta1(Y598,P598),\"-\"))","v":{"$error":"#VALUE!"}},{"$f":"IF(K598=\"No\",\"\",IF(O598=\"\",AreaCi(P598,Y598),AreaTr(O598,S598,Y598)))","v":{"$error":"#VALUE!"}},{"$f":"IF(K598=\"No\",\"\",IF(O598=\"\",FrCi(AC598,9.806,Z598,P598),FrTr(AC598,9.806,O598,S598,Y598)))","v":{"$error":"#VALUE!"}},{"$f":"IF(K598=\"No\",\"\",N598/AA598)","v":{"$error":"#VALUE!"}},null,null,null,null,null,null,null,null,null,null,null,null,null,null,null,{"$f":"AQ598-AO598*AL598/2","v":0},{"$f":"AQ598-AO598*AL598","v":0},{"$f":"IF(AD598=\"\",\"\",AR598-AS598)","v":""},{"$f":"IF(AD598=\"\",\"\",1.2*AK598)","v":""},{"$f":"IF(AD598=\"\",\"\",AK598)","v":""},{"$f":"IF(AD598=\"\",\"\",IF(AE598=1,YcCi(AK598,J598),YcTr(J598,AJ598,AN598)))","v":""},{"$f":"IF(AD598=\"\",\"\",IF(AE598=1,Teta1(AX598,AK598),\"-\"))","v":""},{"$f":"IF(AD598=\"\",\"\",IF(AE598=1,AreaCi(AK598,AX598),AreaTr(AJ598,AN598,AX598)))","v":""},{"$f":"IF(AD598=\"\",\"\",J598/AZ598)","v":""},{"$f":"IF(AD598=\"\",\"\",IF(AE598=1,Ynci(AK598,J598,AM598,AO598),YnTr(1,AM598,AJ598,AN598,AO598,J598)))","v":""},{"$f":"IF(AD598=\"\",\"\",IF(AE598=1,Teta1(BB598,AK598),\"-\"))","v":""},{"$f":"IF(AD598=\"\",\"\",IF(AE598=1,AreaCi(AK598,BB598),AreaTr(AJ598,AN598,BB598)))","v":""},{"$f":"IF(AD598=\"\",\"\",IF(AE598=1,FrCi(BF598,9.806,BC598,AK598),FrTr(BF598,9.806,AJ598,AN598,BB598)))","v":""},{"$f":"IF(AD598=\"\",\"\",J598/BD598)","v":""},{"$f":"IF(AD598=\"\",\"\",IF(AE598=1,LOOKUP(AI598,'Vmáx(material) - Tab.4.3'!$L$2:$L$11,'Vmáx(material) - Tab.4.3'!$M$2:$M$11),LOOKUP(AI598,'Vmáx(material) - Tab.4.3'!$L$15,'Vmáx(material) - Tab.4.3'!$M$15)))","v":""},{"$f":"IF(AD598=\"\",\"\",VLOOKUP($AH598,'Vmáx(material) - Tab.4.3'!$R$35:$X$41,2))","v":""},{"$f":"IF(AD598=\"\",\"\",VLOOKUP($AH598,'Vmáx(material) - Tab.4.3'!$R$35:$X$41,3))","v":""},{"$f":"IF(AD598=\"\",\"\",VLOOKUP($AH598,'Vmáx(material) - Tab.4.3'!$R$35:$X$41,4))","v":""},{"$f":"IF(AD598=\"\",\"\",VLOOKUP($AH598,'Vmáx(material) - Tab.4.3'!$R$35:$X$41,5))","v":""},{"$f":"IF(AD598=\"\",\"\",VLOOKUP($AH598,'Vmáx(material) - Tab.4.3'!$R$35:$X$41,6))","v":""},{"$f":"IF(AD598=\"\",\"\",IF(AD598=\"\",\"\",VLOOKUP($AH598,'Vmáx(material) - Tab.4.3'!$R$35:$X$41,7)))","v":""},{"$f":"IF(AD598=\"\",\"\",IF(AE598=1,FCi(J598,AK598),FTr(J598,AJ598,AK598)))","v":""},{"$f":"IF(AD598=\"\",\"\",IF(BB598=\"Q > Qmax\",\"Insuficiencia hidráulica.\", IF(ABS(AX598-BB598)<=0.0001,\"Crítico\",IF(AX598>BB598,\"Supercrítico\",\"Subcrítico\"))))","v":""},{"$f":"IF(AD598=\"\",\"\",Hw(BH598,BI598,BJ598,BK598,BL598,BM598,Z,BN598,AO598,AK598))","v":""},{"$f":"IF(AD598=\"\",\"\",BP598/AK598)","v":""},{"$f":"IF(AD598=\"\",\"\",IF(AE598=1,0.438*AK598*SQRT(9.806)*AV598^1.5/AK598^0.4,2/3*0.9*AJ598*AV598*SQRT(2/3*9.806*AV598))*AD598)","v":""},{"$f":"IF(AD598=\"\",\"\",IF(BQ598<1.2,\"Cumple\",\"No Cumple\"))","v":""},{"$f":"IF(AD598=\"\",\"\",IF(K598=\"No\",0,Y598))","v":""},{"$f":"IF(AD598=\"\",\"\",ho(BT598,AK598,AX598))","v":""},{"$f":"IF(AD598=\"\",\"\",IF(AE598=1,PeriCi(AK598,BB598),PeriTr(AJ598,AN598,BB598)))","v":""},{"$f":"IF(AD598=\"\",\"\",IF(AE598=1,AreaCi(AK598,BB598),AreaTr(AJ598,AN598,BB598)))","v":""},{"$f":"IF(AD598=\"\",\"\",RhCi(BW598,BV598))","v":""},{"$f":"IF(AD598=\"\",\"\",J598/BW598)","v":""},{"$f":"IF(AD598=\"\",\"\",hf(AL598,J598,AM598,BW598,BX598))","v":""},{"$f":"IF(AD598=\"\",\"\",LOOKUP(AP598,Tab.4.5!$J$6:$J$27,Tab.4.5!$L$6:$L$27))","v":""},{"$f":"IF(AD598=\"\",\"\",He(CA598,BY598))","v":""},{"$f":"IF(AD598=\"\",\"\",Hs(BY598))","v":""},{"$f":"IF(AD598=\"\",\"\",Hm(BU598,BZ598,CB598,CC598,AL598,AO598))","v":""},{"$f":"IF(AD598=\"\",\"\",CD598/AK598)","v":""},{"$f":"IF(AD598=\"\",\"\",IF(AE598=1,0.438*AK598*SQRT(9.806)*AV598^1.5/AK598^0.4,2/3*0.9*AJ598*AV598*SQRT(2/3*9.806*AV598))*AD598)","v":""},{"$f":"IF(AD598=\"\",\"\",IF(CE598<1.2,\"Cumple\",\"No Cumple\"))","v":""},{"$f":"IF(AD598=\"\",\"\",IF(BT598=\"\",\"\",IF(BO598=\"Supercrítico\",\"Funciona con control a la entrada.\",\"Funciona con control a la salida\")))","v":""},{"$f":"IF(AD598=\"\",\"\",IF(BT598=\"\",\"\",IF(BO598=\"Supercrítico\",IF(BT598>BB598,\"Se presenta resalto hidráulico cerca de la salida.\",\"\"),\"\")))","v":""},{"$f":"IF(AD598=\"\",\"\",IF(BS598=\"No Cumple\",\"Reemplazar.\",IF(B598=\"Nueva\",\"Se requiere obra nueva.\",\"Conservar y realizar labores de limpieza y mantenimiento.\")))","v":""},null,null,null,null,null,null,null,null,null,null,null,null,null,null,null,{"$f":"CX598-CV598*CS598/2","v":0},{"$f":"CX598-CV598*CS598","v":0},{"$f":"CY598-CZ598","v":0},{"$f":"1.2*CR598","v":0},{"$f":"CR598","v":0},{"$f":"IF(CK598=\"\",\"\",IF(CL598=1,YcCi(CR598,J598),YcTr(J598,CQ598,CU598)))","v":""},{"$f":"IF(CK598=\"\",\"\",IF(CL598=1,Teta1(DE598,CR598),\"-\"))","v":""},{"$f":"IF(CK598=\"\",\"\",IF(CL598=1,1/8*(DF598-SIN(DF598))*CR598^2,(CQ598+CU598*DE598)*DE598))","v":""},{"$f":"IF(CK598=\"\",\"\",J598/DG598)","v":""},{"$f":"IF(CK598=\"\",\"\",IF(CL598=1,Ynci(CR598,J598,CT598,CV598),YnTr(1,CT598,CQ598,CU598,CV598,J598)))","v":""},{"$f":"IF(CK598=\"\",\"\",IF(CL598=1,Teta1(DI598,CR598),\"-\"))","v":""},{"$f":"IF(CK598=\"\",\"\",IF(CL598=1,AreaCi(CR598,J598),AreaTr(CQ598,CU598,DI598)))","v":""},{"$f":"IF(CK598=\"\",\"\",IF(CL598=1,FrCi(DM598,9.806,DJ598,CR598),FrTr(DM598,9.806,CQ598,CU598,DI598)))","v":""},{"$f":"IF(CK598=\"\",\"\",J598/DK598)","v":""},{"$f":"IF(CK598=\"\",\"\",IF(CL598=1,LOOKUP(CP598,'Vmáx(material) - Tab.4.3'!$L$2:$L$11,'Vmáx(material) - Tab.4.3'!$M$2:$M$11),LOOKUP(CP598,'Vmáx(material) - Tab.4.3'!$L$15,'Vmáx(material) - Tab.4.3'!$M$15)))","v":""},{"$f":"IF(CK598=\"\",\"\",VLOOKUP($CO598,'Vmáx(material) - Tab.4.3'!$R$35:$X$41,2))","v":""},{"$f":"IF(CK598=\"\",\"\",VLOOKUP($CO598,'Vmáx(material) - Tab.4.3'!$R$35:$X$41,3))","v":""},{"$f":"IF(CK598=\"\",\"\",VLOOKUP($CO598,'Vmáx(material) - Tab.4.3'!$R$35:$X$41,4))","v":""},{"$f":"IF(CK598=\"\",\"\",VLOOKUP($CO598,'Vmáx(material) - Tab.4.3'!$R$35:$X$41,5))","v":""},{"$f":"IF(CK598=\"\",\"\",VLOOKUP($CO598,'Vmáx(material) - Tab.4.3'!$R$35:$X$41,6))","v":""},{"$f":"IF(CK598=\"\",\"\",IF(CK598=\"\",\"\",VLOOKUP(CO598,'Vmáx(material) - Tab.4.3'!$R$35:$X$41,7)))","v":""},{"$f":"IF(CK598=\"\",\"\",IF(CL598=1,FCi(J598,CR598),FTr(J598,CQ598,CR598)))","v":""},{"$f":"IF(CK598=\"\",\"\",IF(DI598=\"Q > Qmax\",\"Insuficiencia hidráulica.\",IF(ABS(DE598-DI598)<=0.0001,\"Crítico\",IF(DE598>DI598,\"Supercrítico\",\"Subcrítico\"))))","v":""},{"$f":"IF(CK598=\"\",\"\",Hw(DO598,DP598,DQ598,DR598,DS598,DT598,Z,DU598,CV598,CR598))","v":""},{"$f":"IF(CK598=\"\",\"\",DW598/CR598)","v":""},{"$f":"IF(CK598=\"\",\"\",IF(CL598=1,0.438*CR598*SQRT(9.806)*DC598^1.5/CR598^0.4,2/3*0.9*CQ598*DC598*SQRT(2/3*9.806*DC598))*CK598)","v":""},{"$f":"IF(CK598=\"\",\"\",IF(DX598<1.2,\"Cumple\",\"No Cumple\"))","v":""},{"$f":"IF(CK598=\"\",\"\",IF(K598=\"No\",0,Y598))","v":""},{"$f":"IF(CK598=\"\",\"\",MAX(EA598,(CR598+DE598)/2))","v":""},{"$f":"IF(CK598=\"\",\"\",IF(CL598=1,PeriCi(CR598,DI598),PeriTr(CQ598,CU598,DI598)))","v":""},{"$f":"IF(CK598=\"\",\"\",IF(CL598=1,AreaCi(CR598,DI598),AreaTr(CQ598,CU598,DI598)))","v":""},{"$f":"IF(CK598=\"\",\"\",RhCi(DK598,EC598))","v":""},{"$f":"IF(CK598=\"\",\"\",AVERAGE(AC598,J598/ED598))","v":""},{"$f":"IF(CK598=\"\",\"\",hf(CS598,J598,CT598,DK598,EE598))","v":""},{"$f":"IF(CK598=\"\",\"\",LOOKUP(CW598,Tab.4.5!$J$6:$J$27,Tab.4.5!$L$6:$L$27))","v":""},{"$f":"IF(CK598=\"\",\"\",He(EH598,DM598))","v":""},{"$f":"IF(CK598=\"\",\"\",Hs(DM598))","v":""},{"$f":"IF(CK598=\"\",\"\",Hm(EB598,EG598,EI598,EJ598,CS598,CV598))","v":""},{"$f":"IF(CK598=\"\",\"\",EK598/CR598)","v":""},{"$f":"IF(CK598=\"\",\"\",IF(CL598=1,0.438*CR598*SQRT(9.806)*DC598^1.5/CR598^0.4,2/3*0.9*CQ598*DC598*SQRT(2/3*9.806*DC598))*CK598)","v":""},{"$f":"IF(EL598=\"\",\"\",IF(EL598<1.2,\"Cumple\",\"No Cumple\"))","v":""},{"$f":"IF(CK598=\"\",\"\",IF(EA598=\"\",\"\",IF(DV598=\"Supercrítico\",\"Funciona con control a la entrada.\",\"Funciona con control a la salida\")))","v":""},{"$f":"IF(CK598=\"\",\"\",IF(EA598=\"\",\"\",IF(DV598=\"Supercrítico\",IF(EA598>DI598,\"Se presenta resalto hidráulico cerca de la salida.\",\"\"),\"\")))","v":""},{"$f":"IF(CK598=\"\",\"\",ES598)","v":""},{"$f":" CONCATENATE(\"K45+\",D598-45000, \" (\",A598,\")\",\" \",B598)","v":"K45+-45000 () "},{"$f":"IF(B598=\"Existe.\",IF(AE598=1,CONCATENATE(#REF!,AK598,\" m.\"),CONCATENATE(#REF!,AJ598,\" m x \",AK598,\" m.\")),IF(CL598=1,CONCATENATE(#REF!,CR598,\" m.\"),CONCATENATE(#REF!,CQ598,\" m x \",CR598,\" m.\")))","v":{"$error":"#REF!"}},{"$f":"IF(AI598=2,CONCATENATE(\"Concreto, L = \",AL598,\" m, S = \",AO598*100,\" %.\"),CONCATENATE(\"Concreto, L = \",CS598,\" m, S = \",CV598*100,\" %.\"))","v":"Concreto, L =  m, S = 0 %."},{"$f":"IF(B598=\"Existe.\",\"\",CONCATENATE(\"Cota clave eje= \",CZ598,\" msnm.\"))","v":"Cota clave eje= 0 msnm."},null,null,null,{"$f":"IF(EV598=\"\",\"\",N598)","v":""},{"$f":"IF(EV598=\"\",\"\",EW598/EX598)","v":""},{"$f":"IF(EV598=\"\",\"\",ATAN(EZ598)*(180/PI()))","v":""},{"$f":"IF(EV598=\"\",\"\",EX598*(SIN(FA598*PI()/180)))","v":""},{"$f":"IF(EV598=\"\",\"\",(EW598^2+EX598^2)^0.5)","v":""},{"$f":"IF(EV598=\"\",\"\",VLOOKUP(EY598,'Estructura escalonada'!$D$3:$H$953,2))","v":""},{"$f":"IF(EV598=\"\",\"\",EV598*FD598)","v":""},{"$f":"IF(EV598=\"\",\"\",(2*FD598+EV598))","v":""},{"$f":"IF(EV598=\"\",\"\",FE598/FF598)","v":""},{"$f":"IF(EV598=\"\",\"\",18*LOG10(6*FG598/(FB598/2)))","v":""},{"$f":"IF(EV598=\"\",\"\",FH598*(FG598*EZ598)^0.5)","v":""},{"$f":"IF(EV598=\"\",\"\",IF(FD598+0.15<0.5,0.5,IF(FD598+0.15<1,1,\"Amplíe el ancho B\")))","v":""}]
[null,null,null,null,null,null,null,null,null,null,null,0,null,0,null,null,null,null,null,null,{"$f":"IF(K601=\"No\",\"\",IF(O601=\"\",YcCi(P601,N601),YcTr(N601,O601,S601)))","v":{"$error":"#VALUE!"}},{"$f":"IF(K601=\"No\",\"\",IF(O601=\"\",Teta1(U601,P601),\"-\"))","v":{"$error":"#VALUE!"}},{"$error":"#VALUE!"},{"$error":"#VALUE!"},{"$f":"IF(K601=\"No\",\"\",IF(O601=\"\",Ynci(P601,N601,R601,T601),YnTr(1,R601,O601,S601,T601,N601)))","v":{"$error":"#VALUE!"}},{"$f":"IF(K601=\"No\",\"\",IF(O601=\"\",Teta1(Y601,P601),\"-\"))","v":{"$error":"#VALUE!"}},{"$f":"IF(K601=\"No\",\"\",IF(O601=\"\",AreaCi(P601,Y601),AreaTr(O601,S601,Y601)))","v":{"$error":"#VALUE!"}},{"$f":"IF(K601=\"No\",\"\",IF(O601=\"\",FrCi(AC601,9.806,Z601,P601),FrTr(AC601,9.806,O601,S601,Y601)))","v":{"$error":"#VALUE!"}},{"$error":"#VALUE!"},null,null,null,null,null,null,null,null,null,null,null,null,null,null,null,0,0,"","","",{"$f":"IF(AD601=\"\",\"\",IF(AE601=1,YcCi(AK601,J601),YcTr(J601,AJ601,AN601)))","v":""},{"$f":"IF(AD601=\"\",\"\",IF(AE601=1,Teta1(AX601,AK601),\"-\"))","v":""},{"$f":"IF(AD601=\"\",\"\",IF(AE601=1,AreaCi(AK601,AX601),AreaTr(AJ601,AN601,AX601)))","v":""},"",{"$f":"IF(AD601=\"\",\"\",IF(AE601=1,Ynci(AK601,J601,AM601,AO601),YnTr(1,AM601,AJ601,AN601,AO601,J601)))","v":""},{"$f":"IF(AD601=\"\",\"\",IF(AE601=1,Teta1(BB601,AK601),\"-\"))","v":""},{"$f":"IF(AD601=\"\",\"\",IF(AE601=1,AreaCi(AK601,BB601),AreaTr(AJ601,AN601,BB601)))","v":""},{"$f":"IF(AD601=\"\",\"\",IF(AE601=1,FrCi(BF601,9.806,BC601,AK601),FrTr(BF601,9.806,AJ601,AN601,BB601)))","v":""},"",{"$f":"IF(AD601=\"\",\"\",IF(AE601=1,LOOKUP(AI601,'Vmáx(material) - Tab.4.3'!$L$2:$L$11,'Vmáx(material) - Tab.4.3'!$M$2:$M$11),LOOKUP(AI601,'Vmáx(material) - Tab.4.3'!$L$15,'Vmáx(material) - Tab.4.3'!$M$15)))","v":""},{"$f":"IF(AD601=\"\",\"\",VLOOKUP($AH601,'Vmáx(material) - Tab.4.3'!$R$35:$X$41,2))","v":""},{"$f":"IF(AD601=\"\",\"\",VLOOKUP($AH601,'Vmáx(material) - Tab.4.3'!$R$35:$X$41,3))","v":""},{"$f":"IF(AD601=\"\",\"\",VLOOKUP($AH601,'Vmáx(material) - Tab.4.3'!$R$35:$X$41,4))","v":""},{"$f":"IF(AD601=\"\",\"\",VLOOKUP($AH601,'Vmáx(material) - Tab.4.3'!$R$35:$X$41,5))","v":""},{"$f":"IF(AD601=\"\",\"\",VLOOKUP($AH601,'Vmáx(material) - Tab.4.3'!$R$35:$X$41,6))","v":""},{"$f":"IF(AD601=\"\",\"\",IF(AD601=\"\",\"\",VLOOKUP($AH601,'Vmáx(material) - Tab.4.3'!$R$35:$X$41,7)))","v":""},{"$f":"IF(AD601=\"\",\"\",IF(AE601=1,FCi(J601,AK601),FTr(J601,AJ601,AK601)))","v":""},"",{"$f":"IF(AD601=\"\",\"\",Hw(BH601,BI601,BJ601,BK601,BL601,BM601,Z,BN601,AO601,AK601))","v":""},"","","","",{"$f":"IF(AD601=\"\",\"\",ho(BT601,AK601,AX601))","v":""},{"$f":"IF(AD601=\"\",\"\",IF(AE601=1,PeriCi(AK601,BB601),PeriTr(AJ601,AN601,BB601)))","v":""},{"$f":"IF(AD601=\"\",\"\",IF(AE601=1,AreaCi(AK601,BB601),AreaTr(AJ601,AN601,BB601)))","v":""},{"$f":"IF(AD601=\"\",\"\",RhCi(BW601,BV601))","v":""},"",{"$f":"IF(AD601=\"\",\"\",hf(AL601,J601,AM601,BW601,BX601))","v":""},{"$f":"IF(AD601=\"\",\"\",LOOKUP(AP601,Tab.4.5!$J$6:$J$27,Tab.4.5!$L$6:$L$27))","v":""},{"$f":"IF(AD601=\"\",\"\",He(CA601,BY601))","v":""},{"$f":"IF(AD601=\"\",\"\",Hs(BY601))","v":""},{"$f":"IF(AD601=\"\",\"\",Hm(BU601,BZ601,CB601,CC601,AL601,AO601))","v":""},"","","","","","",null,null,null,null,null,null,null,null,null,null,null,null,null,null,null,0,0,0,0,0,{"$f":"IF(CK601=\"\",\"\",IF(CL601=1,YcCi(CR601,J601),YcTr(J601,CQ601,CU601)))","v":""},{"$f":"IF(CK601=\"\",\"\",IF(CL601=1,Teta1(DE601,CR601),\"-\"))","v":""},"","",{"$f":"IF(CK601=\"\",\"\",IF(CL601=1,Ynci(CR601,J601,CT601,CV601),YnTr(1,CT601,CQ601,CU601,CV601,J601)))","v":""},{"$f":"IF(CK601=\"\",\"\",IF(CL601=1,Teta1(DI601,CR601),\"-\"))","v":""},{"$f":"IF(CK601=\"\",\"\",IF(CL601=1,AreaCi(CR601,J601),AreaTr(CQ601,CU601,DI601)))","v":""},{"$f":"IF(CK601=\"\",\"\",IF(CL601=1,FrCi(DM601,9.806,DJ601,CR601),FrTr(DM601,9.806,CQ601,CU601,DI601)))","v":""},"",{"$f":"IF(CK601=\"\",\"\",IF(CL601=1,LOOKUP(CP601,'Vmáx(material) - Tab.4.3'!$L$2:$L$11,'Vmáx(material) - Tab.4.3'!$M$2:$M$11),LOOKUP(CP601,'Vmáx(material) - Tab.4.3'!$L$15,'Vmáx(material) - Tab.4.3'!$M$15)))","v":""},{"$f":"IF(CK601=\"\",\"\",VLOOKUP($CO601,'Vmáx(material) - Tab.4.3'!$R$35:$X$41,2))","v":""},{"$f":"IF(CK601=\"\",\"\",VLOOKUP($CO601,'Vmáx(material) - Tab.4.3'!$R$35:$X$41,3))","v":""},{"$f":"IF(CK601=\"\",\"\",VLOOKUP($CO601,'Vmáx(material) - Tab.4.3'!$R$35:$X$41,4))","v":""},{"$f":"IF(CK601=\"\",\"\",VLOOKUP($CO601,'Vmáx(material) - Tab.4.3'!$R$35:$X$41,5))","v":""},{"$f":"IF(CK601=\"\",\"\",VLOOKUP($CO601,'Vmáx(material) - Tab.4.3'!$R$35:$X$41,6))","v":""},{"$f":"IF(CK601=\"\",\"\",IF(CK601=\"\",\"\",VLOOKUP(CO601,'Vmáx(material) - Tab.4.3'!$R$35:$X$41,7)))","v":""},{"$f":"IF(CK601=\"\",\"\",IF(CL601=1,FCi(J601,CR601),FTr(J601,CQ601,CR601)))","v":""},"",{"$f":"IF(CK601=\"\",\"\",Hw(DO601,DP601,DQ601,DR601,DS601,DT601,Z,DU601,CV601,CR601))","v":""},"","","","","",{"$f":"IF(CK601=\"\",\"\",IF(CL601=1,PeriCi(CR601,DI601),PeriTr(CQ601,CU601,DI601)))","v":""},{"$f":"IF(CK601=\"\",\"\",IF(CL601=1,AreaCi(CR601,DI601),AreaTr(CQ601,CU601,DI601)))","v":""},{"$f":"IF(CK601=\"\",\"\",RhCi(DK601,EC601))","v":""},"",{"$f":"IF(CK601=\"\",\"\",hf(CS601,J601,CT601,DK601,EE601))","v":""},{"$f":"IF(CK601=\"\",\"\",LOOKUP(CW601,Tab.4.5!$J$6:$J$27,Tab.4.5!$L$6:$L$27))","v":""},{"$f":"IF(CK601=\"\",\"\",He(EH601,DM601))","v":""},{"$f":"IF(CK601=\"\",\"\",Hs(DM601))","v":""},{"$f":"IF(CK601=\"\",\"\",Hm(EB601,EG601,EI601,EJ601,CS601,CV601))","v":""},"","","","","","","K45+-45000 () ",{"$f":"IF(B601=\"Existe.\",IF(AE601=1,CONCATENATE(#REF!,AK601,\" m.\"),CONCATENATE(#REF!,AJ601,\" m x \",AK601,\" m.\")),IF(CL601=1,CONCATENATE(#REF!,CR601,\" m.\"),CONCATENATE(#REF!,CQ601,\" m x \",CR601,\" m.\")))","v":{"$error":"#REF!"}},"Concreto, L =  m, S = 0 %.","Cota clave eje= 0 msnm.",null,null,null,"","","","","",{"$f":"IF(EV601=\"\",\"\",VLOOKUP(EY601,'Estructura escalonada'!$D$3:$H$953,2))","v":""},"","","","","",""]
[null,null,null,null,null,null,null,null,null,null,null,0,null,0,null,null,null,null,null,null,{"$f":"IF(K604=\"No\",\"\",IF(O604=\"\",YcCi(P604,N604),YcTr(N604,O604,S604)))","v":{"$error":"#VALUE!"}},{"$f":"IF(K604=\"No\",\"\",IF(O604=\"\",Teta1(U604,P604),\"-\"))","v":{"$error":"#VALUE!"}},{"$error":"#VALUE!"},{"$error":"#VALUE!"},{"$f":"IF(K604=\"No\",\"\",IF(O604=\"\",Ynci(P604,N604,R604,T604),YnTr(1,R604,O604,S604,T604,N604)))","v":{"$error":"#VALUE!"}},{"$f":"IF(K604=\"No\",\"\",IF(O604=\"\",Teta1(Y604,P604),\"-\"))","v":{"$error":"#VALUE!"}},{"$f":"IF(K604=\"No\",\"\",IF(O604=\"\",AreaCi(P604,Y604),AreaTr(O604,S604,Y604)))","v":{"$error":"#VALUE!"}},{"$f":"IF(K604=\"No\",\"\",IF(O604=\"\",FrCi(AC604,9.806,Z604,P604),FrTr(AC604,9.806,O604,S604,Y604)))","v":{"$error":"#VALUE!"}},{"$error":"#VALUE!"},null,null,null,null,null,null,null,null,null,null,null,null,null,null,null,0,0,"","","",{"$f":"IF(AD604=\"\",\"\",IF(AE604=1,YcCi(AK604,J604),YcTr(J604,AJ604,AN604)))","v":""},{"$f":"IF(AD604=\"\",\"\",IF(AE604=1,Teta1(AX604,AK604),\"-\"))","v":""},{"$f":"IF(AD604=\"\",\"\",IF(AE604=1,AreaCi(AK604,AX604),AreaTr(AJ604,AN604,AX604)))","v":""},"",{"$f":"IF(AD604=\"\",\"\",IF(AE604=1,Ynci(AK604,J604,AM604,AO604),YnTr(1,AM604,AJ604,AN604,AO604,J604)))","v":""},{"$f":"IF(AD604=\"\",\"\",IF(AE604=1,Teta1(BB604,AK604),\"-\"))","v":""},{"$f":"IF(AD604=\"\",\"\",IF(AE604=1,AreaCi(AK604,BB604),AreaTr(AJ604,AN604,BB604)))","v":""},{"$f":"IF(AD604=\"\",\"\",IF(AE604=1,FrCi(BF604,9.806,BC604,AK604),FrTr(BF604,9.806,AJ604,AN604,BB604)))","v":""},"",{"$f":"IF(AD604=\"\",\"\",IF(AE604=1,LOOKUP(AI604,'Vmáx(material) - Tab.4.3'!$L$2:$L$11,'Vmáx(material) - Tab.4.3'!$M$2:$M$11),LOOKUP(AI604,'Vmáx(material) - Tab.4.3'!$L$15,'Vmáx(material) - Tab.4.3'!$M$15)))","v":""},{"$f":"IF(AD604=\"\",\"\",VLOOKUP($AH604,'Vmáx(material) - Tab.4.3'!$R$35:$X$41,2))","v":""},{"$f":"IF(AD604=\"\",\"\",VLOOKUP($AH604,'Vmáx(material) - Tab.4.3'!$R$35:$X$41,3))","v":""},{"$f":"IF(AD604=\"\",\"\",VLOOKUP($AH604,'Vmáx(material) - Tab.4.3'!$R$35:$X$41,4))","v":""},{"$f":"IF(AD604=\"\",\"\",VLOOKUP($AH604,'Vmáx(material) - Tab.4.3'!$R$35:$X$41,5))","v":""},{"$f":"IF(AD604=\"\",\"\",VLOOKUP($AH604,'Vmáx(material) - Tab.4.3'!$R$35:$X$41,6))","v":""},{"$f":"IF(AD604=\"\",\"\",IF(AD604=\"\",\"\",VLOOKUP($AH604,'Vmáx(material) - Tab.4.3'!$R$35:$X$41,7)))","v":""},{"$f":"IF(AD604=\"\",\"\",IF(AE604=1,FCi(J604,AK604),FTr(J604,AJ604,AK604)))","v":""},"",{"$f":"IF(AD604=\"\",\"\",Hw(BH604,BI604,BJ604,BK604,BL604,BM604,Z,BN604,AO604,AK604))","v":""},"","","","",{"$f":"IF(AD604=\"\",\"\",ho(BT604,AK604,AX604))","v":""},{"$f":"IF(AD604=\"\",\"\",IF(AE604=1,PeriCi(AK604,BB604),PeriTr(AJ604,AN604,BB604)))","v":""},{"$f":"IF(AD604=\"\",\"\",IF(AE604=1,AreaCi(AK604,BB604),AreaTr(AJ604,AN604,BB604)))","v":""},{"$f":"IF(AD604=\"\",\"\",RhCi(BW604,BV604))","v":""},"",{"$f":"IF(AD604=\"\",\"\",hf(AL604,J604,AM604,BW604,BX604))","v":""},{"$f":"IF(AD604=\"\",\"\",LOOKUP(AP604,Tab.4.5!$J$6:$J$27,Tab.4.5!$L$6:$L$27))","v":""},{"$f":"IF(AD604=\"\",\"\",He(CA604,BY604))","v":""},{"$f":"IF(AD604=\"\",\"\",Hs(BY604))","v":""},{"$f":"IF(AD604=\"\",\"\",Hm(BU604,BZ604,CB604,CC604,AL604,AO604))","v":""},"","","","","","",null,null,null,null,null,null,null,null,null,null,null,null,null,null,null,0,0,0,0,0,{"$f":"IF(CK604=\"\",\"\",IF(CL604=1,YcCi(CR604,J604),YcTr(J604,CQ604,CU604)))","v":""},{"$f":"IF(CK604=\"\",\"\",IF(CL604=1,Teta1(DE604,CR604),\"-\"))","v":""},"","",{"$f":"IF(CK604=\"\",\"\",IF(CL604=1,Ynci(CR604,J604,CT604,CV604),YnTr(1,CT604,CQ604,CU604,CV604,J604)))","v":""},{"$f":"IF(CK604=\"\",\"\",IF(CL604=1,Teta1(DI604,CR604),\"-\"))","v":""},{"$f":"IF(CK604=\"\",\"\",IF(CL604=1,AreaCi(CR604,J604),AreaTr(CQ604,CU604,DI604)))","v":""},{"$f":"IF(CK604=\"\",\"\",IF(CL604=1,FrCi(DM604,9.806,DJ604,CR604),FrTr(DM604,9.806,CQ604,CU604,DI604)))","v":""},"",{"$f":"IF(CK604=\"\",\"\",IF(CL604=1,LOOKUP(CP604,'Vmáx(material) - Tab.4.3'!$L$2:$L$11,'Vmáx(material) - Tab.4.3'!$M$2:$M$11),LOOKUP(CP604,'Vmáx(material) - Tab.4.3'!$L$15,'Vmáx(material) - Tab.4.3'!$M$15)))","v":""},{"$f":"IF(CK604=\"\",\"\",VLOOKUP($CO604,'Vmáx(material) - Tab.4.3'!$R$35:$X$41,2))","v":""},{"$f":"IF(CK604=\"\",\"\",VLOOKUP($CO604,'Vmáx(material) - Tab.4.3'!$R$35:$X$41,3))","v":""},{"$f":"IF(CK604=\"\",\"\",VLOOKUP($CO604,'Vmáx(material) - Tab.4.3'!$R$35:$X$41,4))","v":""},{"$f":"IF(CK604=\"\",\"\",VLOOKUP($CO604,'Vmáx(material) - Tab.4.3'!$R$35:$X$41,5))","v":""},{"$f":"IF(CK604=\"\",\"\",VLOOKUP($CO604,'Vmáx(material) - Tab.4.3'!$R$35:$X$41,6))","v":""},{"$f":"IF(CK604=\"\",\"\",IF(CK604=\"\",\"\",VLOOKUP(CO604,'Vmáx(material) - Tab.4.3'!$R$35:$X$41,7)))","v":""},{"$f":"IF(CK604=\"\",\"\",IF(CL604=1,FCi(J604,CR604),FTr(J604,CQ604,CR604)))","v":""},"",{"$f":"IF(CK604=\"\",\"\",Hw(DO604,DP604,DQ604,DR604,DS604,DT604,Z,DU604,CV604,CR604))","v":""},"","","","","",{"$f":"IF(CK604=\"\",\"\",IF(CL604=1,PeriCi(CR604,DI604),PeriTr(CQ604,CU604,DI604)))","v":""},{"$f":"IF(CK604=\"\",\"\",IF(CL604=1,AreaCi(CR604,DI604),AreaTr(CQ604,CU604,DI604)))","v":""},{"$f":"IF(CK604=\"\",\"\",RhCi(DK604,EC604))","v":""},"",{"$f":"IF(CK604=\"\",\"\",hf(CS604,J604,CT604,DK604,EE604))","v":""},{"$f":"IF(CK604=\"\",\"\",LOOKUP(CW604,Tab.4.5!$J$6:$J$27,Tab.4.5!$L$6:$L$27))","v":""},{"$f":"IF(CK604=\"\",\"\",He(EH604,DM604))","v":""},{"$f":"IF(CK604=\"\",\"\",Hs(DM604))","v":""},{"$f":"IF(CK604=\"\",\"\",Hm(EB604,EG604,EI604,EJ604,CS604,CV604))","v":""},"","","","","","","K45+-45000 () ",{"$f":"IF(B604=\"Existe.\",IF(AE604=1,CONCATENATE(#REF!,AK604,\" m.\"),CONCATENATE(#REF!,AJ604,\" m x \",AK604,\" m.\")),IF(CL604=1,CONCATENATE(#REF!,CR604,\" m.\"),CONCATENATE(#REF!,CQ604,\" m x \",CR604,\" m.\")))","v":{"$error":"#REF!"}},"Concreto, L =  m, S = 0 %.","Cota clave eje= 0 msnm.",null,null,null,"","","","","",{"$f":"IF(EV604=\"\",\"\",VLOOKUP(EY604,'Estructura escalonada'!$D$3:$H$953,2))","v":""},"","","","","",""]
[null,null,null,null,null,null,null,null,null,null,null,0,null,0,null,null,null,null,null,null,{"$f":"IF(K607=\"No\",\"\",IF(O607=\"\",YcCi(P607,N607),YcTr(N607,O607,S607)))","v":{"$error":"#VALUE!"}},{"$f":"IF(K607=\"No\",\"\",IF(O607=\"\",Teta1(U607,P607),\"-\"))","v":{"$error":"#VALUE!"}},{"$error":"#VALUE!"},{"$error":"#VALUE!"},{"$f":"IF(K607=\"No\",\"\",IF(O607=\"\",Ynci(P607,N607,R607,T607),YnTr(1,R607,O607,S607,T607,N607)))","v":{"$error":"#VALUE!"}},{"$f":"IF(K607=\"No\",\"\",IF(O607=\"\",Teta1(Y607,P607),\"-\"))","v":{"$error":"#VALUE!"}},{"$f":"IF(K607=\"No\",\"\",IF(O607=\"\",AreaCi(P607,Y607),AreaTr(O607,S607,Y607)))","v":{"$error":"#VALUE!"}},{"$f":"IF(K607=\"No\",\"\",IF(O607=\"\",FrCi(AC607,9.806,Z607,P607),FrTr(AC607,9.806,O607,S607,Y607)))","v":{"$error":"#VALUE!"}},{"$error":"#VALUE!"},null,null,null,null,null,null,null,null,null,null,null,null,null,null,null,0,0,"","","",{"$f":"IF(AD607=\"\",\"\",IF(AE607=1,YcCi(AK607,J607),YcTr(J607,AJ607,AN607)))","v":""},{"$f":"IF(AD607=\"\",\"\",IF(AE607=1,Teta1(AX607,AK607),\"-\"))","v":""},{"$f":"IF(AD607=\"\",\"\",IF(AE607=1,AreaCi(AK607,AX607),AreaTr(AJ607,AN607,AX607)))","v":""},"",{"$f":"IF(AD607=\"\",\"\",IF(AE607=1,Ynci(AK607,J607,AM607,AO607),YnTr(1,AM607,AJ607,AN607,AO607,J607)))","v":""},{"$f":"IF(AD607=\"\",\"\",IF(AE607=1,Teta1(BB607,AK607),\"-\"))","v":""},{"$f":"IF(AD607=\"\",\"\",IF(AE607=1,AreaCi(AK607,BB607),AreaTr(AJ607,AN607,BB607)))","v":""},{"$f":"IF(AD607=\"\",\"\",IF(AE607=1,FrCi(BF607,9.806,BC607,AK607),FrTr(BF607,9.806,AJ607,AN607,BB607)))","v":""},"",{"$f":"IF(AD607=\"\",\"\",IF(AE607=1,LOOKUP(AI607,'Vmáx(material) - Tab.4.3'!$L$2:$L$11,'Vmáx(material) - Tab.4.3'!$M$2:$M$11),LOOKUP(AI607,'Vmáx(material) - Tab.4.3'!$L$15,'Vmáx(material) - Tab.4.3'!$M$15)))","v":""},{"$f":"IF(AD607=\"\",\"\",VLOOKUP($AH607,'Vmáx(material) - Tab.4.3'!$R$35:$X$41,2))","v":""},{"$f":"IF(AD607=\"\",\"\",VLOOKUP($AH607,'Vmáx(material) - Tab.4.3'!$R$35:$X$41,3))","v":""},{"$f":"IF(AD607=\"\",\"\",VLOOKUP($AH607,'Vmáx(material) - Tab.4.3'!$R$35:$X$41,4))","v":""},{"$f":"IF(AD607=\"\",\"\",VLOOKUP($AH607,'Vmáx(material) - Tab.4.3'!$R$35:$X$41,5))","v":""},{"$f":"IF(AD607=\"\",\"\",VLOOKUP($AH607,'Vmáx(material) - Tab.4.3'!$R$35:$X$41,6))","v":""},{"$f":"IF(AD607=\"\",\"\",IF(AD607=\"\",\"\",VLOOKUP($AH607,'Vmáx(material) - Tab.4.3'!$R$35:$X$41,7)))","v":""},{"$f":"IF(AD607=\"\",\"\",IF(AE607=1,FCi(J607,AK607),FTr(J607,AJ607,AK607)))","v":""},"",{"$f":"IF(AD607=\"\",\"\",Hw(BH607,BI607,BJ607,BK607,BL607,BM607,Z,BN607,AO607,AK607))","v":""},"","","","",{"$f":"IF(AD607=\"\",\"\",ho(BT607,AK607,AX607))","v":""},{"$f":"IF(AD607=\"\",\"\",IF(AE607=1,PeriCi(AK607,BB607),PeriTr(AJ607,AN607,BB607)))","v":""},{"$f":"IF(AD607=\"\",\"\",IF(AE607=1,AreaCi(AK607,BB607),AreaTr(AJ607,AN607,BB607)))","v":""},{"$f":"IF(AD607=\"\",\"\",RhCi(BW607,BV607))","v":""},"",{"$f":"IF(AD607=\"\",\"\",hf(AL607,J607,AM607,BW607,BX607))","v":""},{"$f":"IF(AD607=\"\",\"\",LOOKUP(AP607,Tab.4.5!$J$6:$J$27,Tab.4.5!$L$6:$L$27))","v":""},{"$f":"IF(AD607=\"\",\"\",He(CA607,BY607))","v":""},{"$f":"IF(AD607=\"\",\"\",Hs(BY607))","v":""},{"$f":"IF(AD607=\"\",\"\",Hm(BU607,BZ607,CB607,CC607,AL607,AO607))","v":""},"","","","","","",null,null,null,null,null,null,null,null,null,null,null,null,null,null,null,0,0,0,0,0,{"$f":"IF(CK607=\"\",\"\",IF(CL607=1,YcCi(CR607,J607),YcTr(J607,CQ607,CU607)))","v":""},{"$f":"IF(CK607=\"\",\"\",IF(CL607=1,Teta1(DE607,CR607),\"-\"))","v":""},"","",{"$f":"IF(CK607=\"\",\"\",IF(CL607=1,Ynci(CR607,J607,CT607,CV607),YnTr(1,CT607,CQ607,CU607,CV607,J607)))","v":""},{"$f":"IF(CK607=\"\",\"\",IF(CL607=1,Teta1(DI607,CR607),\"-\"))","v":""},{"$f":"IF(CK607=\"\",\"\",IF(CL607=1,AreaCi(CR607,J607),AreaTr(CQ607,CU607,DI607)))","v":""},{"$f":"IF(CK607=\"\",\"\",IF(CL607=1,FrCi(DM607,9.806,DJ607,CR607),FrTr(DM607,9.806,CQ607,CU607,DI607)))","v":""},"",{"$f":"IF(CK607=\"\",\"\",IF(CL607=1,LOOKUP(CP607,'Vmáx(material) - Tab.4.3'!$L$2:$L$11,'Vmáx(material) - Tab.4.3'!$M$2:$M$11),LOOKUP(CP607,'Vmáx(material) - Tab.4.3'!$L$15,'Vmáx(material) - Tab.4.3'!$M$15)))","v":""},{"$f":"IF(CK607=\"\",\"\",VLOOKUP($CO607,'Vmáx(material) - Tab.4.3'!$R$35:$X$41,2))","v":""},{"$f":"IF(CK607=\"\",\"\",VLOOKUP($CO607,'Vmáx(material) - Tab.4.3'!$R$35:$X$41,3))","v":""},{"$f":"IF(CK607=\"\",\"\",VLOOKUP($CO607,'Vmáx(material) - Tab.4.3'!$R$35:$X$41,4))","v":""},{"$f":"IF(CK607=\"\",\"\",VLOOKUP($CO607,'Vmáx(material) - Tab.4.3'!$R$35:$X$41,5))","v":""},{"$f":"IF(CK607=\"\",\"\",VLOOKUP($CO607,'Vmáx(material) - Tab.4.3'!$R$35:$X$41,6))","v":""},{"$f":"IF(CK607=\"\",\"\",IF(CK607=\"\",\"\",VLOOKUP(CO607,'Vmáx(material) - Tab.4.3'!$R$35:$X$41,7)))","v":""},{"$f":"IF(CK607=\"\",\"\",IF(CL607=1,FCi(J607,CR607),FTr(J607,CQ607,CR607)))","v":""},"",{"$f":"IF(CK607=\"\",\"\",Hw(DO607,DP607,DQ607,DR607,DS607,DT607,Z,DU607,CV607,CR607))","v":""},"","","","","",{"$f":"IF(CK607=\"\",\"\",IF(CL607=1,PeriCi(CR607,DI607),PeriTr(CQ607,CU607,DI607)))","v":""},{"$f":"IF(CK607=\"\",\"\",IF(CL607=1,AreaCi(CR607,DI607),AreaTr(CQ607,CU607,DI607)))","v":""},{"$f":"IF(CK607=\"\",\"\",RhCi(DK607,EC607))","v":""},"",{"$f":"IF(CK607=\"\",\"\",hf(CS607,J607,CT607,DK607,EE607))","v":""},{"$f":"IF(CK607=\"\",\"\",LOOKUP(CW607,Tab.4.5!$J$6:$J$27,Tab.4.5!$L$6:$L$27))","v":""},{"$f":"IF(CK607=\"\",\"\",He(EH607,DM607))","v":""},{"$f":"IF(CK607=\"\",\"\",Hs(DM607))","v":""},{"$f":"IF(CK607=\"\",\"\",Hm(EB607,EG607,EI607,EJ607,CS607,CV607))","v":""},"","","","","","","K45+-45000 () ",{"$f":"IF(B607=\"Existe.\",IF(AE607=1,CONCATENATE(#REF!,AK607,\" m.\"),CONCATENATE(#REF!,AJ607,\" m x \",AK607,\" m.\")),IF(CL607=1,CONCATENATE(#REF!,CR607,\" m.\"),CONCATENATE(#REF!,CQ607,\" m x \",CR607,\" m.\")))","v":{"$error":"#REF!"}},"Concreto, L =  m, S = 0 %.","Cota clave eje= 0 msnm.",null,null,null,"","","","","",{"$f":"IF(EV607=\"\",\"\",VLOOKUP(EY607,'Estructura escalonada'!$D$3:$H$953,2))","v":""},"","","","","",""]
[null,null,null,null,null,null,null,null,null,null,null,0,null,0,null,null,null,null,null,null,{"$f":"IF(K609=\"No\",\"\",IF(O609=\"\",YcCi(P609,N609),YcTr(N609,O609,S609)))","v":{"$error":"#VALUE!"}},{"$f":"IF(K609=\"No\",\"\",IF(O609=\"\",Teta1(U609,P609),\"-\"))","v":{"$error":"#VALUE!"}},{"$error":"#VALUE!"},{"$error":"#VALUE!"},{"$f":"IF(K609=\"No\",\"\",IF(O609=\"\",Ynci(P609,N609,R609,T609),YnTr(1,R609,O609,S609,T609,N609)))","v":{"$error":"#VALUE!"}},{"$f":"IF(K609=\"No\",\"\",IF(O609=\"\",Teta1(Y609,P609),\"-\"))","v":{"$error":"#VALUE!"}},{"$f":"IF(K609=\"No\",\"\",IF(O609=\"\",AreaCi(P609,Y609),AreaTr(O609,S609,Y609)))","v":{"$error":"#VALUE!"}},{"$f":"IF(K609=\"No\",\"\",IF(O609=\"\",FrCi(AC609,9.806,Z609,P609),FrTr(AC609,9.806,O609,S609,Y609)))","v":{"$error":"#VALUE!"}},{"$error":"#VALUE!"},null,null,null,null,null,null,null,null,null,null,null,null,null,null,null,0,0,"","","",{"$f":"IF(AD609=\"\",\"\",IF(AE609=1,YcCi(AK609,J609),YcTr(J609,AJ609,AN609)))","v":""},{"$f":"IF(AD609=\"\",\"\",IF(AE609=1,Teta1(AX609,AK609),\"-\"))","v":""},{"$f":"IF(AD609=\"\",\"\",IF(AE609=1,AreaCi(AK609,AX609),AreaTr(AJ609,AN609,AX609)))","v":""},"",{"$f":"IF(AD609=\"\",\"\",IF(AE609=1,Ynci(AK609,J609,AM609,AO609),YnTr(1,AM609,AJ609,AN609,AO609,J609)))","v":""},{"$f":"IF(AD609=\"\",\"\",IF(AE609=1,Teta1(BB609,AK609),\"-\"))","v":""},{"$f":"IF(AD609=\"\",\"\",IF(AE609=1,AreaCi(AK609,BB609),AreaTr(AJ609,AN609,BB609)))","v":""},{"$f":"IF(AD609=\"\",\"\",IF(AE609=1,FrCi(BF609,9.806,BC609,AK609),FrTr(BF609,9.806,AJ609,AN609,BB609)))","v":""},"",{"$f":"IF(AD609=\"\",\"\",IF(AE609=1,LOOKUP(AI609,'Vmáx(material) - Tab.4.3'!$L$2:$L$11,'Vmáx(material) - Tab.4.3'!$M$2:$M$11),LOOKUP(AI609,'Vmáx(material) - Tab.4.3'!$L$15,'Vmáx(material) - Tab.4.3'!$M$15)))","v":""},{"$f":"IF(AD609=\"\",\"\",VLOOKUP($AH609,'Vmáx(material) - Tab.4.3'!$R$35:$X$41,2))","v":""},{"$f":"IF(AD609=\"\",\"\",VLOOKUP($AH609,'Vmáx(material) - Tab.4.3'!$R$35:$X$41,3))","v":""},{"$f":"IF(AD609=\"\",\"\",VLOOKUP($AH609,'Vmáx(material) - Tab.4.3'!$R$35:$X$41,4))","v":""},{"$f":"IF(AD609=\"\",\"\",VLOOKUP($AH609,'Vmáx(material) - Tab.4.3'!$R$35:$X$41,5))","v":""},{"$f":"IF(AD609=\"\",\"\",VLOOKUP($AH609,'Vmáx(material) - Tab.4.3'!$R$35:$X$41,6))","v":""},{"$f":"IF(AD609=\"\",\"\",IF(AD609=\"\",\"\",VLOOKUP($AH609,'Vmáx(material) - Tab.4.3'!$R$35:$X$41,7)))","v":""},{"$f":"IF(AD609=\"\",\"\",IF(AE609=1,FCi(J609,AK609),FTr(J609,AJ609,AK609)))","v":""},"",{"$f":"IF(AD609=\"\",\"\",Hw(BH609,BI609,BJ609,BK609,BL609,BM609,Z,BN609,AO609,AK609))","v":""},"","","","",{"$f":"IF(AD609=\"\",\"\",ho(BT609,AK609,AX609))","v":""},{"$f":"IF(AD609=\"\",\"\",IF(AE609=1,PeriCi(AK609,BB609),PeriTr(AJ609,AN609,BB609)))","v":""},{"$f":"IF(AD609=\"\",\"\",IF(AE609=1,AreaCi(AK609,BB609),AreaTr(AJ609,AN609,BB609)))","v":""},{"$f":"IF(AD609=\"\",\"\",RhCi(BW609,BV609))","v":""},"",{"$f":"IF(AD609=\"\",\"\",hf(AL609,J609,AM609,BW609,BX609))","v":""},{"$f":"IF(AD609=\"\",\"\",LOOKUP(AP609,Tab.4.5!$J$6:$J$27,Tab.4.5!$L$6:$L$27))","v":""},{"$f":"IF(AD609=\"\",\"\",He(CA609,BY609))","v":""},{"$f":"IF(AD609=\"\",\"\",Hs(BY609))","v":""},{"$f":"IF(AD609=\"\",\"\",Hm(BU609,BZ609,CB609,CC609,AL609,AO609))","v":""},"","","","","","",null,null,null,null,null,null,null,null,null,null,null,null,null,null,null,0,0,0,0,0,{"$f":"IF(CK609=\"\",\"\",IF(CL609=1,YcCi(CR609,J609),YcTr(J609,CQ609,CU609)))","v":""},{"$f":"IF(CK609=\"\",\"\",IF(CL609=1,Teta1(DE609,CR609),\"-\"))","v":""},"","",{"$f":"IF(CK609=\"\",\"\",IF(CL609=1,Ynci(CR609,J609,CT609,CV609),YnTr(1,CT609,CQ609,CU609,CV609,J609)))","v":""},{"$f":"IF(CK609=\"\",\"\",IF(CL609=1,Teta1(DI609,CR609),\"-\"))","v":""},{"$f":"IF(CK609=\"\",\"\",IF(CL609=1,AreaCi(CR609,J609),AreaTr(CQ609,CU609,DI609)))","v":""},{"$f":"IF(CK609=\"\",\"\",IF(CL609=1,FrCi(DM609,9.806,DJ609,CR609),FrTr(DM609,9.806,CQ609,CU609,DI609)))","v":""},"",{"$f":"IF(CK609=\"\",\"\",IF(CL609=1,LOOKUP(CP609,'Vmáx(material) - Tab.4.3'!$L$2:$L$11,'Vmáx(material) - Tab.4.3'!$M$2:$M$11),LOOKUP(CP609,'Vmáx(material) - Tab.4.3'!$L$15,'Vmáx(material) - Tab.4.3'!$M$15)))","v":""},{"$f":"IF(CK609=\"\",\"\",VLOOKUP($CO609,'Vmáx(material) - Tab.4.3'!$R$35:$X$41,2))","v":""},{"$f":"IF(CK609=\"\",\"\",VLOOKUP($CO609,'Vmáx(material) - Tab.4.3'!$R$35:$X$41,3))","v":""},{"$f":"IF(CK609=\"\",\"\",VLOOKUP($CO609,'Vmáx(material) - Tab.4.3'!$R$35:$X$41,4))","v":""},{"$f":"IF(CK609=\"\",\"\",VLOOKUP($CO609,'Vmáx(material) - Tab.4.3'!$R$35:$X$41,5))","v":""},{"$f":"IF(CK609=\"\",\"\",VLOOKUP($CO609,'Vmáx(material) - Tab.4.3'!$R$35:$X$41,6))","v":""},{"$f":"IF(CK609=\"\",\"\",IF(CK609=\"\",\"\",VLOOKUP(CO609,'Vmáx(material) - Tab.4.3'!$R$35:$X$41,7)))","v":""},{"$f":"IF(CK609=\"\",\"\",IF(CL609=1,FCi(J609,CR609),FTr(J609,CQ609,CR609)))","v":""},"",{"$f":"IF(CK609=\"\",\"\",Hw(DO609,DP609,DQ609,DR609,DS609,DT609,Z,DU609,CV609,CR609))","v":""},"","","","","",{"$f":"IF(CK609=\"\",\"\",IF(CL609=1,PeriCi(CR609,DI609),PeriTr(CQ609,CU609,DI609)))","v":""},{"$f":"IF(CK609=\"\",\"\",IF(CL609=1,AreaCi(CR609,DI609),AreaTr(CQ609,CU609,DI609)))","v":""},{"$f":"IF(CK609=\"\",\"\",RhCi(DK609,EC609))","v":""},"",{"$f":"IF(CK609=\"\",\"\",hf(CS609,J609,CT609,DK609,EE609))","v":""},{"$f":"IF(CK609=\"\",\"\",LOOKUP(CW609,Tab.4.5!$J$6:$J$27,Tab.4.5!$L$6:$L$27))","v":""},{"$f":"IF(CK609=\"\",\"\",He(EH609,DM609))","v":""},{"$f":"IF(CK609=\"\",\"\",Hs(DM609))","v":""},{"$f":"IF(CK609=\"\",\"\",Hm(EB609,EG609,EI609,EJ609,CS609,CV609))","v":""},"","","","","","","K45+-45000 () ",{"$f":"IF(B609=\"Existe.\",IF(AE609=1,CONCATENATE(#REF!,AK609,\" m.\"),CONCATENATE(#REF!,AJ609,\" m x \",AK609,\" m.\")),IF(CL609=1,CONCATENATE(#REF!,CR609,\" m.\"),CONCATENATE(#REF!,CQ609,\" m x \",CR609,\" m.\")))","v":{"$error":"#REF!"}},"Concreto, L =  m, S = 0 %.","Cota clave eje= 0 msnm.",null,null,null,"","","","","",{"$f":"IF(EV609=\"\",\"\",VLOOKUP(EY609,'Estructura escalonada'!$D$3:$H$953,2))","v":""},"","","","","",""]
[null,null,null,null,null,null,null,null,null,null,null,0,null,0,null,null,null,null,null,null,{"$f":"IF(K613=\"No\",\"\",IF(O613=\"\",YcCi(P613,N613),YcTr(N613,O613,S613)))","v":{"$error":"#VALUE!"}},{"$f":"IF(K613=\"No\",\"\",IF(O613=\"\",Teta1(U613,P613),\"-\"))","v":{"$error":"#VALUE!"}},{"$error":"#VALUE!"},{"$error":"#VALUE!"},{"$f":"IF(K613=\"No\",\"\",IF(O613=\"\",Ynci(P613,N613,R613,T613),YnTr(1,R613,O613,S613,T613,N613)))","v":{"$error":"#VALUE!"}},{"$f":"IF(K613=\"No\",\"\",IF(O613=\"\",Teta1(Y613,P613),\"-\"))","v":{"$error":"#VALUE!"}},{"$f":"IF(K613=\"No\",\"\",IF(O613=\"\",AreaCi(P613,Y613),AreaTr(O613,S613,Y613)))","v":{"$error":"#VALUE!"}},{"$f":"IF(K613=\"No\",\"\",IF(O613=\"\",FrCi(AC613,9.806,Z613,P613),FrTr(AC613,9.806,O613,S613,Y613)))","v":{"$error":"#VALUE!"}},{"$error":"#VALUE!"},null,null,null,null,null,null,null,null,null,null,null,null,null,null,null,0,0,"","","",{"$f":"IF(AD613=\"\",\"\",IF(AE613=1,YcCi(AK613,J613),YcTr(J613,AJ613,AN613)))","v":""},{"$f":"IF(AD613=\"\",\"\",IF(AE613=1,Teta1(AX613,AK613),\"-\"))","v":""},{"$f":"IF(AD613=\"\",\"\",IF(AE613=1,AreaCi(AK613,AX613),AreaTr(AJ613,AN613,AX613)))","v":""},"",{"$f":"IF(AD613=\"\",\"\",IF(AE613=1,Ynci(AK613,J613,AM613,AO613),YnTr(1,AM613,AJ613,AN613,AO613,J613)))","v":""},{"$f":"IF(AD613=\"\",\"\",IF(AE613=1,Teta1(BB613,AK613),\"-\"))","v":""},{"$f":"IF(AD613=\"\",\"\",IF(AE613=1,AreaCi(AK613,BB613),AreaTr(AJ613,AN613,BB613)))","v":""},{"$f":"IF(AD613=\"\",\"\",IF(AE613=1,FrCi(BF613,9.806,BC613,AK613),FrTr(BF613,9.806,AJ613,AN613,BB613)))","v":""},"",{"$f":"IF(AD613=\"\",\"\",IF(AE613=1,LOOKUP(AI613,'Vmáx(material) - Tab.4.3'!$L$2:$L$11,'Vmáx(material) - Tab.4.3'!$M$2:$M$11),LOOKUP(AI613,'Vmáx(material) - Tab.4.3'!$L$15,'Vmáx(material) - Tab.4.3'!$M$15)))","v":""},{"$f":"IF(AD613=\"\",\"\",VLOOKUP($AH613,'Vmáx(material) - Tab.4.3'!$R$35:$X$41,2))","v":""},{"$f":"IF(AD613=\"\",\"\",VLOOKUP($AH613,'Vmáx(material) - Tab.4.3'!$R$35:$X$41,3))","v":""},{"$f":"IF(AD613=\"\",\"\",VLOOKUP($AH613,'Vmáx(material) - Tab.4.3'!$R$35:$X$41,4))","v":""},{"$f":"IF(AD613=\"\",\"\",VLOOKUP($AH613,'Vmáx(material) - Tab.4.3'!$R$35:$X$41,5))","v":""},{"$f":"IF(AD613=\"\",\"\",VLOOKUP($AH613,'Vmáx(material) - Tab.4.3'!$R$35:$X$41,6))","v":""},{"$f":"IF(AD613=\"\",\"\",IF(AD613=\"\",\"\",VLOOKUP($AH613,'Vmáx(material) - Tab.4.3'!$R$35:$X$41,7)))","v":""},{"$f":"IF(AD613=\"\",\"\",IF(AE613=1,FCi(J613,AK613),FTr(J613,AJ613,AK613)))","v":""},"",{"$f":"IF(AD613=\"\",\"\",Hw(BH613,BI613,BJ613,BK613,BL613,BM613,Z,BN613,AO613,AK613))","v":""},"","","","",{"$f":"IF(AD613=\"\",\"\",ho(BT613,AK613,AX613))","v":""},{"$f":"IF(AD613=\"\",\"\",IF(AE613=1,PeriCi(AK613,BB613),PeriTr(AJ613,AN613,BB613)))","v":""},{"$f":"IF(AD613=\"\",\"\",IF(AE613=1,AreaCi(AK613,BB613),AreaTr(AJ613,AN613,BB613)))","v":""},{"$f":"IF(AD613=\"\",\"\",RhCi(BW613,BV613))","v":""},"",{"$f":"IF(AD613=\"\",\"\",hf(AL613,J613,AM613,BW613,BX613))","v":""},{"$f":"IF(AD613=\"\",\"\",LOOKUP(AP613,Tab.4.5!$J$6:$J$27,Tab.4.5!$L$6:$L$27))","v":""},{"$f":"IF(AD613=\"\",\"\",He(CA613,BY613))","v":""},{"$f":"IF(AD613=\"\",\"\",Hs(BY613))","v":""},{"$f":"IF(AD613=\"\",\"\",Hm(BU613,BZ613,CB613,CC613,AL613,AO613))","v":""},"","","","","","",null,null,null,null,null,null,null,null,null,null,null,null,null,null,null,0,0,0,0,0,{"$f":"IF(CK613=\"\",\"\",IF(CL613=1,YcCi(CR613,J613),YcTr(J613,CQ613,CU613)))","v":""},{"$f":"IF(CK613=\"\",\"\",IF(CL613=1,Teta1(DE613,CR613),\"-\"))","v":""},"","",{"$f":"IF(CK613=\"\",\"\",IF(CL613=1,Ynci(CR613,J613,CT613,CV613),YnTr(1,CT613,CQ613,CU613,CV613,J613)))","v":""},{"$f":"IF(CK613=\"\",\"\",IF(CL613=1,Teta1(DI613,CR613),\"-\"))","v":""},{"$f":"IF(CK613=\"\",\"\",IF(CL613=1,AreaCi(CR613,J613),AreaTr(CQ613,CU613,DI613)))","v":""},{"$f":"IF(CK613=\"\",\"\",IF(CL613=1,FrCi(DM613,9.806,DJ613,CR613),FrTr(DM613,9.806,CQ613,CU613,DI613)))","v":""},"",{"$f":"IF(CK613=\"\",\"\",IF(CL613=1,LOOKUP(CP613,'Vmáx(material) - Tab.4.3'!$L$2:$L$11,'Vmáx(material) - Tab.4.3'!$M$2:$M$11),LOOKUP(CP613,'Vmáx(material) - Tab.4.3'!$L$15,'Vmáx(material) - Tab.4.3'!$M$15)))","v":""},{"$f":"IF(CK613=\"\",\"\",VLOOKUP($CO613,'Vmáx(material) - Tab.4.3'!$R$35:$X$41,2))","v":""},{"$f":"IF(CK613=\"\",\"\",VLOOKUP($CO613,'Vmáx(material) - Tab.4.3'!$R$35:$X$41,3))","v":""},{"$f":"IF(CK613=\"\",\"\",VLOOKUP($CO613,'Vmáx(material) - Tab.4.3'!$R$35:$X$41,4))","v":""},{"$f":"IF(CK613=\"\",\"\",VLOOKUP($CO613,'Vmáx(material) - Tab.4.3'!$R$35:$X$41,5))","v":""},{"$f":"IF(CK613=\"\",\"\",VLOOKUP($CO613,'Vmáx(material) - Tab.4.3'!$R$35:$X$41,6))","v":""},{"$f":"IF(CK613=\"\",\"\",IF(CK613=\"\",\"\",VLOOKUP(CO613,'Vmáx(material) - Tab.4.3'!$R$35:$X$41,7)))","v":""},{"$f":"IF(CK613=\"\",\"\",IF(CL613=1,FCi(J613,CR613),FTr(J613,CQ613,CR613)))","v":""},"",{"$f":"IF(CK613=\"\",\"\",Hw(DO613,DP613,DQ613,DR613,DS613,DT613,Z,DU613,CV613,CR613))","v":""},"","","","","",{"$f":"IF(CK613=\"\",\"\",IF(CL613=1,PeriCi(CR613,DI613),PeriTr(CQ613,CU613,DI613)))","v":""},{"$f":"IF(CK613=\"\",\"\",IF(CL613=1,AreaCi(CR613,DI613),AreaTr(CQ613,CU613,DI613)))","v":""},{"$f":"IF(CK613=\"\",\"\",RhCi(DK613,EC613))","v":""},"",{"$f":"IF(CK613=\"\",\"\",hf(CS613,J613,CT613,DK613,EE613))","v":""},{"$f":"IF(CK613=\"\",\"\",LOOKUP(CW613,Tab.4.5!$J$6:$J$27,Tab.4.5!$L$6:$L$27))","v":""},{"$f":"IF(CK613=\"\",\"\",He(EH613,DM613))","v":""},{"$f":"IF(CK613=\"\",\"\",Hs(DM613))","v":""},{"$f":"IF(CK613=\"\",\"\",Hm(EB613,EG613,EI613,EJ613,CS613,CV613))","v":""},"","","","","","","K45+-45000 () ",{"$f":"IF(B613=\"Existe.\",IF(AE613=1,CONCATENATE(#REF!,AK613,\" m.\"),CONCATENATE(#REF!,AJ613,\" m x \",AK613,\" m.\")),IF(CL613=1,CONCATENATE(#REF!,CR613,\" m.\"),CONCATENATE(#REF!,CQ613,\" m x \",CR613,\" m.\")))","v":{"$error":"#REF!"}},"Concreto, L =  m, S = 0 %.","Cota clave eje= 0 msnm.",null,null,null,"","","","","",{"$f":"IF(EV613=\"\",\"\",VLOOKUP(EY613,'Estructura escalonada'!$D$3:$H$953,2))","v":""},"","","","","",""]
[null,null,null,null,null,null,null,null,null,null,null,0,null,0,null,null,null,null,null,null,{"$f":"IF(K614=\"No\",\"\",IF(O614=\"\",YcCi(P614,N614),YcTr(N614,O614,S614)))","v":{"$error":"#VALUE!"}},{"$f":"IF(K614=\"No\",\"\",IF(O614=\"\",Teta1(U614,P614),\"-\"))","v":{"$error":"#VALUE!"}},{"$error":"#VALUE!"},{"$error":"#VALUE!"},{"$f":"IF(K614=\"No\",\"\",IF(O614=\"\",Ynci(P614,N614,R614,T614),YnTr(1,R614,O614,S614,T614,N614)))","v":{"$error":"#VALUE!"}},{"$f":"IF(K614=\"No\",\"\",IF(O614=\"\",Teta1(Y614,P614),\"-\"))","v":{"$error":"#VALUE!"}},{"$f":"IF(K614=\"No\",\"\",IF(O614=\"\",AreaCi(P614,Y614),AreaTr(O614,S614,Y614)))","v":{"$error":"#VALUE!"}},{"$f":"IF(K614=\"No\",\"\",IF(O614=\"\",FrCi(AC614,9.806,Z614,P614),FrTr(AC614,9.806,O614,S614,Y614)))","v":{"$error":"#VALUE!"}},{"$error":"#VALUE!"},null,null,null,null,null,null,null,null,null,null,null,null,null,null,null,0,0,"","","",{"$f":"IF(AD614=\"\",\"\",IF(AE614=1,YcCi(AK614,J614),YcTr(J614,AJ614,AN614)))","v":""},{"$f":"IF(AD614=\"\",\"\",IF(AE614=1,Teta1(AX614,AK614),\"-\"))","v":""},{"$f":"IF(AD614=\"\",\"\",IF(AE614=1,AreaCi(AK614,AX614),AreaTr(AJ614,AN614,AX614)))","v":""},"",{"$f":"IF(AD614=\"\",\"\",IF(AE614=1,Ynci(AK614,J614,AM614,AO614),YnTr(1,AM614,AJ614,AN614,AO614,J614)))","v":""},{"$f":"IF(AD614=\"\",\"\",IF(AE614=1,Teta1(BB614,AK614),\"-\"))","v":""},{"$f":"IF(AD614=\"\",\"\",IF(AE614=1,AreaCi(AK614,BB614),AreaTr(AJ614,AN614,BB614)))","v":""},{"$f":"IF(AD614=\"\",\"\",IF(AE614=1,FrCi(BF614,9.806,BC614,AK614),FrTr(BF614,9.806,AJ614,AN614,BB614)))","v":""},"",{"$f":"IF(AD614=\"\",\"\",IF(AE614=1,LOOKUP(AI614,'Vmáx(material) - Tab.4.3'!$L$2:$L$11,'Vmáx(material) - Tab.4.3'!$M$2:$M$11),LOOKUP(AI614,'Vmáx(material) - Tab.4.3'!$L$15,'Vmáx(material) - Tab.4.3'!$M$15)))","v":""},{"$f":"IF(AD614=\"\",\"\",VLOOKUP($AH614,'Vmáx(material) - Tab.4.3'!$R$35:$X$41,2))","v":""},{"$f":"IF(AD614=\"\",\"\",VLOOKUP($AH614,'Vmáx(material) - Tab.4.3'!$R$35:$X$41,3))","v":""},{"$f":"IF(AD614=\"\",\"\",VLOOKUP($AH614,'Vmáx(material) - Tab.4.3'!$R$35:$X$41,4))","v":""},{"$f":"IF(AD614=\"\",\"\",VLOOKUP($AH614,'Vmáx(material) - Tab.4.3'!$R$35:$X$41,5))","v":""},{"$f":"IF(AD614=\"\",\"\",VLOOKUP($AH614,'Vmáx(material) - Tab.4.3'!$R$35:$X$41,6))","v":""},{"$f":"IF(AD614=\"\",\"\",IF(AD614=\"\",\"\",VLOOKUP($AH614,'Vmáx(material) - Tab.4.3'!$R$35:$X$41,7)))","v":""},{"$f":"IF(AD614=\"\",\"\",IF(AE614=1,FCi(J614,AK614),FTr(J614,AJ614,AK614)))","v":""},"",{"$f":"IF(AD614=\"\",\"\",Hw(BH614,BI614,BJ614,BK614,BL614,BM614,Z,BN614,AO614,AK614))","v":""},"","","","",{"$f":"IF(AD614=\"\",\"\",ho(BT614,AK614,AX614))","v":""},{"$f":"IF(AD614=\"\",\"\",IF(AE614=1,PeriCi(AK614,BB614),PeriTr(AJ614,AN614,BB614)))","v":""},{"$f":"IF(AD614=\"\",\"\",IF(AE614=1,AreaCi(AK614,BB614),AreaTr(AJ614,AN614,BB614)))","v":""},{"$f":"IF(AD614=\"\",\"\",RhCi(BW614,BV614))","v":""},"",{"$f":"IF(AD614=\"\",\"\",hf(AL614,J614,AM614,BW614,BX614))","v":""},{"$f":"IF(AD614=\"\",\"\",LOOKUP(AP614,Tab.4.5!$J$6:$J$27,Tab.4.5!$L$6:$L$27))","v":""},{"$f":"IF(AD614=\"\",\"\",He(CA614,BY614))","v":""},{"$f":"IF(AD614=\"\",\"\",Hs(BY614))","v":""},{"$f":"IF(AD614=\"\",\"\",Hm(BU614,BZ614,CB614,CC614,AL614,AO614))","v":""},"","","","","","",null,null,null,null,null,null,null,null,null,null,null,null,null,null,null,0,0,0,0,0,{"$f":"IF(CK614=\"\",\"\",IF(CL614=1,YcCi(CR614,J614),YcTr(J614,CQ614,CU614)))","v":""},{"$f":"IF(CK614=\"\",\"\",IF(CL614=1,Teta1(DE614,CR614),\"-\"))","v":""},"","",{"$f":"IF(CK614=\"\",\"\",IF(CL614=1,Ynci(CR614,J614,CT614,CV614),YnTr(1,CT614,CQ614,CU614,CV614,J614)))","v":""},{"$f":"IF(CK614=\"\",\"\",IF(CL614=1,Teta1(DI614,CR614),\"-\"))","v":""},{"$f":"IF(CK614=\"\",\"\",IF(CL614=1,AreaCi(CR614,J614),AreaTr(CQ614,CU614,DI614)))","v":""},{"$f":"IF(CK614=\"\",\"\",IF(CL614=1,FrCi(DM614,9.806,DJ614,CR614),FrTr(DM614,9.806,CQ614,CU614,DI614)))","v":""},"",{"$f":"IF(CK614=\"\",\"\",IF(CL614=1,LOOKUP(CP614,'Vmáx(material) - Tab.4.3'!$L$2:$L$11,'Vmáx(material) - Tab.4.3'!$M$2:$M$11),LOOKUP(CP614,'Vmáx(material) - Tab.4.3'!$L$15,'Vmáx(material) - Tab.4.3'!$M$15)))","v":""},{"$f":"IF(CK614=\"\",\"\",VLOOKUP($CO614,'Vmáx(material) - Tab.4.3'!$R$35:$X$41,2))","v":""},{"$f":"IF(CK614=\"\",\"\",VLOOKUP($CO614,'Vmáx(material) - Tab.4.3'!$R$35:$X$41,3))","v":""},{"$f":"IF(CK614=\"\",\"\",VLOOKUP($CO614,'Vmáx(material) - Tab.4.3'!$R$35:$X$41,4))","v":""},{"$f":"IF(CK614=\"\",\"\",VLOOKUP($CO614,'Vmáx(material) - Tab.4.3'!$R$35:$X$41,5))","v":""},{"$f":"IF(CK614=\"\",\"\",VLOOKUP($CO614,'Vmáx(material) - Tab.4.3'!$R$35:$X$41,6))","v":""},{"$f":"IF(CK614=\"\",\"\",IF(CK614=\"\",\"\",VLOOKUP(CO614,'Vmáx(material) - Tab.4.3'!$R$35:$X$41,7)))","v":""},{"$f":"IF(CK614=\"\",\"\",IF(CL614=1,FCi(J614,CR614),FTr(J614,CQ614,CR614)))","v":""},"",{"$f":"IF(CK614=\"\",\"\",Hw(DO614,DP614,DQ614,DR614,DS614,DT614,Z,DU614,CV614,CR614))","v":""},"","","","","",{"$f":"IF(CK614=\"\",\"\",IF(CL614=1,PeriCi(CR614,DI614),PeriTr(CQ614,CU614,DI614)))","v":""},{"$f":"IF(CK614=\"\",\"\",IF(CL614=1,AreaCi(CR614,DI614),AreaTr(CQ614,CU614,DI614)))","v":""},{"$f":"IF(CK614=\"\",\"\",RhCi(DK614,EC614))","v":""},"",{"$f":"IF(CK614=\"\",\"\",hf(CS614,J614,CT614,DK614,EE614))","v":""},{"$f":"IF(CK614=\"\",\"\",LOOKUP(CW614,Tab.4.5!$J$6:$J$27,Tab.4.5!$L$6:$L$27))","v":""},{"$f":"IF(CK614=\"\",\"\",He(EH614,DM614))","v":""},{"$f":"IF(CK614=\"\",\"\",Hs(DM614))","v":""},{"$f":"IF(CK614=\"\",\"\",Hm(EB614,EG614,EI614,EJ614,CS614,CV614))","v":""},"","","","","","","K45+-45000 () ",{"$f":"IF(B614=\"Existe.\",IF(AE614=1,CONCATENATE(#REF!,AK614,\" m.\"),CONCATENATE(#REF!,AJ614,\" m x \",AK614,\" m.\")),IF(CL614=1,CONCATENATE(#REF!,CR614,\" m.\"),CONCATENATE(#REF!,CQ614,\" m x \",CR614,\" m.\")))","v":{"$error":"#REF!"}},"Concreto, L =  m, S = 0 %.","Cota clave eje= 0 msnm.",null,null,null,"","","","","",{"$f":"IF(EV614=\"\",\"\",VLOOKUP(EY614,'Estructura escalonada'!$D$3:$H$953,2))","v":""},"","","","","",""]
[null,null,null,null,null,null,null,null,null,null,null,0,null,0,null,null,null,null,null,null,{"$f":"IF(K617=\"No\",\"\",IF(O617=\"\",YcCi(P617,N617),YcTr(N617,O617,S617)))","v":{"$error":"#VALUE!"}},{"$f":"IF(K617=\"No\",\"\",IF(O617=\"\",Teta1(U617,P617),\"-\"))","v":{"$error":"#VALUE!"}},{"$error":"#VALUE!"},{"$error":"#VALUE!"},{"$f":"IF(K617=\"No\",\"\",IF(O617=\"\",Ynci(P617,N617,R617,T617),YnTr(1,R617,O617,S617,T617,N617)))","v":{"$error":"#VALUE!"}},{"$f":"IF(K617=\"No\",\"\",IF(O617=\"\",Teta1(Y617,P617),\"-\"))","v":{"$error":"#VALUE!"}},{"$f":"IF(K617=\"No\",\"\",IF(O617=\"\",AreaCi(P617,Y617),AreaTr(O617,S617,Y617)))","v":{"$error":"#VALUE!"}},{"$f":"IF(K617=\"No\",\"\",IF(O617=\"\",FrCi(AC617,9.806,Z617,P617),FrTr(AC617,9.806,O617,S617,Y617)))","v":{"$error":"#VALUE!"}},{"$error":"#VALUE!"},null,null,null,null,null,null,null,null,null,null,null,null,null,null,null,0,0,"","","",{"$f":"IF(AD617=\"\",\"\",IF(AE617=1,YcCi(AK617,J617),YcTr(J617,AJ617,AN617)))","v":""},{"$f":"IF(AD617=\"\",\"\",IF(AE617=1,Teta1(AX617,AK617),\"-\"))","v":""},{"$f":"IF(AD617=\"\",\"\",IF(AE617=1,AreaCi(AK617,AX617),AreaTr(AJ617,AN617,AX617)))","v":""},"",{"$f":"IF(AD617=\"\",\"\",IF(AE617=1,Ynci(AK617,J617,AM617,AO617),YnTr(1,AM617,AJ617,AN617,AO617,J617)))","v":""},{"$f":"IF(AD617=\"\",\"\",IF(AE617=1,Teta1(BB617,AK617),\"-\"))","v":""},{"$f":"IF(AD617=\"\",\"\",IF(AE617=1,AreaCi(AK617,BB617),AreaTr(AJ617,AN617,BB617)))","v":""},{"$f":"IF(AD617=\"\",\"\",IF(AE617=1,FrCi(BF617,9.806,BC617,AK617),FrTr(BF617,9.806,AJ617,AN617,BB617)))","v":""},"",{"$f":"IF(AD617=\"\",\"\",IF(AE617=1,LOOKUP(AI617,'Vmáx(material) - Tab.4.3'!$L$2:$L$11,'Vmáx(material) - Tab.4.3'!$M$2:$M$11),LOOKUP(AI617,'Vmáx(material) - Tab.4.3'!$L$15,'Vmáx(material) - Tab.4.3'!$M$15)))","v":""},{"$f":"IF(AD617=\"\",\"\",VLOOKUP($AH617,'Vmáx(material) - Tab.4.3'!$R$35:$X$41,2))","v":""},{"$f":"IF(AD617=\"\",\"\",VLOOKUP($AH617,'Vmáx(material) - Tab.4.3'!$R$35:$X$41,3))","v":""},{"$f":"IF(AD617=\"\",\"\",VLOOKUP($AH617,'Vmáx(material) - Tab.4.3'!$R$35:$X$41,4))","v":""},{"$f":"IF(AD617=\"\",\"\",VLOOKUP($AH617,'Vmáx(material) - Tab.4.3'!$R$35:$X$41,5))","v":""},{"$f":"IF(AD617=\"\",\"\",VLOOKUP($AH617,'Vmáx(material) - Tab.4.3'!$R$35:$X$41,6))","v":""},{"$f":"IF(AD617=\"\",\"\",IF(AD617=\"\",\"\",VLOOKUP($AH617,'Vmáx(material) - Tab.4.3'!$R$35:$X$41,7)))","v":""},{"$f":"IF(AD617=\"\",\"\",IF(AE617=1,FCi(J617,AK617),FTr(J617,AJ617,AK617)))","v":""},"",{"$f":"IF(AD617=\"\",\"\",Hw(BH617,BI617,BJ617,BK617,BL617,BM617,Z,BN617,AO617,AK617))","v":""},"","","","",{"$f":"IF(AD617=\"\",\"\",ho(BT617,AK617,AX617))","v":""},{"$f":"IF(AD617=\"\",\"\",IF(AE617=1,PeriCi(AK617,BB617),PeriTr(AJ617,AN617,BB617)))","v":""},{"$f":"IF(AD617=\"\",\"\",IF(AE617=1,AreaCi(AK617,BB617),AreaTr(AJ617,AN617,BB617)))","v":""},{"$f":"IF(AD617=\"\",\"\",RhCi(BW617,BV617))","v":""},"",{"$f":"IF(AD617=\"\",\"\",hf(AL617,J617,AM617,BW617,BX617))","v":""},{"$f":"IF(AD617=\"\",\"\",LOOKUP(AP617,Tab.4.5!$J$6:$J$27,Tab.4.5!$L$6:$L$27))","v":""},{"$f":"IF(AD617=\"\",\"\",He(CA617,BY617))","v":""},{"$f":"IF(AD617=\"\",\"\",Hs(BY617))","v":""},{"$f":"IF(AD617=\"\",\"\",Hm(BU617,BZ617,CB617,CC617,AL617,AO617))","v":""},"","","","","","",null,null,null,null,null,null,null,null,null,null,null,null,null,null,null,0,0,0,0,0,{"$f":"IF(CK617=\"\",\"\",IF(CL617=1,YcCi(CR617,J617),YcTr(J617,CQ617,CU617)))","v":""},{"$f":"IF(CK617=\"\",\"\",IF(CL617=1,Teta1(DE617,CR617),\"-\"))","v":""},"","",{"$f":"IF(CK617=\"\",\"\",IF(CL617=1,Ynci(CR617,J617,CT617,CV617),YnTr(1,CT617,CQ617,CU617,CV617,J617)))","v":""},{"$f":"IF(CK617=\"\",\"\",IF(CL617=1,Teta1(DI617,CR617),\"-\"))","v":""},{"$f":"IF(CK617=\"\",\"\",IF(CL617=1,AreaCi(CR617,J617),AreaTr(CQ617,CU617,DI617)))","v":""},{"$f":"IF(CK617=\"\",\"\",IF(CL617=1,FrCi(DM617,9.806,DJ617,CR617),FrTr(DM617,9.806,CQ617,CU617,DI617)))","v":""},"",{"$f":"IF(CK617=\"\",\"\",IF(CL617=1,LOOKUP(CP617,'Vmáx(material) - Tab.4.3'!$L$2:$L$11,'Vmáx(material) - Tab.4.3'!$M$2:$M$11),LOOKUP(CP617,'Vmáx(material) - Tab.4.3'!$L$15,'Vmáx(material) - Tab.4.3'!$M$15)))","v":""},{"$f":"IF(CK617=\"\",\"\",VLOOKUP($CO617,'Vmáx(material) - Tab.4.3'!$R$35:$X$41,2))","v":""},{"$f":"IF(CK617=\"\",\"\",VLOOKUP($CO617,'Vmáx(material) - Tab.4.3'!$R$35:$X$41,3))","v":""},{"$f":"IF(CK617=\"\",\"\",VLOOKUP($CO617,'Vmáx(material) - Tab.4.3'!$R$35:$X$41,4))","v":""},{"$f":"IF(CK617=\"\",\"\",VLOOKUP($CO617,'Vmáx(material) - Tab.4.3'!$R$35:$X$41,5))","v":""},{"$f":"IF(CK617=\"\",\"\",VLOOKUP($CO617,'Vmáx(material) - Tab.4.3'!$R$35:$X$41,6))","v":""},{"$f":"IF(CK617=\"\",\"\",IF(CK617=\"\",\"\",VLOOKUP(CO617,'Vmáx(material) - Tab.4.3'!$R$35:$X$41,7)))","v":""},{"$f":"IF(CK617=\"\",\"\",IF(CL617=1,FCi(J617,CR617),FTr(J617,CQ617,CR617)))","v":""},"",{"$f":"IF(CK617=\"\",\"\",Hw(DO617,DP617,DQ617,DR617,DS617,DT617,Z,DU617,CV617,CR617))","v":""},"","","","","",{"$f":"IF(CK617=\"\",\"\",IF(CL617=1,PeriCi(CR617,DI617),PeriTr(CQ617,CU617,DI617)))","v":""},{"$f":"IF(CK617=\"\",\"\",IF(CL617=1,AreaCi(CR617,DI617),AreaTr(CQ617,CU617,DI617)))","v":""},{"$f":"IF(CK617=\"\",\"\",RhCi(DK617,EC617))","v":""},"",{"$f":"IF(CK617=\"\",\"\",hf(CS617,J617,CT617,DK617,EE617))","v":""},{"$f":"IF(CK617=\"\",\"\",LOOKUP(CW617,Tab.4.5!$J$6:$J$27,Tab.4.5!$L$6:$L$27))","v":""},{"$f":"IF(CK617=\"\",\"\",He(EH617,DM617))","v":""},{"$f":"IF(CK617=\"\",\"\",Hs(DM617))","v":""},{"$f":"IF(CK617=\"\",\"\",Hm(EB617,EG617,EI617,EJ617,CS617,CV617))","v":""},"","","","","","","K45+-45000 () ",{"$f":"IF(B617=\"Existe.\",IF(AE617=1,CONCATENATE(#REF!,AK617,\" m.\"),CONCATENATE(#REF!,AJ617,\" m x \",AK617,\" m.\")),IF(CL617=1,CONCATENATE(#REF!,CR617,\" m.\"),CONCATENATE(#REF!,CQ617,\" m x \",CR617,\" m.\")))","v":{"$error":"#REF!"}},"Concreto, L =  m, S = 0 %.","Cota clave eje= 0 msnm.",null,null,null,"","","","","",{"$f":"IF(EV617=\"\",\"\",VLOOKUP(EY617,'Estructura escalonada'!$D$3:$H$953,2))","v":""},"","","","","",""]
[null,null,null,null,null,null,null,null,null,null,null,0,null,0,null,null,null,null,null,null,{"$f":"IF(K620=\"No\",\"\",IF(O620=\"\",YcCi(P620,N620),YcTr(N620,O620,S620)))","v":{"$error":"#VALUE!"}},{"$f":"IF(K620=\"No\",\"\",IF(O620=\"\",Teta1(U620,P620),\"-\"))","v":{"$error":"#VALUE!"}},{"$error":"#VALUE!"},{"$error":"#VALUE!"},{"$f":"IF(K620=\"No\",\"\",IF(O620=\"\",Ynci(P620,N620,R620,T620),YnTr(1,R620,O620,S620,T620,N620)))","v":{"$error":"#VALUE!"}},{"$f":"IF(K620=\"No\",\"\",IF(O620=\"\",Teta1(Y620,P620),\"-\"))","v":{"$error":"#VALUE!"}},{"$f":"IF(K620=\"No\",\"\",IF(O620=\"\",AreaCi(P620,Y620),AreaTr(O620,S620,Y620)))","v":{"$error":"#VALUE!"}},{"$f":"IF(K620=\"No\",\"\",IF(O620=\"\",FrCi(AC620,9.806,Z620,P620),FrTr(AC620,9.806,O620,S620,Y620)))","v":{"$error":"#VALUE!"}},{"$error":"#VALUE!"},null,null,null,null,null,null,null,null,null,null,null,null,null,null,null,0,0,"","","",{"$f":"IF(AD620=\"\",\"\",IF(AE620=1,YcCi(AK620,J620),YcTr(J620,AJ620,AN620)))","v":""},{"$f":"IF(AD620=\"\",\"\",IF(AE620=1,Teta1(AX620,AK620),\"-\"))","v":""},{"$f":"IF(AD620=\"\",\"\",IF(AE620=1,AreaCi(AK620,AX620),AreaTr(AJ620,AN620,AX620)))","v":""},"",{"$f":"IF(AD620=\"\",\"\",IF(AE620=1,Ynci(AK620,J620,AM620,AO620),YnTr(1,AM620,AJ620,AN620,AO620,J620)))","v":""},{"$f":"IF(AD620=\"\",\"\",IF(AE620=1,Teta1(BB620,AK620),\"-\"))","v":""},{"$f":"IF(AD620=\"\",\"\",IF(AE620=1,AreaCi(AK620,BB620),AreaTr(AJ620,AN620,BB620)))","v":""},{"$f":"IF(AD620=\"\",\"\",IF(AE620=1,FrCi(BF620,9.806,BC620,AK620),FrTr(BF620,9.806,AJ620,AN620,BB620)))","v":""},"",{"$f":"IF(AD620=\"\",\"\",IF(AE620=1,LOOKUP(AI620,'Vmáx(material) - Tab.4.3'!$L$2:$L$11,'Vmáx(material) - Tab.4.3'!$M$2:$M$11),LOOKUP(AI620,'Vmáx(material) - Tab.4.3'!$L$15,'Vmáx(material) - Tab.4.3'!$M$15)))","v":""},{"$f":"IF(AD620=\"\",\"\",VLOOKUP($AH620,'Vmáx(material) - Tab.4.3'!$R$35:$X$41,2))","v":""},{"$f":"IF(AD620=\"\",\"\",VLOOKUP($AH620,'Vmáx(material) - Tab.4.3'!$R$35:$X$41,3))","v":""},{"$f":"IF(AD620=\"\",\"\",VLOOKUP($AH620,'Vmáx(material) - Tab.4.3'!$R$35:$X$41,4))","v":""},{"$f":"IF(AD620=\"\",\"\",VLOOKUP($AH620,'Vmáx(material) - Tab.4.3'!$R$35:$X$41,5))","v":""},{"$f":"IF(AD620=\"\",\"\",VLOOKUP($AH620,'Vmáx(material) - Tab.4.3'!$R$35:$X$41,6))","v":""},{"$f":"IF(AD620=\"\",\"\",IF(AD620=\"\",\"\",VLOOKUP($AH620,'Vmáx(material) - Tab.4.3'!$R$35:$X$41,7)))","v":""},{"$f":"IF(AD620=\"\",\"\",IF(AE620=1,FCi(J620,AK620),FTr(J620,AJ620,AK620)))","v":""},"",{"$f":"IF(AD620=\"\",\"\",Hw(BH620,BI620,BJ620,BK620,BL620,BM620,Z,BN620,AO620,AK620))","v":""},"","","","",{"$f":"IF(AD620=\"\",\"\",ho(BT620,AK620,AX620))","v":""},{"$f":"IF(AD620=\"\",\"\",IF(AE620=1,PeriCi(AK620,BB620),PeriTr(AJ620,AN620,BB620)))","v":""},{"$f":"IF(AD620=\"\",\"\",IF(AE620=1,AreaCi(AK620,BB620),AreaTr(AJ620,AN620,BB620)))","v":""},{"$f":"IF(AD620=\"\",\"\",RhCi(BW620,BV620))","v":""},"",{"$f":"IF(AD620=\"\",\"\",hf(AL620,J620,AM620,BW620,BX620))","v":""},{"$f":"IF(AD620=\"\",\"\",LOOKUP(AP620,Tab.4.5!$J$6:$J$27,Tab.4.5!$L$6:$L$27))","v":""},{"$f":"IF(AD620=\"\",\"\",He(CA620,BY620))","v":""},{"$f":"IF(AD620=\"\",\"\",Hs(BY620))","v":""},{"$f":"IF(AD620=\"\",\"\",Hm(BU620,BZ620,CB620,CC620,AL620,AO620))","v":""},"","","","","","",null,null,null,null,null,null,null,null,null,null,null,null,null,null,null,0,0,0,0,0,{"$f":"IF(CK620=\"\",\"\",IF(CL620=1,YcCi(CR620,J620),YcTr(J620,CQ620,CU620)))","v":""},{"$f":"IF(CK620=\"\",\"\",IF(CL620=1,Teta1(DE620,CR620),\"-\"))","v":""},"","",{"$f":"IF(CK620=\"\",\"\",IF(CL620=1,Ynci(CR620,J620,CT620,CV620),YnTr(1,CT620,CQ620,CU620,CV620,J620)))","v":""},{"$f":"IF(CK620=\"\",\"\",IF(CL620=1,Teta1(DI620,CR620),\"-\"))","v":""},{"$f":"IF(CK620=\"\",\"\",IF(CL620=1,AreaCi(CR620,J620),AreaTr(CQ620,CU620,DI620)))","v":""},{"$f":"IF(CK620=\"\",\"\",IF(CL620=1,FrCi(DM620,9.806,DJ620,CR620),FrTr(DM620,9.806,CQ620,CU620,DI620)))","v":""},"",{"$f":"IF(CK620=\"\",\"\",IF(CL620=1,LOOKUP(CP620,'Vmáx(material) - Tab.4.3'!$L$2:$L$11,'Vmáx(material) - Tab.4.3'!$M$2:$M$11),LOOKUP(CP620,'Vmáx(material) - Tab.4.3'!$L$15,'Vmáx(material) - Tab.4.3'!$M$15)))","v":""},{"$f":"IF(CK620=\"\",\"\",VLOOKUP($CO620,'Vmáx(material) - Tab.4.3'!$R$35:$X$41,2))","v":""},{"$f":"IF(CK620=\"\",\"\",VLOOKUP($CO620,'Vmáx(material) - Tab.4.3'!$R$35:$X$41,3))","v":""},{"$f":"IF(CK620=\"\",\"\",VLOOKUP($CO620,'Vmáx(material) - Tab.4.3'!$R$35:$X$41,4))","v":""},{"$f":"IF(CK620=\"\",\"\",VLOOKUP($CO620,'Vmáx(material) - Tab.4.3'!$R$35:$X$41,5))","v":""},{"$f":"IF(CK620=\"\",\"\",VLOOKUP($CO620,'Vmáx(material) - Tab.4.3'!$R$35:$X$41,6))","v":""},{"$f":"IF(CK620=\"\",\"\",IF(CK620=\"\",\"\",VLOOKUP(CO620,'Vmáx(material) - Tab.4.3'!$R$35:$X$41,7)))","v":""},{"$f":"IF(CK620=\"\",\"\",IF(CL620=1,FCi(J620,CR620),FTr(J620,CQ620,CR620)))","v":""},"",{"$f":"IF(CK620=\"\",\"\",Hw(DO620,DP620,DQ620,DR620,DS620,DT620,Z,DU620,CV620,CR620))","v":""},"","","","","",{"$f":"IF(CK620=\"\",\"\",IF(CL620=1,PeriCi(CR620,DI620),PeriTr(CQ620,CU620,DI620)))","v":""},{"$f":"IF(CK620=\"\",\"\",IF(CL620=1,AreaCi(CR620,DI620),AreaTr(CQ620,CU620,DI620)))","v":""},{"$f":"IF(CK620=\"\",\"\",RhCi(DK620,EC620))","v":""},"",{"$f":"IF(CK620=\"\",\"\",hf(CS620,J620,CT620,DK620,EE620))","v":""},{"$f":"IF(CK620=\"\",\"\",LOOKUP(CW620,Tab.4.5!$J$6:$J$27,Tab.4.5!$L$6:$L$27))","v":""},{"$f":"IF(CK620=\"\",\"\",He(EH620,DM620))","v":""},{"$f":"IF(CK620=\"\",\"\",Hs(DM620))","v":""},{"$f":"IF(CK620=\"\",\"\",Hm(EB620,EG620,EI620,EJ620,CS620,CV620))","v":""},"","","","","","","K45+-45000 () ",{"$f":"IF(B620=\"Existe.\",IF(AE620=1,CONCATENATE(#REF!,AK620,\" m.\"),CONCATENATE(#REF!,AJ620,\" m x \",AK620,\" m.\")),IF(CL620=1,CONCATENATE(#REF!,CR620,\" m.\"),CONCATENATE(#REF!,CQ620,\" m x \",CR620,\" m.\")))","v":{"$error":"#REF!"}},"Concreto, L =  m, S = 0 %.","Cota clave eje= 0 msnm.",null,null,null,"","","","","",{"$f":"IF(EV620=\"\",\"\",VLOOKUP(EY620,'Estructura escalonada'!$D$3:$H$953,2))","v":""},"","","","","",""]
[null,null,null,null,null,null,null,null,null,null,null,0,null,0,null,null,null,null,null,null,{"$f":"IF(K623=\"No\",\"\",IF(O623=\"\",YcCi(P623,N623),YcTr(N623,O623,S623)))","v":{"$error":"#VALUE!"}},{"$f":"IF(K623=\"No\",\"\",IF(O623=\"\",Teta1(U623,P623),\"-\"))","v":{"$error":"#VALUE!"}},{"$error":"#VALUE!"},{"$error":"#VALUE!"},{"$f":"IF(K623=\"No\",\"\",IF(O623=\"\",Ynci(P623,N623,R623,T623),YnTr(1,R623,O623,S623,T623,N623)))","v":{"$error":"#VALUE!"}},{"$f":"IF(K623=\"No\",\"\",IF(O623=\"\",Teta1(Y623,P623),\"-\"))","v":{"$error":"#VALUE!"}},{"$f":"IF(K623=\"No\",\"\",IF(O623=\"\",AreaCi(P623,Y623),AreaTr(O623,S623,Y623)))","v":{"$error":"#VALUE!"}},{"$f":"IF(K623=\"No\",\"\",IF(O623=\"\",FrCi(AC623,9.806,Z623,P623),FrTr(AC623,9.806,O623,S623,Y623)))","v":{"$error":"#VALUE!"}},{"$error":"#VALUE!"},null,null,null,null,null,null,null,null,null,null,null,null,null,null,null,0,0,"","","",{"$f":"IF(AD623=\"\",\"\",IF(AE623=1,YcCi(AK623,J623),YcTr(J623,AJ623,AN623)))","v":""},{"$f":"IF(AD623=\"\",\"\",IF(AE623=1,Teta1(AX623,AK623),\"-\"))","v":""},{"$f":"IF(AD623=\"\",\"\",IF(AE623=1,AreaCi(AK623,AX623),AreaTr(AJ623,AN623,AX623)))","v":""},"",{"$f":"IF(AD623=\"\",\"\",IF(AE623=1,Ynci(AK623,J623,AM623,AO623),YnTr(1,AM623,AJ623,AN623,AO623,J623)))","v":""},{"$f":"IF(AD623=\"\",\"\",IF(AE623=1,Teta1(BB623,AK623),\"-\"))","v":""},{"$f":"IF(AD623=\"\",\"\",IF(AE623=1,AreaCi(AK623,BB623),AreaTr(AJ623,AN623,BB623)))","v":""},{"$f":"IF(AD623=\"\",\"\",IF(AE623=1,FrCi(BF623,9.806,BC623,AK623),FrTr(BF623,9.806,AJ623,AN623,BB623)))","v":""},"",{"$f":"IF(AD623=\"\",\"\",IF(AE623=1,LOOKUP(AI623,'Vmáx(material) - Tab.4.3'!$L$2:$L$11,'Vmáx(material) - Tab.4.3'!$M$2:$M$11),LOOKUP(AI623,'Vmáx(material) - Tab.4.3'!$L$15,'Vmáx(material) - Tab.4.3'!$M$15)))","v":""},{"$f":"IF(AD623=\"\",\"\",VLOOKUP($AH623,'Vmáx(material) - Tab.4.3'!$R$35:$X$41,2))","v":""},{"$f":"IF(AD623=\"\",\"\",VLOOKUP($AH623,'Vmáx(material) - Tab.4.3'!$R$35:$X$41,3))","v":""},{"$f":"IF(AD623=\"\",\"\",VLOOKUP($AH623,'Vmáx(material) - Tab.4.3'!$R$35:$X$41,4))","v":""},{"$f":"IF(AD623=\"\",\"\",VLOOKUP($AH623,'Vmáx(material) - Tab.4.3'!$R$35:$X$41,5))","v":""},{"$f":"IF(AD623=\"\",\"\",VLOOKUP($AH623,'Vmáx(material) - Tab.4.3'!$R$35:$X$41,6))","v":""},{"$f":"IF(AD623=\"\",\"\",IF(AD623=\"\",\"\",VLOOKUP($AH623,'Vmáx(material) - Tab.4.3'!$R$35:$X$41,7)))","v":""},{"$f":"IF(AD623=\"\",\"\",IF(AE623=1,FCi(J623,AK623),FTr(J623,AJ623,AK623)))","v":""},"",{"$f":"IF(AD623=\"\",\"\",Hw(BH623,BI623,BJ623,BK623,BL623,BM623,Z,BN623,AO623,AK623))","v":""},"","","","",{"$f":"IF(AD623=\"\",\"\",ho(BT623,AK623,AX623))","v":""},{"$f":"IF(AD623=\"\",\"\",IF(AE623=1,PeriCi(AK623,BB623),PeriTr(AJ623,AN623,BB623)))","v":""},{"$f":"IF(AD623=\"\",\"\",IF(AE623=1,AreaCi(AK623,BB623),AreaTr(AJ623,AN623,BB623)))","v":""},{"$f":"IF(AD623=\"\",\"\",RhCi(BW623,BV623))","v":""},"",{"$f":"IF(AD623=\"\",\"\",hf(AL623,J623,AM623,BW623,BX623))","v":""},{"$f":"IF(AD623=\"\",\"\",LOOKUP(AP623,Tab.4.5!$J$6:$J$27,Tab.4.5!$L$6:$L$27))","v":""},{"$f":"IF(AD623=\"\",\"\",He(CA623,BY623))","v":""},{"$f":"IF(AD623=\"\",\"\",Hs(BY623))","v":""},{"$f":"IF(AD623=\"\",\"\",Hm(BU623,BZ623,CB623,CC623,AL623,AO623))","v":""},"","","","","","",null,null,null,null,null,null,null,null,null,null,null,null,null,null,null,0,0,0,0,0,{"$f":"IF(CK623=\"\",\"\",IF(CL623=1,YcCi(CR623,J623),YcTr(J623,CQ623,CU623)))","v":""},{"$f":"IF(CK623=\"\",\"\",IF(CL623=1,Teta1(DE623,CR623),\"-\"))","v":""},"","",{"$f":"IF(CK623=\"\",\"\",IF(CL623=1,Ynci(CR623,J623,CT623,CV623),YnTr(1,CT623,CQ623,CU623,CV623,J623)))","v":""},{"$f":"IF(CK623=\"\",\"\",IF(CL623=1,Teta1(DI623,CR623),\"-\"))","v":""},{"$f":"IF(CK623=\"\",\"\",IF(CL623=1,AreaCi(CR623,J623),AreaTr(CQ623,CU623,DI623)))","v":""},{"$f":"IF(CK623=\"\",\"\",IF(CL623=1,FrCi(DM623,9.806,DJ623,CR623),FrTr(DM623,9.806,CQ623,CU623,DI623)))","v":""},"",{"$f":"IF(CK623=\"\",\"\",IF(CL623=1,LOOKUP(CP623,'Vmáx(material) - Tab.4.3'!$L$2:$L$11,'Vmáx(material) - Tab.4.3'!$M$2:$M$11),LOOKUP(CP623,'Vmáx(material) - Tab.4.3'!$L$15,'Vmáx(material) - Tab.4.3'!$M$15)))","v":""},{"$f":"IF(CK623=\"\",\"\",VLOOKUP($CO623,'Vmáx(material) - Tab.4.3'!$R$35:$X$41,2))","v":""},{"$f":"IF(CK623=\"\",\"\",VLOOKUP($CO623,'Vmáx(material) - Tab.4.3'!$R$35:$X$41,3))","v":""},{"$f":"IF(CK623=\"\",\"\",VLOOKUP($CO623,'Vmáx(material) - Tab.4.3'!$R$35:$X$41,4))","v":""},{"$f":"IF(CK623=\"\",\"\",VLOOKUP($CO623,'Vmáx(material) - Tab.4.3'!$R$35:$X$41,5))","v":""},{"$f":"IF(CK623=\"\",\"\",VLOOKUP($CO623,'Vmáx(material) - Tab.4.3'!$R$35:$X$41,6))","v":""},{"$f":"IF(CK623=\"\",\"\",IF(CK623=\"\",\"\",VLOOKUP(CO623,'Vmáx(material) - Tab.4.3'!$R$35:$X$41,7)))","v":""},{"$f":"IF(CK623=\"\",\"\",IF(CL623=1,FCi(J623,CR623),FTr(J623,CQ623,CR623)))","v":""},"",{"$f":"IF(CK623=\"\",\"\",Hw(DO623,DP623,DQ623,DR623,DS623,DT623,Z,DU623,CV623,CR623))","v":""},"","","","","",{"$f":"IF(CK623=\"\",\"\",IF(CL623=1,PeriCi(CR623,DI623),PeriTr(CQ623,CU623,DI623)))","v":""},{"$f":"IF(CK623=\"\",\"\",IF(CL623=1,AreaCi(CR623,DI623),AreaTr(CQ623,CU623,DI623)))","v":""},{"$f":"IF(CK623=\"\",\"\",RhCi(DK623,EC623))","v":""},"",{"$f":"IF(CK623=\"\",\"\",hf(CS623,J623,CT623,DK623,EE623))","v":""},{"$f":"IF(CK623=\"\",\"\",LOOKUP(CW623,Tab.4.5!$J$6:$J$27,Tab.4.5!$L$6:$L$27))","v":""},{"$f":"IF(CK623=\"\",\"\",He(EH623,DM623))","v":""},{"$f":"IF(CK623=\"\",\"\",Hs(DM623))","v":""},{"$f":"IF(CK623=\"\",\"\",Hm(EB623,EG623,EI623,EJ623,CS623,CV623))","v":""},"","","","","","","K45+-45000 () ",{"$f":"IF(B623=\"Existe.\",IF(AE623=1,CONCATENATE(#REF!,AK623,\" m.\"),CONCATENATE(#REF!,AJ623,\" m x \",AK623,\" m.\")),IF(CL623=1,CONCATENATE(#REF!,CR623,\" m.\"),CONCATENATE(#REF!,CQ623,\" m x \",CR623,\" m.\")))","v":{"$error":"#REF!"}},"Concreto, L =  m, S = 0 %.","Cota clave eje= 0 msnm.",null,null,null,"","","","","",{"$f":"IF(EV623=\"\",\"\",VLOOKUP(EY623,'Estructura escalonada'!$D$3:$H$953,2))","v":""},"","","","","",""]
[null,null,null,null,null,null,null,null,null,null,null,0,null,0,null,null,null,null,null,null,{"$f":"IF(K626=\"No\",\"\",IF(O626=\"\",YcCi(P626,N626),YcTr(N626,O626,S626)))","v":{"$error":"#VALUE!"}},{"$f":"IF(K626=\"No\",\"\",IF(O626=\"\",Teta1(U626,P626),\"-\"))","v":{"$error":"#VALUE!"}},{"$error":"#VALUE!"},{"$error":"#VALUE!"},{"$f":"IF(K626=\"No\",\"\",IF(O626=\"\",Ynci(P626,N626,R626,T626),YnTr(1,R626,O626,S626,T626,N626)))","v":{"$error":"#VALUE!"}},{"$f":"IF(K626=\"No\",\"\",IF(O626=\"\",Teta1(Y626,P626),\"-\"))","v":{"$error":"#VALUE!"}},{"$f":"IF(K626=\"No\",\"\",IF(O626=\"\",AreaCi(P626,Y626),AreaTr(O626,S626,Y626)))","v":{"$error":"#VALUE!"}},{"$f":"IF(K626=\"No\",\"\",IF(O626=\"\",FrCi(AC626,9.806,Z626,P626),FrTr(AC626,9.806,O626,S626,Y626)))","v":{"$error":"#VALUE!"}},{"$error":"#VALUE!"},null,null,null,null,null,null,null,null,null,null,null,null,null,null,null,0,0,"","","",{"$f":"IF(AD626=\"\",\"\",IF(AE626=1,YcCi(AK626,J626),YcTr(J626,AJ626,AN626)))","v":""},{"$f":"IF(AD626=\"\",\"\",IF(AE626=1,Teta1(AX626,AK626),\"-\"))","v":""},{"$f":"IF(AD626=\"\",\"\",IF(AE626=1,AreaCi(AK626,AX626),AreaTr(AJ626,AN626,AX626)))","v":""},"",{"$f":"IF(AD626=\"\",\"\",IF(AE626=1,Ynci(AK626,J626,AM626,AO626),YnTr(1,AM626,AJ626,AN626,AO626,J626)))","v":""},{"$f":"IF(AD626=\"\",\"\",IF(AE626=1,Teta1(BB626,AK626),\"-\"))","v":""},{"$f":"IF(AD626=\"\",\"\",IF(AE626=1,AreaCi(AK626,BB626),AreaTr(AJ626,AN626,BB626)))","v":""},{"$f":"IF(AD626=\"\",\"\",IF(AE626=1,FrCi(BF626,9.806,BC626,AK626),FrTr(BF626,9.806,AJ626,AN626,BB626)))","v":""},"",{"$f":"IF(AD626=\"\",\"\",IF(AE626=1,LOOKUP(AI626,'Vmáx(material) - Tab.4.3'!$L$2:$L$11,'Vmáx(material) - Tab.4.3'!$M$2:$M$11),LOOKUP(AI626,'Vmáx(material) - Tab.4.3'!$L$15,'Vmáx(material) - Tab.4.3'!$M$15)))","v":""},{"$f":"IF(AD626=\"\",\"\",VLOOKUP($AH626,'Vmáx(material) - Tab.4.3'!$R$35:$X$41,2))","v":""},{"$f":"IF(AD626=\"\",\"\",VLOOKUP($AH626,'Vmáx(material) - Tab.4.3'!$R$35:$X$41,3))","v":""},{"$f":"IF(AD626=\"\",\"\",VLOOKUP($AH626,'Vmáx(material) - Tab.4.3'!$R$35:$X$41,4))","v":""},{"$f":"IF(AD626=\"\",\"\",VLOOKUP($AH626,'Vmáx(material) - Tab.4.3'!$R$35:$X$41,5))","v":""},{"$f":"IF(AD626=\"\",\"\",VLOOKUP($AH626,'Vmáx(material) - Tab.4.3'!$R$35:$X$41,6))","v":""},{"$f":"IF(AD626=\"\",\"\",IF(AD626=\"\",\"\",VLOOKUP($AH626,'Vmáx(material) - Tab.4.3'!$R$35:$X$41,7)))","v":""},{"$f":"IF(AD626=\"\",\"\",IF(AE626=1,FCi(J626,AK626),FTr(J626,AJ626,AK626)))","v":""},"",{"$f":"IF(AD626=\"\",\"\",Hw(BH626,BI626,BJ626,BK626,BL626,BM626,Z,BN626,AO626,AK626))","v":""},"","","","",{"$f":"IF(AD626=\"\",\"\",ho(BT626,AK626,AX626))","v":""},{"$f":"IF(AD626=\"\",\"\",IF(AE626=1,PeriCi(AK626,BB626),PeriTr(AJ626,AN626,BB626)))","v":""},{"$f":"IF(AD626=\"\",\"\",IF(AE626=1,AreaCi(AK626,BB626),AreaTr(AJ626,AN626,BB626)))","v":""},{"$f":"IF(AD626=\"\",\"\",RhCi(BW626,BV626))","v":""},"",{"$f":"IF(AD626=\"\",\"\",hf(AL626,J626,AM626,BW626,BX626))","v":""},{"$f":"IF(AD626=\"\",\"\",LOOKUP(AP626,Tab.4.5!$J$6:$J$27,Tab.4.5!$L$6:$L$27))","v":""},{"$f":"IF(AD626=\"\",\"\",He(CA626,BY626))","v":""},{"$f":"IF(AD626=\"\",\"\",Hs(BY626))","v":""},{"$f":"IF(AD626=\"\",\"\",Hm(BU626,BZ626,CB626,CC626,AL626,AO626))","v":""},"","","","","","",null,null,null,null,null,null,null,null,null,null,null,null,null,null,null,0,0,0,0,0,{"$f":"IF(CK626=\"\",\"\",IF(CL626=1,YcCi(CR626,J626),YcTr(J626,CQ626,CU626)))","v":""},{"$f":"IF(CK626=\"\",\"\",IF(CL626=1,Teta1(DE626,CR626),\"-\"))","v":""},"","",{"$f":"IF(CK626=\"\",\"\",IF(CL626=1,Ynci(CR626,J626,CT626,CV626),YnTr(1,CT626,CQ626,CU626,CV626,J626)))","v":""},{"$f":"IF(CK626=\"\",\"\",IF(CL626=1,Teta1(DI626,CR626),\"-\"))","v":""},{"$f":"IF(CK626=\"\",\"\",IF(CL626=1,AreaCi(CR626,J626),AreaTr(CQ626,CU626,DI626)))","v":""},{"$f":"IF(CK626=\"\",\"\",IF(CL626=1,FrCi(DM626,9.806,DJ626,CR626),FrTr(DM626,9.806,CQ626,CU626,DI626)))","v":""},"",{"$f":"IF(CK626=\"\",\"\",IF(CL626=1,LOOKUP(CP626,'Vmáx(material) - Tab.4.3'!$L$2:$L$11,'Vmáx(material) - Tab.4.3'!$M$2:$M$11),LOOKUP(CP626,'Vmáx(material) - Tab.4.3'!$L$15,'Vmáx(material) - Tab.4.3'!$M$15)))","v":""},{"$f":"IF(CK626=\"\",\"\",VLOOKUP($CO626,'Vmáx(material) - Tab.4.3'!$R$35:$X$41,2))","v":""},{"$f":"IF(CK626=\"\",\"\",VLOOKUP($CO626,'Vmáx(material) - Tab.4.3'!$R$35:$X$41,3))","v":""},{"$f":"IF(CK626=\"\",\"\",VLOOKUP($CO626,'Vmáx(material) - Tab.4.3'!$R$35:$X$41,4))","v":""},{"$f":"IF(CK626=\"\",\"\",VLOOKUP($CO626,'Vmáx(material) - Tab.4.3'!$R$35:$X$41,5))","v":""},{"$f":"IF(CK626=\"\",\"\",VLOOKUP($CO626,'Vmáx(material) - Tab.4.3'!$R$35:$X$41,6))","v":""},{"$f":"IF(CK626=\"\",\"\",IF(CK626=\"\",\"\",VLOOKUP(CO626,'Vmáx(material) - Tab.4.3'!$R$35:$X$41,7)))","v":""},{"$f":"IF(CK626=\"\",\"\",IF(CL626=1,FCi(J626,CR626),FTr(J626,CQ626,CR626)))","v":""},"",{"$f":"IF(CK626=\"\",\"\",Hw(DO626,DP626,DQ626,DR626,DS626,DT626,Z,DU626,CV626,CR626))","v":""},"","","","","",{"$f":"IF(CK626=\"\",\"\",IF(CL626=1,PeriCi(CR626,DI626),PeriTr(CQ626,CU626,DI626)))","v":""},{"$f":"IF(CK626=\"\",\"\",IF(CL626=1,AreaCi(CR626,DI626),AreaTr(CQ626,CU626,DI626)))","v":""},{"$f":"IF(CK626=\"\",\"\",RhCi(DK626,EC626))","v":""},"",{"$f":"IF(CK626=\"\",\"\",hf(CS626,J626,CT626,DK626,EE626))","v":""},{"$f":"IF(CK626=\"\",\"\",LOOKUP(CW626,Tab.4.5!$J$6:$J$27,Tab.4.5!$L$6:$L$27))","v":""},{"$f":"IF(CK626=\"\",\"\",He(EH626,DM626))","v":""},{"$f":"IF(CK626=\"\",\"\",Hs(DM626))","v":""},{"$f":"IF(CK626=\"\",\"\",Hm(EB626,EG626,EI626,EJ626,CS626,CV626))","v":""},"","","","","","","K45+-45000 () ",{"$f":"IF(B626=\"Existe.\",IF(AE626=1,CONCATENATE(#REF!,AK626,\" m.\"),CONCATENATE(#REF!,AJ626,\" m x \",AK626,\" m.\")),IF(CL626=1,CONCATENATE(#REF!,CR626,\" m.\"),CONCATENATE(#REF!,CQ626,\" m x \",CR626,\" m.\")))","v":{"$error":"#REF!"}},"Concreto, L =  m, S = 0 %.","Cota clave eje= 0 msnm.",null,null,null,"","","","","",{"$f":"IF(EV626=\"\",\"\",VLOOKUP(EY626,'Estructura escalonada'!$D$3:$H$953,2))","v":""},"","","","","",""]
[null,null,null,null,null,null,null,null,null,null,null,0,null,0,null,null,null,null,null,null,{"$f":"IF(K629=\"No\",\"\",IF(O629=\"\",YcCi(P629,N629),YcTr(N629,O629,S629)))","v":{"$error":"#VALUE!"}},{"$f":"IF(K629=\"No\",\"\",IF(O629=\"\",Teta1(U629,P629),\"-\"))","v":{"$error":"#VALUE!"}},{"$error":"#VALUE!"},{"$error":"#VALUE!"},{"$f":"IF(K629=\"No\",\"\",IF(O629=\"\",Ynci(P629,N629,R629,T629),YnTr(1,R629,O629,S629,T629,N629)))","v":{"$error":"#VALUE!"}},{"$f":"IF(K629=\"No\",\"\",IF(O629=\"\",Teta1(Y629,P629),\"-\"))","v":{"$error":"#VALUE!"}},{"$f":"IF(K629=\"No\",\"\",IF(O629=\"\",AreaCi(P629,Y629),AreaTr(O629,S629,Y629)))","v":{"$error":"#VALUE!"}},{"$f":"IF(K629=\"No\",\"\",IF(O629=\"\",FrCi(AC629,9.806,Z629,P629),FrTr(AC629,9.806,O629,S629,Y629)))","v":{"$error":"#VALUE!"}},{"$error":"#VALUE!"},null,null,null,null,null,null,null,null,null,null,null,null,null,null,null,0,0,"","","",{"$f":"IF(AD629=\"\",\"\",IF(AE629=1,YcCi(AK629,J629),YcTr(J629,AJ629,AN629)))","v":""},{"$f":"IF(AD629=\"\",\"\",IF(AE629=1,Teta1(AX629,AK629),\"-\"))","v":""},{"$f":"IF(AD629=\"\",\"\",IF(AE629=1,AreaCi(AK629,AX629),AreaTr(AJ629,AN629,AX629)))","v":""},"",{"$f":"IF(AD629=\"\",\"\",IF(AE629=1,Ynci(AK629,J629,AM629,AO629),YnTr(1,AM629,AJ629,AN629,AO629,J629)))","v":""},{"$f":"IF(AD629=\"\",\"\",IF(AE629=1,Teta1(BB629,AK629),\"-\"))","v":""},{"$f":"IF(AD629=\"\",\"\",IF(AE629=1,AreaCi(AK629,BB629),AreaTr(AJ629,AN629,BB629)))","v":""},{"$f":"IF(AD629=\"\",\"\",IF(AE629=1,FrCi(BF629,9.806,BC629,AK629),FrTr(BF629,9.806,AJ629,AN629,BB629)))","v":""},"",{"$f":"IF(AD629=\"\",\"\",IF(AE629=1,LOOKUP(AI629,'Vmáx(material) - Tab.4.3'!$L$2:$L$11,'Vmáx(material) - Tab.4.3'!$M$2:$M$11),LOOKUP(AI629,'Vmáx(material) - Tab.4.3'!$L$15,'Vmáx(material) - Tab.4.3'!$M$15)))","v":""},{"$f":"IF(AD629=\"\",\"\",VLOOKUP($AH629,'Vmáx(material) - Tab.4.3'!$R$35:$X$41,2))","v":""},{"$f":"IF(AD629=\"\",\"\",VLOOKUP($AH629,'Vmáx(material) - Tab.4.3'!$R$35:$X$41,3))","v":""},{"$f":"IF(AD629=\"\",\"\",VLOOKUP($AH629,'Vmáx(material) - Tab.4.3'!$R$35:$X$41,4))","v":""},{"$f":"IF(AD629=\"\",\"\",VLOOKUP($AH629,'Vmáx(material) - Tab.4.3'!$R$35:$X$41,5))","v":""},{"$f":"IF(AD629=\"\",\"\",VLOOKUP($AH629,'Vmáx(material) - Tab.4.3'!$R$35:$X$41,6))","v":""},{"$f":"IF(AD629=\"\",\"\",IF(AD629=\"\",\"\",VLOOKUP($AH629,'Vmáx(material) - Tab.4.3'!$R$35:$X$41,7)))","v":""},{"$f":"IF(AD629=\"\",\"\",IF(AE629=1,FCi(J629,AK629),FTr(J629,AJ629,AK629)))","v":""},"",{"$f":"IF(AD629=\"\",\"\",Hw(BH629,BI629,BJ629,BK629,BL629,BM629,Z,BN629,AO629,AK629))","v":""},"","","","",{"$f":"IF(AD629=\"\",\"\",ho(BT629,AK629,AX629))","v":""},{"$f":"IF(AD629=\"\",\"\",IF(AE629=1,PeriCi(AK629,BB629),PeriTr(AJ629,AN629,BB629)))","v":""},{"$f":"IF(AD629=\"\",\"\",IF(AE629=1,AreaCi(AK629,BB629),AreaTr(AJ629,AN629,BB629)))","v":""},{"$f":"IF(AD629=\"\",\"\",RhCi(BW629,BV629))","v":""},"",{"$f":"IF(AD629=\"\",\"\",hf(AL629,J629,AM629,BW629,BX629))","v":""},{"$f":"IF(AD629=\"\",\"\",LOOKUP(AP629,Tab.4.5!$J$6:$J$27,Tab.4.5!$L$6:$L$27))","v":""},{"$f":"IF(AD629=\"\",\"\",He(CA629,BY629))","v":""},{"$f":"IF(AD629=\"\",\"\",Hs(BY629))","v":""},{"$f":"IF(AD629=\"\",\"\",Hm(BU629,BZ629,CB629,CC629,AL629,AO629))","v":""},"","","","","","",null,null,null,null,null,null,null,null,null,null,null,null,null,null,null,0,0,0,0,0,{"$f":"IF(CK629=\"\",\"\",IF(CL629=1,YcCi(CR629,J629),YcTr(J629,CQ629,CU629)))","v":""},{"$f":"IF(CK629=\"\",\"\",IF(CL629=1,Teta1(DE629,CR629),\"-\"))","v":""},"","",{"$f":"IF(CK629=\"\",\"\",IF(CL629=1,Ynci(CR629,J629,CT629,CV629),YnTr(1,CT629,CQ629,CU629,CV629,J629)))","v":""},{"$f":"IF(CK629=\"\",\"\",IF(CL629=1,Teta1(DI629,CR629),\"-\"))","v":""},{"$f":"IF(CK629=\"\",\"\",IF(CL629=1,AreaCi(CR629,J629),AreaTr(CQ629,CU629,DI629)))","v":""},{"$f":"IF(CK629=\"\",\"\",IF(CL629=1,FrCi(DM629,9.806,DJ629,CR629),FrTr(DM629,9.806,CQ629,CU629,DI629)))","v":""},"",{"$f":"IF(CK629=\"\",\"\",IF(CL629=1,LOOKUP(CP629,'Vmáx(material) - Tab.4.3'!$L$2:$L$11,'Vmáx(material) - Tab.4.3'!$M$2:$M$11),LOOKUP(CP629,'Vmáx(material) - Tab.4.3'!$L$15,'Vmáx(material) - Tab.4.3'!$M$15)))","v":""},{"$f":"IF(CK629=\"\",\"\",VLOOKUP($CO629,'Vmáx(material) - Tab.4.3'!$R$35:$X$41,2))","v":""},{"$f":"IF(CK629=\"\",\"\",VLOOKUP($CO629,'Vmáx(material) - Tab.4.3'!$R$35:$X$41,3))","v":""},{"$f":"IF(CK629=\"\",\"\",VLOOKUP($CO629,'Vmáx(material) - Tab.4.3'!$R$35:$X$41,4))","v":""},{"$f":"IF(CK629=\"\",\"\",VLOOKUP($CO629,'Vmáx(material) - Tab.4.3'!$R$35:$X$41,5))","v":""},{"$f":"IF(CK629=\"\",\"\",VLOOKUP($CO629,'Vmáx(material) - Tab.4.3'!$R$35:$X$41,6))","v":""},{"$f":"IF(CK629=\"\",\"\",IF(CK629=\"\",\"\",VLOOKUP(CO629,'Vmáx(material) - Tab.4.3'!$R$35:$X$41,7)))","v":""},{"$f":"IF(CK629=\"\",\"\",IF(CL629=1,FCi(J629,CR629),FTr(J629,CQ629,CR629)))","v":""},"",{"$f":"IF(CK629=\"\",\"\",Hw(DO629,DP629,DQ629,DR629,DS629,DT629,Z,DU629,CV629,CR629))","v":""},"","","","","",{"$f":"IF(CK629=\"\",\"\",IF(CL629=1,PeriCi(CR629,DI629),PeriTr(CQ629,CU629,DI629)))","v":""},{"$f":"IF(CK629=\"\",\"\",IF(CL629=1,AreaCi(CR629,DI629),AreaTr(CQ629,CU629,DI629)))","v":""},{"$f":"IF(CK629=\"\",\"\",RhCi(DK629,EC629))","v":""},"",{"$f":"IF(CK629=\"\",\"\",hf(CS629,J629,CT629,DK629,EE629))","v":""},{"$f":"IF(CK629=\"\",\"\",LOOKUP(CW629,Tab.4.5!$J$6:$J$27,Tab.4.5!$L$6:$L$27))","v":""},{"$f":"IF(CK629=\"\",\"\",He(EH629,DM629))","v":""},{"$f":"IF(CK629=\"\",\"\",Hs(DM629))","v":""},{"$f":"IF(CK629=\"\",\"\",Hm(EB629,EG629,EI629,EJ629,CS629,CV629))","v":""},"","","","","","","K45+-45000 () ",{"$f":"IF(B629=\"Existe.\",IF(AE629=1,CONCATENATE(#REF!,AK629,\" m.\"),CONCATENATE(#REF!,AJ629,\" m x \",AK629,\" m.\")),IF(CL629=1,CONCATENATE(#REF!,CR629,\" m.\"),CONCATENATE(#REF!,CQ629,\" m x \",CR629,\" m.\")))","v":{"$error":"#REF!"}},"Concreto, L =  m, S = 0 %.","Cota clave eje= 0 msnm.",null,null,null,"","","","","",{"$f":"IF(EV629=\"\",\"\",VLOOKUP(EY629,'Estructura escalonada'!$D$3:$H$953,2))","v":""},"","","","","",""]
[null,null,null,null,null,null,null,null,null,null,null,0,null,0,null,null,null,null,null,null,{"$f":"IF(K633=\"No\",\"\",IF(O633=\"\",YcCi(P633,N633),YcTr(N633,O633,S633)))","v":{"$error":"#VALUE!"}},{"$f":"IF(K633=\"No\",\"\",IF(O633=\"\",Teta1(U633,P633),\"-\"))","v":{"$error":"#VALUE!"}},{"$error":"#VALUE!"},{"$error":"#VALUE!"},{"$f":"IF(K633=\"No\",\"\",IF(O633=\"\",Ynci(P633,N633,R633,T633),YnTr(1,R633,O633,S633,T633,N633)))","v":{"$error":"#VALUE!"}},{"$f":"IF(K633=\"No\",\"\",IF(O633=\"\",Teta1(Y633,P633),\"-\"))","v":{"$error":"#VALUE!"}},{"$f":"IF(K633=\"No\",\"\",IF(O633=\"\",AreaCi(P633,Y633),AreaTr(O633,S633,Y633)))","v":{"$error":"#VALUE!"}},{"$f":"IF(K633=\"No\",\"\",IF(O633=\"\",FrCi(AC633,9.806,Z633,P633),FrTr(AC633,9.806,O633,S633,Y633)))","v":{"$error":"#VALUE!"}},{"$error":"#VALUE!"},null,null,null,null,null,null,null,null,null,null,null,null,null,null,null,0,0,"","","",{"$f":"IF(AD633=\"\",\"\",IF(AE633=1,YcCi(AK633,J633),YcTr(J633,AJ633,AN633)))","v":""},{"$f":"IF(AD633=\"\",\"\",IF(AE633=1,Teta1(AX633,AK633),\"-\"))","v":""},{"$f":"IF(AD633=\"\",\"\",IF(AE633=1,AreaCi(AK633,AX633),AreaTr(AJ633,AN633,AX633)))","v":""},"",{"$f":"IF(AD633=\"\",\"\",IF(AE633=1,Ynci(AK633,J633,AM633,AO633),YnTr(1,AM633,AJ633,AN633,AO633,J633)))","v":""},{"$f":"IF(AD633=\"\",\"\",IF(AE633=1,Teta1(BB633,AK633),\"-\"))","v":""},{"$f":"IF(AD633=\"\",\"\",IF(AE633=1,AreaCi(AK633,BB633),AreaTr(AJ633,AN633,BB633)))","v":""},{"$f":"IF(AD633=\"\",\"\",IF(AE633=1,FrCi(BF633,9.806,BC633,AK633),FrTr(BF633,9.806,AJ633,AN633,BB633)))","v":""},"",{"$f":"IF(AD633=\"\",\"\",IF(AE633=1,LOOKUP(AI633,'Vmáx(material) - Tab.4.3'!$L$2:$L$11,'Vmáx(material) - Tab.4.3'!$M$2:$M$11),LOOKUP(AI633,'Vmáx(material) - Tab.4.3'!$L$15,'Vmáx(material) - Tab.4.3'!$M$15)))","v":""},{"$f":"IF(AD633=\"\",\"\",VLOOKUP($AH633,'Vmáx(material) - Tab.4.3'!$R$35:$X$41,2))","v":""},{"$f":"IF(AD633=\"\",\"\",VLOOKUP($AH633,'Vmáx(material) - Tab.4.3'!$R$35:$X$41,3))","v":""},{"$f":"IF(AD633=\"\",\"\",VLOOKUP($AH633,'Vmáx(material) - Tab.4.3'!$R$35:$X$41,4))","v":""},{"$f":"IF(AD633=\"\",\"\",VLOOKUP($AH633,'Vmáx(material) - Tab.4.3'!$R$35:$X$41,5))","v":""},{"$f":"IF(AD633=\"\",\"\",VLOOKUP($AH633,'Vmáx(material) - Tab.4.3'!$R$35:$X$41,6))","v":""},{"$f":"IF(AD633=\"\",\"\",IF(AD633=\"\",\"\",VLOOKUP($AH633,'Vmáx(material) - Tab.4.3'!$R$35:$X$41,7)))","v":""},{"$f":"IF(AD633=\"\",\"\",IF(AE633=1,FCi(J633,AK633),FTr(J633,AJ633,AK633)))","v":""},"",{"$f":"IF(AD633=\"\",\"\",Hw(BH633,BI633,BJ633,BK633,BL633,BM633,Z,BN633,AO633,AK633))","v":""},"","","","",{"$f":"IF(AD633=\"\",\"\",ho(BT633,AK633,AX633))","v":""},{"$f":"IF(AD633=\"\",\"\",IF(AE633=1,PeriCi(AK633,BB633),PeriTr(AJ633,AN633,BB633)))","v":""},{"$f":"IF(AD633=\"\",\"\",IF(AE633=1,AreaCi(AK633,BB633),AreaTr(AJ633,AN633,BB633)))","v":""},{"$f":"IF(AD633=\"\",\"\",RhCi(BW633,BV633))","v":""},"",{"$f":"IF(AD633=\"\",\"\",hf(AL633,J633,AM633,BW633,BX633))","v":""},{"$f":"IF(AD633=\"\",\"\",LOOKUP(AP633,Tab.4.5!$J$6:$J$27,Tab.4.5!$L$6:$L$27))","v":""},{"$f":"IF(AD633=\"\",\"\",He(CA633,BY633))","v":""},{"$f":"IF(AD633=\"\",\"\",Hs(BY633))","v":""},{"$f":"IF(AD633=\"\",\"\",Hm(BU633,BZ633,CB633,CC633,AL633,AO633))","v":""},"","","","","","",null,null,null,null,null,null,null,null,null,null,null,null,null,null,null,0,0,0,0,0,{"$f":"IF(CK633=\"\",\"\",IF(CL633=1,YcCi(CR633,J633),YcTr(J633,CQ633,CU633)))","v":""},{"$f":"IF(CK633=\"\",\"\",IF(CL633=1,Teta1(DE633,CR633),\"-\"))","v":""},"","",{"$f":"IF(CK633=\"\",\"\",IF(CL633=1,Ynci(CR633,J633,CT633,CV633),YnTr(1,CT633,CQ633,CU633,CV633,J633)))","v":""},{"$f":"IF(CK633=\"\",\"\",IF(CL633=1,Teta1(DI633,CR633),\"-\"))","v":""},{"$f":"IF(CK633=\"\",\"\",IF(CL633=1,AreaCi(CR633,J633),AreaTr(CQ633,CU633,DI633)))","v":""},{"$f":"IF(CK633=\"\",\"\",IF(CL633=1,FrCi(DM633,9.806,DJ633,CR633),FrTr(DM633,9.806,CQ633,CU633,DI633)))","v":""},"",{"$f":"IF(CK633=\"\",\"\",IF(CL633=1,LOOKUP(CP633,'Vmáx(material) - Tab.4.3'!$L$2:$L$11,'Vmáx(material) - Tab.4.3'!$M$2:$M$11),LOOKUP(CP633,'Vmáx(material) - Tab.4.3'!$L$15,'Vmáx(material) - Tab.4.3'!$M$15)))","v":""},{"$f":"IF(CK633=\"\",\"\",VLOOKUP($CO633,'Vmáx(material) - Tab.4.3'!$R$35:$X$41,2))","v":""},{"$f":"IF(CK633=\"\",\"\",VLOOKUP($CO633,'Vmáx(material) - Tab.4.3'!$R$35:$X$41,3))","v":""},{"$f":"IF(CK633=\"\",\"\",VLOOKUP($CO633,'Vmáx(material) - Tab.4.3'!$R$35:$X$41,4))","v":""},{"$f":"IF(CK633=\"\",\"\",VLOOKUP($CO633,'Vmáx(material) - Tab.4.3'!$R$35:$X$41,5))","v":""},{"$f":"IF(CK633=\"\",\"\",VLOOKUP($CO633,'Vmáx(material) - Tab.4.3'!$R$35:$X$41,6))","v":""},{"$f":"IF(CK633=\"\",\"\",IF(CK633=\"\",\"\",VLOOKUP(CO633,'Vmáx(material) - Tab.4.3'!$R$35:$X$41,7)))","v":""},{"$f":"IF(CK633=\"\",\"\",IF(CL633=1,FCi(J633,CR633),FTr(J633,CQ633,CR633)))","v":""},"",{"$f":"IF(CK633=\"\",\"\",Hw(DO633,DP633,DQ633,DR633,DS633,DT633,Z,DU633,CV633,CR633))","v":""},"","","","","",{"$f":"IF(CK633=\"\",\"\",IF(CL633=1,PeriCi(CR633,DI633),PeriTr(CQ633,CU633,DI633)))","v":""},{"$f":"IF(CK633=\"\",\"\",IF(CL633=1,AreaCi(CR633,DI633),AreaTr(CQ633,CU633,DI633)))","v":""},{"$f":"IF(CK633=\"\",\"\",RhCi(DK633,EC633))","v":""},"",{"$f":"IF(CK633=\"\",\"\",hf(CS633,J633,CT633,DK633,EE633))","v":""},{"$f":"IF(CK633=\"\",\"\",LOOKUP(CW633,Tab.4.5!$J$6:$J$27,Tab.4.5!$L$6:$L$27))","v":""},{"$f":"IF(CK633=\"\",\"\",He(EH633,DM633))","v":""},{"$f":"IF(CK633=\"\",\"\",Hs(DM633))","v":""},{"$f":"IF(CK633=\"\",\"\",Hm(EB633,EG633,EI633,EJ633,CS633,CV633))","v":""},"","","","","","","K45+-45000 () ",{"$f":"IF(B633=\"Existe.\",IF(AE633=1,CONCATENATE(#REF!,AK633,\" m.\"),CONCATENATE(#REF!,AJ633,\" m x \",AK633,\" m.\")),IF(CL633=1,CONCATENATE(#REF!,CR633,\" m.\"),CONCATENATE(#REF!,CQ633,\" m x \",CR633,\" m.\")))","v":{"$error":"#REF!"}},"Concreto, L =  m, S = 0 %.","Cota clave eje= 0 msnm.",null,null,null,"","","","","",{"$f":"IF(EV633=\"\",\"\",VLOOKUP(EY633,'Estructura escalonada'!$D$3:$H$953,2))","v":""},"","","","","",""]
[null,null,null,null,null,null,null,null,null,null,null,0,null,0,null,null,null,null,null,null,{"$f":"IF(K635=\"No\",\"\",IF(O635=\"\",YcCi(P635,N635),YcTr(N635,O635,S635)))","v":{"$error":"#VALUE!"}},{"$f":"IF(K635=\"No\",\"\",IF(O635=\"\",Teta1(U635,P635),\"-\"))","v":{"$error":"#VALUE!"}},{"$error":"#VALUE!"},{"$error":"#VALUE!"},{"$f":"IF(K635=\"No\",\"\",IF(O635=\"\",Ynci(P635,N635,R635,T635),YnTr(1,R635,O635,S635,T635,N635)))","v":{"$error":"#VALUE!"}},{"$f":"IF(K635=\"No\",\"\",IF(O635=\"\",Teta1(Y635,P635),\"-\"))","v":{"$error":"#VALUE!"}},{"$f":"IF(K635=\"No\",\"\",IF(O635=\"\",AreaCi(P635,Y635),AreaTr(O635,S635,Y635)))","v":{"$error":"#VALUE!"}},{"$f":"IF(K635=\"No\",\"\",IF(O635=\"\",FrCi(AC635,9.806,Z635,P635),FrTr(AC635,9.806,O635,S635,Y635)))","v":{"$error":"#VALUE!"}},{"$error":"#VALUE!"},null,null,null,null,null,null,null,null,null,null,null,null,null,null,null,0,0,"","","",{"$f":"IF(AD635=\"\",\"\",IF(AE635=1,YcCi(AK635,J635),YcTr(J635,AJ635,AN635)))","v":""},{"$f":"IF(AD635=\"\",\"\",IF(AE635=1,Teta1(AX635,AK635),\"-\"))","v":""},{"$f":"IF(AD635=\"\",\"\",IF(AE635=1,AreaCi(AK635,AX635),AreaTr(AJ635,AN635,AX635)))","v":""},"",{"$f":"IF(AD635=\"\",\"\",IF(AE635=1,Ynci(AK635,J635,AM635,AO635),YnTr(1,AM635,AJ635,AN635,AO635,J635)))","v":""},{"$f":"IF(AD635=\"\",\"\",IF(AE635=1,Teta1(BB635,AK635),\"-\"))","v":""},{"$f":"IF(AD635=\"\",\"\",IF(AE635=1,AreaCi(AK635,BB635),AreaTr(AJ635,AN635,BB635)))","v":""},{"$f":"IF(AD635=\"\",\"\",IF(AE635=1,FrCi(BF635,9.806,BC635,AK635),FrTr(BF635,9.806,AJ635,AN635,BB635)))","v":""},"",{"$f":"IF(AD635=\"\",\"\",IF(AE635=1,LOOKUP(AI635,'Vmáx(material) - Tab.4.3'!$L$2:$L$11,'Vmáx(material) - Tab.4.3'!$M$2:$M$11),LOOKUP(AI635,'Vmáx(material) - Tab.4.3'!$L$15,'Vmáx(material) - Tab.4.3'!$M$15)))","v":""},{"$f":"IF(AD635=\"\",\"\",VLOOKUP($AH635,'Vmáx(material) - Tab.4.3'!$R$35:$X$41,2))","v":""},{"$f":"IF(AD635=\"\",\"\",VLOOKUP($AH635,'Vmáx(material) - Tab.4.3'!$R$35:$X$41,3))","v":""},{"$f":"IF(AD635=\"\",\"\",VLOOKUP($AH635,'Vmáx(material) - Tab.4.3'!$R$35:$X$41,4))","v":""},{"$f":"IF(AD635=\"\",\"\",VLOOKUP($AH635,'Vmáx(material) - Tab.4.3'!$R$35:$X$41,5))","v":""},{"$f":"IF(AD635=\"\",\"\",VLOOKUP($AH635,'Vmáx(material) - Tab.4.3'!$R$35:$X$41,6))","v":""},{"$f":"IF(AD635=\"\",\"\",IF(AD635=\"\",\"\",VLOOKUP($AH635,'Vmáx(material) - Tab.4.3'!$R$35:$X$41,7)))","v":""},{"$f":"IF(AD635=\"\",\"\",IF(AE635=1,FCi(J635,AK635),FTr(J635,AJ635,AK635)))","v":""},"",{"$f":"IF(AD635=\"\",\"\",Hw(BH635,BI635,BJ635,BK635,BL635,BM635,Z,BN635,AO635,AK635))","v":""},"","","","",{"$f":"IF(AD635=\"\",\"\",ho(BT635,AK635,AX635))","v":""},{"$f":"IF(AD635=\"\",\"\",IF(AE635=1,PeriCi(AK635,BB635),PeriTr(AJ635,AN635,BB635)))","v":""},{"$f":"IF(AD635=\"\",\"\",IF(AE635=1,AreaCi(AK635,BB635),AreaTr(AJ635,AN635,BB635)))","v":""},{"$f":"IF(AD635=\"\",\"\",RhCi(BW635,BV635))","v":""},"",{"$f":"IF(AD635=\"\",\"\",hf(AL635,J635,AM635,BW635,BX635))","v":""},{"$f":"IF(AD635=\"\",\"\",LOOKUP(AP635,Tab.4.5!$J$6:$J$27,Tab.4.5!$L$6:$L$27))","v":""},{"$f":"IF(AD635=\"\",\"\",He(CA635,BY635))","v":""},{"$f":"IF(AD635=\"\",\"\",Hs(BY635))","v":""},{"$f":"IF(AD635=\"\",\"\",Hm(BU635,BZ635,CB635,CC635,AL635,AO635))","v":""},"","","","","","",null,null,null,null,null,null,null,null,null,null,null,null,null,null,null,0,0,0,0,0,{"$f":"IF(CK635=\"\",\"\",IF(CL635=1,YcCi(CR635,J635),YcTr(J635,CQ635,CU635)))","v":""},{"$f":"IF(CK635=\"\",\"\",IF(CL635=1,Teta1(DE635,CR635),\"-\"))","v":""},"","",{"$f":"IF(CK635=\"\",\"\",IF(CL635=1,Ynci(CR635,J635,CT635,CV635),YnTr(1,CT635,CQ635,CU635,CV635,J635)))","v":""},{"$f":"IF(CK635=\"\",\"\",IF(CL635=1,Teta1(DI635,CR635),\"-\"))","v":""},{"$f":"IF(CK635=\"\",\"\",IF(CL635=1,AreaCi(CR635,J635),AreaTr(CQ635,CU635,DI635)))","v":""},{"$f":"IF(CK635=\"\",\"\",IF(CL635=1,FrCi(DM635,9.806,DJ635,CR635),FrTr(DM635,9.806,CQ635,CU635,DI635)))","v":""},"",{"$f":"IF(CK635=\"\",\"\",IF(CL635=1,LOOKUP(CP635,'Vmáx(material) - Tab.4.3'!$L$2:$L$11,'Vmáx(material) - Tab.4.3'!$M$2:$M$11),LOOKUP(CP635,'Vmáx(material) - Tab.4.3'!$L$15,'Vmáx(material) - Tab.4.3'!$M$15)))","v":""},{"$f":"IF(CK635=\"\",\"\",VLOOKUP($CO635,'Vmáx(material) - Tab.4.3'!$R$35:$X$41,2))","v":""},{"$f":"IF(CK635=\"\",\"\",VLOOKUP($CO635,'Vmáx(material) - Tab.4.3'!$R$35:$X$41,3))","v":""},{"$f":"IF(CK635=\"\",\"\",VLOOKUP($CO635,'Vmáx(material) - Tab.4.3'!$R$35:$X$41,4))","v":""},{"$f":"IF(CK635=\"\",\"\",VLOOKUP($CO635,'Vmáx(material) - Tab.4.3'!$R$35:$X$41,5))","v":""},{"$f":"IF(CK635=\"\",\"\",VLOOKUP($CO635,'Vmáx(material) - Tab.4.3'!$R$35:$X$41,6))","v":""},{"$f":"IF(CK635=\"\",\"\",IF(CK635=\"\",\"\",VLOOKUP(CO635,'Vmáx(material) - Tab.4.3'!$R$35:$X$41,7)))","v":""},{"$f":"IF(CK635=\"\",\"\",IF(CL635=1,FCi(J635,CR635),FTr(J635,CQ635,CR635)))","v":""},"",{"$f":"IF(CK635=\"\",\"\",Hw(DO635,DP635,DQ635,DR635,DS635,DT635,Z,DU635,CV635,CR635))","v":""},"","","","","",{"$f":"IF(CK635=\"\",\"\",IF(CL635=1,PeriCi(CR635,DI635),PeriTr(CQ635,CU635,DI635)))","v":""},{"$f":"IF(CK635=\"\",\"\",IF(CL635=1,AreaCi(CR635,DI635),AreaTr(CQ635,CU635,DI635)))","v":""},{"$f":"IF(CK635=\"\",\"\",RhCi(DK635,EC635))","v":""},"",{"$f":"IF(CK635=\"\",\"\",hf(CS635,J635,CT635,DK635,EE635))","v":""},{"$f":"IF(CK635=\"\",\"\",LOOKUP(CW635,Tab.4.5!$J$6:$J$27,Tab.4.5!$L$6:$L$27))","v":""},{"$f":"IF(CK635=\"\",\"\",He(EH635,DM635))","v":""},{"$f":"IF(CK635=\"\",\"\",Hs(DM635))","v":""},{"$f":"IF(CK635=\"\",\"\",Hm(EB635,EG635,EI635,EJ635,CS635,CV635))","v":""},"","","","","","","K45+-45000 () ",{"$f":"IF(B635=\"Existe.\",IF(AE635=1,CONCATENATE(#REF!,AK635,\" m.\"),CONCATENATE(#REF!,AJ635,\" m x \",AK635,\" m.\")),IF(CL635=1,CONCATENATE(#REF!,CR635,\" m.\"),CONCATENATE(#REF!,CQ635,\" m x \",CR635,\" m.\")))","v":{"$error":"#REF!"}},"Concreto, L =  m, S = 0 %.","Cota clave eje= 0 msnm.",null,null,null,"","","","","",{"$f":"IF(EV635=\"\",\"\",VLOOKUP(EY635,'Estructura escalonada'!$D$3:$H$953,2))","v":""},"","","","","",""]
[null,null,null,null,null,null,null,null,null,null,null,0,null,0,null,null,null,null,null,null,{"$f":"IF(K636=\"No\",\"\",IF(O636=\"\",YcCi(P636,N636),YcTr(N636,O636,S636)))","v":{"$error":"#VALUE!"}},{"$f":"IF(K636=\"No\",\"\",IF(O636=\"\",Teta1(U636,P636),\"-\"))","v":{"$error":"#VALUE!"}},{"$error":"#VALUE!"},{"$error":"#VALUE!"},{"$f":"IF(K636=\"No\",\"\",IF(O636=\"\",Ynci(P636,N636,R636,T636),YnTr(1,R636,O636,S636,T636,N636)))","v":{"$error":"#VALUE!"}},{"$f":"IF(K636=\"No\",\"\",IF(O636=\"\",Teta1(Y636,P636),\"-\"))","v":{"$error":"#VALUE!"}},{"$f":"IF(K636=\"No\",\"\",IF(O636=\"\",AreaCi(P636,Y636),AreaTr(O636,S636,Y636)))","v":{"$error":"#VALUE!"}},{"$f":"IF(K636=\"No\",\"\",IF(O636=\"\",FrCi(AC636,9.806,Z636,P636),FrTr(AC636,9.806,O636,S636,Y636)))","v":{"$error":"#VALUE!"}},{"$error":"#VALUE!"},null,null,null,null,null,null,null,null,null,null,null,null,null,null,null,0,0,"","","",{"$f":"IF(AD636=\"\",\"\",IF(AE636=1,YcCi(AK636,J636),YcTr(J636,AJ636,AN636)))","v":""},{"$f":"IF(AD636=\"\",\"\",IF(AE636=1,Teta1(AX636,AK636),\"-\"))","v":""},{"$f":"IF(AD636=\"\",\"\",IF(AE636=1,AreaCi(AK636,AX636),AreaTr(AJ636,AN636,AX636)))","v":""},"",{"$f":"IF(AD636=\"\",\"\",IF(AE636=1,Ynci(AK636,J636,AM636,AO636),YnTr(1,AM636,AJ636,AN636,AO636,J636)))","v":""},{"$f":"IF(AD636=\"\",\"\",IF(AE636=1,Teta1(BB636,AK636),\"-\"))","v":""},{"$f":"IF(AD636=\"\",\"\",IF(AE636=1,AreaCi(AK636,BB636),AreaTr(AJ636,AN636,BB636)))","v":""},{"$f":"IF(AD636=\"\",\"\",IF(AE636=1,FrCi(BF636,9.806,BC636,AK636),FrTr(BF636,9.806,AJ636,AN636,BB636)))","v":""},"",{"$f":"IF(AD636=\"\",\"\",IF(AE636=1,LOOKUP(AI636,'Vmáx(material) - Tab.4.3'!$L$2:$L$11,'Vmáx(material) - Tab.4.3'!$M$2:$M$11),LOOKUP(AI636,'Vmáx(material) - Tab.4.3'!$L$15,'Vmáx(material) - Tab.4.3'!$M$15)))","v":""},{"$f":"IF(AD636=\"\",\"\",VLOOKUP($AH636,'Vmáx(material) - Tab.4.3'!$R$35:$X$41,2))","v":""},{"$f":"IF(AD636=\"\",\"\",VLOOKUP($AH636,'Vmáx(material) - Tab.4.3'!$R$35:$X$41,3))","v":""},{"$f":"IF(AD636=\"\",\"\",VLOOKUP($AH636,'Vmáx(material) - Tab.4.3'!$R$35:$X$41,4))","v":""},{"$f":"IF(AD636=\"\",\"\",VLOOKUP($AH636,'Vmáx(material) - Tab.4.3'!$R$35:$X$41,5))","v":""},{"$f":"IF(AD636=\"\",\"\",VLOOKUP($AH636,'Vmáx(material) - Tab.4.3'!$R$35:$X$41,6))","v":""},{"$f":"IF(AD636=\"\",\"\",IF(AD636=\"\",\"\",VLOOKUP($AH636,'Vmáx(material) - Tab.4.3'!$R$35:$X$41,7)))","v":""},{"$f":"IF(AD636=\"\",\"\",IF(AE636=1,FCi(J636,AK636),FTr(J636,AJ636,AK636)))","v":""},"",{"$f":"IF(AD636=\"\",\"\",Hw(BH636,BI636,BJ636,BK636,BL636,BM636,Z,BN636,AO636,AK636))","v":""},"","","","",{"$f":"IF(AD636=\"\",\"\",ho(BT636,AK636,AX636))","v":""},{"$f":"IF(AD636=\"\",\"\",IF(AE636=1,PeriCi(AK636,BB636),PeriTr(AJ636,AN636,BB636)))","v":""},{"$f":"IF(AD636=\"\",\"\",IF(AE636=1,AreaCi(AK636,BB636),AreaTr(AJ636,AN636,BB636)))","v":""},{"$f":"IF(AD636=\"\",\"\",RhCi(BW636,BV636))","v":""},"",{"$f":"IF(AD636=\"\",\"\",hf(AL636,J636,AM636,BW636,BX636))","v":""},{"$f":"IF(AD636=\"\",\"\",LOOKUP(AP636,Tab.4.5!$J$6:$J$27,Tab.4.5!$L$6:$L$27))","v":""},{"$f":"IF(AD636=\"\",\"\",He(CA636,BY636))","v":""},{"$f":"IF(AD636=\"\",\"\",Hs(BY636))","v":""},{"$f":"IF(AD636=\"\",\"\",Hm(BU636,BZ636,CB636,CC636,AL636,AO636))","v":""},"","","","","","",null,null,null,null,null,null,null,null,null,null,null,null,null,null,null,0,0,0,0,0,{"$f":"IF(CK636=\"\",\"\",IF(CL636=1,YcCi(CR636,J636),YcTr(J636,CQ636,CU636)))","v":""},{"$f":"IF(CK636=\"\",\"\",IF(CL636=1,Teta1(DE636,CR636),\"-\"))","v":""},"","",{"$f":"IF(CK636=\"\",\"\",IF(CL636=1,Ynci(CR636,J636,CT636,CV636),YnTr(1,CT636,CQ636,CU636,CV636,J636)))","v":""},{"$f":"IF(CK636=\"\",\"\",IF(CL636=1,Teta1(DI636,CR636),\"-\"))","v":""},{"$f":"IF(CK636=\"\",\"\",IF(CL636=1,AreaCi(CR636,J636),AreaTr(CQ636,CU636,DI636)))","v":""},{"$f":"IF(CK636=\"\",\"\",IF(CL636=1,FrCi(DM636,9.806,DJ636,CR636),FrTr(DM636,9.806,CQ636,CU636,DI636)))","v":""},"",{"$f":"IF(CK636=\"\",\"\",IF(CL636=1,LOOKUP(CP636,'Vmáx(material) - Tab.4.3'!$L$2:$L$11,'Vmáx(material) - Tab.4.3'!$M$2:$M$11),LOOKUP(CP636,'Vmáx(material) - Tab.4.3'!$L$15,'Vmáx(material) - Tab.4.3'!$M$15)))","v":""},{"$f":"IF(CK636=\"\",\"\",VLOOKUP($CO636,'Vmáx(material) - Tab.4.3'!$R$35:$X$41,2))","v":""},{"$f":"IF(CK636=\"\",\"\",VLOOKUP($CO636,'Vmáx(material) - Tab.4.3'!$R$35:$X$41,3))","v":""},{"$f":"IF(CK636=\"\",\"\",VLOOKUP($CO636,'Vmáx(material) - Tab.4.3'!$R$35:$X$41,4))","v":""},{"$f":"IF(CK636=\"\",\"\",VLOOKUP($CO636,'Vmáx(material) - Tab.4.3'!$R$35:$X$41,5))","v":""},{"$f":"IF(CK636=\"\",\"\",VLOOKUP($CO636,'Vmáx(material) - Tab.4.3'!$R$35:$X$41,6))","v":""},{"$f":"IF(CK636=\"\",\"\",IF(CK636=\"\",\"\",VLOOKUP(CO636,'Vmáx(material) - Tab.4.3'!$R$35:$X$41,7)))","v":""},{"$f":"IF(CK636=\"\",\"\",IF(CL636=1,FCi(J636,CR636),FTr(J636,CQ636,CR636)))","v":""},"",{"$f":"IF(CK636=\"\",\"\",Hw(DO636,DP636,DQ636,DR636,DS636,DT636,Z,DU636,CV636,CR636))","v":""},"","","","","",{"$f":"IF(CK636=\"\",\"\",IF(CL636=1,PeriCi(CR636,DI636),PeriTr(CQ636,CU636,DI636)))","v":""},{"$f":"IF(CK636=\"\",\"\",IF(CL636=1,AreaCi(CR636,DI636),AreaTr(CQ636,CU636,DI636)))","v":""},{"$f":"IF(CK636=\"\",\"\",RhCi(DK636,EC636))","v":""},"",{"$f":"IF(CK636=\"\",\"\",hf(CS636,J636,CT636,DK636,EE636))","v":""},{"$f":"IF(CK636=\"\",\"\",LOOKUP(CW636,Tab.4.5!$J$6:$J$27,Tab.4.5!$L$6:$L$27))","v":""},{"$f":"IF(CK636=\"\",\"\",He(EH636,DM636))","v":""},{"$f":"IF(CK636=\"\",\"\",Hs(DM636))","v":""},{"$f":"IF(CK636=\"\",\"\",Hm(EB636,EG636,EI636,EJ636,CS636,CV636))","v":""},"","","","","","","K45+-45000 () ",{"$f":"IF(B636=\"Existe.\",IF(AE636=1,CONCATENATE(#REF!,AK636,\" m.\"),CONCATENATE(#REF!,AJ636,\" m x \",AK636,\" m.\")),IF(CL636=1,CONCATENATE(#REF!,CR636,\" m.\"),CONCATENATE(#REF!,CQ636,\" m x \",CR636,\" m.\")))","v":{"$error":"#REF!"}},"Concreto, L =  m, S = 0 %.","Cota clave eje= 0 msnm.",null,null,null,"","","","","",{"$f":"IF(EV636=\"\",\"\",VLOOKUP(EY636,'Estructura escalonada'!$D$3:$H$953,2))","v":""},"","","","","",""]
[null,null,null,null,null,null,null,null,null,null,null,0,null,0,null,null,null,null,null,null,{"$f":"IF(K639=\"No\",\"\",IF(O639=\"\",YcCi(P639,N639),YcTr(N639,O639,S639)))","v":{"$error":"#VALUE!"}},{"$f":"IF(K639=\"No\",\"\",IF(O639=\"\",Teta1(U639,P639),\"-\"))","v":{"$error":"#VALUE!"}},{"$error":"#VALUE!"},{"$error":"#VALUE!"},{"$f":"IF(K639=\"No\",\"\",IF(O639=\"\",Ynci(P639,N639,R639,T639),YnTr(1,R639,O639,S639,T639,N639)))","v":{"$error":"#VALUE!"}},{"$f":"IF(K639=\"No\",\"\",IF(O639=\"\",Teta1(Y639,P639),\"-\"))","v":{"$error":"#VALUE!"}},{"$f":"IF(K639=\"No\",\"\",IF(O639=\"\",AreaCi(P639,Y639),AreaTr(O639,S639,Y639)))","v":{"$error":"#VALUE!"}},{"$f":"IF(K639=\"No\",\"\",IF(O639=\"\",FrCi(AC639,9.806,Z639,P639),FrTr(AC639,9.806,O639,S639,Y639)))","v":{"$error":"#VALUE!"}},{"$error":"#VALUE!"},null,null,null,null,null,null,null,null,null,null,null,null,null,null,null,0,0,"","","",{"$f":"IF(AD639=\"\",\"\",IF(AE639=1,YcCi(AK639,J639),YcTr(J639,AJ639,AN639)))","v":""},{"$f":"IF(AD639=\"\",\"\",IF(AE639=1,Teta1(AX639,AK639),\"-\"))","v":""},{"$f":"IF(AD639=\"\",\"\",IF(AE639=1,AreaCi(AK639,AX639),AreaTr(AJ639,AN639,AX639)))","v":""},"",{"$f":"IF(AD639=\"\",\"\",IF(AE639=1,Ynci(AK639,J639,AM639,AO639),YnTr(1,AM639,AJ639,AN639,AO639,J639)))","v":""},{"$f":"IF(AD639=\"\",\"\",IF(AE639=1,Teta1(BB639,AK639),\"-\"))","v":""},{"$f":"IF(AD639=\"\",\"\",IF(AE639=1,AreaCi(AK639,BB639),AreaTr(AJ639,AN639,BB639)))","v":""},{"$f":"IF(AD639=\"\",\"\",IF(AE639=1,FrCi(BF639,9.806,BC639,AK639),FrTr(BF639,9.806,AJ639,AN639,BB639)))","v":""},"",{"$f":"IF(AD639=\"\",\"\",IF(AE639=1,LOOKUP(AI639,'Vmáx(material) - Tab.4.3'!$L$2:$L$11,'Vmáx(material) - Tab.4.3'!$M$2:$M$11),LOOKUP(AI639,'Vmáx(material) - Tab.4.3'!$L$15,'Vmáx(material) - Tab.4.3'!$M$15)))","v":""},{"$f":"IF(AD639=\"\",\"\",VLOOKUP($AH639,'Vmáx(material) - Tab.4.3'!$R$35:$X$41,2))","v":""},{"$f":"IF(AD639=\"\",\"\",VLOOKUP($AH639,'Vmáx(material) - Tab.4.3'!$R$35:$X$41,3))","v":""},{"$f":"IF(AD639=\"\",\"\",VLOOKUP($AH639,'Vmáx(material) - Tab.4.3'!$R$35:$X$41,4))","v":""},{"$f":"IF(AD639=\"\",\"\",VLOOKUP($AH639,'Vmáx(material) - Tab.4.3'!$R$35:$X$41,5))","v":""},{"$f":"IF(AD639=\"\",\"\",VLOOKUP($AH639,'Vmáx(material) - Tab.4.3'!$R$35:$X$41,6))","v":""},{"$f":"IF(AD639=\"\",\"\",IF(AD639=\"\",\"\",VLOOKUP($AH639,'Vmáx(material) - Tab.4.3'!$R$35:$X$41,7)))","v":""},{"$f":"IF(AD639=\"\",\"\",IF(AE639=1,FCi(J639,AK639),FTr(J639,AJ639,AK639)))","v":""},"",{"$f":"IF(AD639=\"\",\"\",Hw(BH639,BI639,BJ639,BK639,BL639,BM639,Z,BN639,AO639,AK639))","v":""},"","","","",{"$f":"IF(AD639=\"\",\"\",ho(BT639,AK639,AX639))","v":""},{"$f":"IF(AD639=\"\",\"\",IF(AE639=1,PeriCi(AK639,BB639),PeriTr(AJ639,AN639,BB639)))","v":""},{"$f":"IF(AD639=\"\",\"\",IF(AE639=1,AreaCi(AK639,BB639),AreaTr(AJ639,AN639,BB639)))","v":""},{"$f":"IF(AD639=\"\",\"\",RhCi(BW639,BV639))","v":""},"",{"$f":"IF(AD639=\"\",\"\",hf(AL639,J639,AM639,BW639,BX639))","v":""},{"$f":"IF(AD639=\"\",\"\",LOOKUP(AP639,Tab.4.5!$J$6:$J$27,Tab.4.5!$L$6:$L$27))","v":""},{"$f":"IF(AD639=\"\",\"\",He(CA639,BY639))","v":""},{"$f":"IF(AD639=\"\",\"\",Hs(BY639))","v":""},{"$f":"IF(AD639=\"\",\"\",Hm(BU639,BZ639,CB639,CC639,AL639,AO639))","v":""},"","","","","","",null,null,null,null,null,null,null,null,null,null,null,null,null,null,null,0,0,0,0,0,{"$f":"IF(CK639=\"\",\"\",IF(CL639=1,YcCi(CR639,J639),YcTr(J639,CQ639,CU639)))","v":""},{"$f":"IF(CK639=\"\",\"\",IF(CL639=1,Teta1(DE639,CR639),\"-\"))","v":""},"","",{"$f":"IF(CK639=\"\",\"\",IF(CL639=1,Ynci(CR639,J639,CT639,CV639),YnTr(1,CT639,CQ639,CU639,CV639,J639)))","v":""},{"$f":"IF(CK639=\"\",\"\",IF(CL639=1,Teta1(DI639,CR639),\"-\"))","v":""},{"$f":"IF(CK639=\"\",\"\",IF(CL639=1,AreaCi(CR639,J639),AreaTr(CQ639,CU639,DI639)))","v":""},{"$f":"IF(CK639=\"\",\"\",IF(CL639=1,FrCi(DM639,9.806,DJ639,CR639),FrTr(DM639,9.806,CQ639,CU639,DI639)))","v":""},"",{"$f":"IF(CK639=\"\",\"\",IF(CL639=1,LOOKUP(CP639,'Vmáx(material) - Tab.4.3'!$L$2:$L$11,'Vmáx(material) - Tab.4.3'!$M$2:$M$11),LOOKUP(CP639,'Vmáx(material) - Tab.4.3'!$L$15,'Vmáx(material) - Tab.4.3'!$M$15)))","v":""},{"$f":"IF(CK639=\"\",\"\",VLOOKUP($CO639,'Vmáx(material) - Tab.4.3'!$R$35:$X$41,2))","v":""},{"$f":"IF(CK639=\"\",\"\",VLOOKUP($CO639,'Vmáx(material) - Tab.4.3'!$R$35:$X$41,3))","v":""},{"$f":"IF(CK639=\"\",\"\",VLOOKUP($CO639,'Vmáx(material) - Tab.4.3'!$R$35:$X$41,4))","v":""},{"$f":"IF(CK639=\"\",\"\",VLOOKUP($CO639,'Vmáx(material) - Tab.4.3'!$R$35:$X$41,5))","v":""},{"$f":"IF(CK639=\"\",\"\",VLOOKUP($CO639,'Vmáx(material) - Tab.4.3'!$R$35:$X$41,6))","v":""},{"$f":"IF(CK639=\"\",\"\",IF(CK639=\"\",\"\",VLOOKUP(CO639,'Vmáx(material) - Tab.4.3'!$R$35:$X$41,7)))","v":""},{"$f":"IF(CK639=\"\",\"\",IF(CL639=1,FCi(J639,CR639),FTr(J639,CQ639,CR639)))","v":""},"",{"$f":"IF(CK639=\"\",\"\",Hw(DO639,DP639,DQ639,DR639,DS639,DT639,Z,DU639,CV639,CR639))","v":""},"","","","","",{"$f":"IF(CK639=\"\",\"\",IF(CL639=1,PeriCi(CR639,DI639),PeriTr(CQ639,CU639,DI639)))","v":""},{"$f":"IF(CK639=\"\",\"\",IF(CL639=1,AreaCi(CR639,DI639),AreaTr(CQ639,CU639,DI639)))","v":""},{"$f":"IF(CK639=\"\",\"\",RhCi(DK639,EC639))","v":""},"",{"$f":"IF(CK639=\"\",\"\",hf(CS639,J639,CT639,DK639,EE639))","v":""},{"$f":"IF(CK639=\"\",\"\",LOOKUP(CW639,Tab.4.5!$J$6:$J$27,Tab.4.5!$L$6:$L$27))","v":""},{"$f":"IF(CK639=\"\",\"\",He(EH639,DM639))","v":""},{"$f":"IF(CK639=\"\",\"\",Hs(DM639))","v":""},{"$f":"IF(CK639=\"\",\"\",Hm(EB639,EG639,EI639,EJ639,CS639,CV639))","v":""},"","","","","","","K45+-45000 () ",{"$f":"IF(B639=\"Existe.\",IF(AE639=1,CONCATENATE(#REF!,AK639,\" m.\"),CONCATENATE(#REF!,AJ639,\" m x \",AK639,\" m.\")),IF(CL639=1,CONCATENATE(#REF!,CR639,\" m.\"),CONCATENATE(#REF!,CQ639,\" m x \",CR639,\" m.\")))","v":{"$error":"#REF!"}},"Concreto, L =  m, S = 0 %.","Cota clave eje= 0 msnm.",null,null,null,"","","","","",{"$f":"IF(EV639=\"\",\"\",VLOOKUP(EY639,'Estructura escalonada'!$D$3:$H$953,2))","v":""},"","","","","",""]
[null,null,null,null,null,null,null,null,null,null,null,0,null,0,null,null,null,null,null,null,{"$f":"IF(K642=\"No\",\"\",IF(O642=\"\",YcCi(P642,N642),YcTr(N642,O642,S642)))","v":{"$error":"#VALUE!"}},{"$f":"IF(K642=\"No\",\"\",IF(O642=\"\",Teta1(U642,P642),\"-\"))","v":{"$error":"#VALUE!"}},{"$error":"#VALUE!"},{"$error":"#VALUE!"},{"$f":"IF(K642=\"No\",\"\",IF(O642=\"\",Ynci(P642,N642,R642,T642),YnTr(1,R642,O642,S642,T642,N642)))","v":{"$error":"#VALUE!"}},{"$f":"IF(K642=\"No\",\"\",IF(O642=\"\",Teta1(Y642,P642),\"-\"))","v":{"$error":"#VALUE!"}},{"$f":"IF(K642=\"No\",\"\",IF(O642=\"\",AreaCi(P642,Y642),AreaTr(O642,S642,Y642)))","v":{"$error":"#VALUE!"}},{"$f":"IF(K642=\"No\",\"\",IF(O642=\"\",FrCi(AC642,9.806,Z642,P642),FrTr(AC642,9.806,O642,S642,Y642)))","v":{"$error":"#VALUE!"}},{"$error":"#VALUE!"},null,null,null,null,null,null,null,null,null,null,null,null,null,null,null,0,0,"","","",{"$f":"IF(AD642=\"\",\"\",IF(AE642=1,YcCi(AK642,J642),YcTr(J642,AJ642,AN642)))","v":""},{"$f":"IF(AD642=\"\",\"\",IF(AE642=1,Teta1(AX642,AK642),\"-\"))","v":""},{"$f":"IF(AD642=\"\",\"\",IF(AE642=1,AreaCi(AK642,AX642),AreaTr(AJ642,AN642,AX642)))","v":""},"",{"$f":"IF(AD642=\"\",\"\",IF(AE642=1,Ynci(AK642,J642,AM642,AO642),YnTr(1,AM642,AJ642,AN642,AO642,J642)))","v":""},{"$f":"IF(AD642=\"\",\"\",IF(AE642=1,Teta1(BB642,AK642),\"-\"))","v":""},{"$f":"IF(AD642=\"\",\"\",IF(AE642=1,AreaCi(AK642,BB642),AreaTr(AJ642,AN642,BB642)))","v":""},{"$f":"IF(AD642=\"\",\"\",IF(AE642=1,FrCi(BF642,9.806,BC642,AK642),FrTr(BF642,9.806,AJ642,AN642,BB642)))","v":""},"",{"$f":"IF(AD642=\"\",\"\",IF(AE642=1,LOOKUP(AI642,'Vmáx(material) - Tab.4.3'!$L$2:$L$11,'Vmáx(material) - Tab.4.3'!$M$2:$M$11),LOOKUP(AI642,'Vmáx(material) - Tab.4.3'!$L$15,'Vmáx(material) - Tab.4.3'!$M$15)))","v":""},{"$f":"IF(AD642=\"\",\"\",VLOOKUP($AH642,'Vmáx(material) - Tab.4.3'!$R$35:$X$41,2))","v":""},{"$f":"IF(AD642=\"\",\"\",VLOOKUP($AH642,'Vmáx(material) - Tab.4.3'!$R$35:$X$41,3))","v":""},{"$f":"IF(AD642=\"\",\"\",VLOOKUP($AH642,'Vmáx(material) - Tab.4.3'!$R$35:$X$41,4))","v":""},{"$f":"IF(AD642=\"\",\"\",VLOOKUP($AH642,'Vmáx(material) - Tab.4.3'!$R$35:$X$41,5))","v":""},{"$f":"IF(AD642=\"\",\"\",VLOOKUP($AH642,'Vmáx(material) - Tab.4.3'!$R$35:$X$41,6))","v":""},{"$f":"IF(AD642=\"\",\"\",IF(AD642=\"\",\"\",VLOOKUP($AH642,'Vmáx(material) - Tab.4.3'!$R$35:$X$41,7)))","v":""},{"$f":"IF(AD642=\"\",\"\",IF(AE642=1,FCi(J642,AK642),FTr(J642,AJ642,AK642)))","v":""},"",{"$f":"IF(AD642=\"\",\"\",Hw(BH642,BI642,BJ642,BK642,BL642,BM642,Z,BN642,AO642,AK642))","v":""},"","","","",{"$f":"IF(AD642=\"\",\"\",ho(BT642,AK642,AX642))","v":""},{"$f":"IF(AD642=\"\",\"\",IF(AE642=1,PeriCi(AK642,BB642),PeriTr(AJ642,AN642,BB642)))","v":""},{"$f":"IF(AD642=\"\",\"\",IF(AE642=1,AreaCi(AK642,BB642),AreaTr(AJ642,AN642,BB642)))","v":""},{"$f":"IF(AD642=\"\",\"\",RhCi(BW642,BV642))","v":""},"",{"$f":"IF(AD642=\"\",\"\",hf(AL642,J642,AM642,BW642,BX642))","v":""},{"$f":"IF(AD642=\"\",\"\",LOOKUP(AP642,Tab.4.5!$J$6:$J$27,Tab.4.5!$L$6:$L$27))","v":""},{"$f":"IF(AD642=\"\",\"\",He(CA642,BY642))","v":""},{"$f":"IF(AD642=\"\",\"\",Hs(BY642))","v":""},{"$f":"IF(AD642=\"\",\"\",Hm(BU642,BZ642,CB642,CC642,AL642,AO642))","v":""},"","","","","","",null,null,null,null,null,null,null,null,null,null,null,null,null,null,null,0,0,0,0,0,{"$f":"IF(CK642=\"\",\"\",IF(CL642=1,YcCi(CR642,J642),YcTr(J642,CQ642,CU642)))","v":""},{"$f":"IF(CK642=\"\",\"\",IF(CL642=1,Teta1(DE642,CR642),\"-\"))","v":""},"","",{"$f":"IF(CK642=\"\",\"\",IF(CL642=1,Ynci(CR642,J642,CT642,CV642),YnTr(1,CT642,CQ642,CU642,CV642,J642)))","v":""},{"$f":"IF(CK642=\"\",\"\",IF(CL642=1,Teta1(DI642,CR642),\"-\"))","v":""},{"$f":"IF(CK642=\"\",\"\",IF(CL642=1,AreaCi(CR642,J642),AreaTr(CQ642,CU642,DI642)))","v":""},{"$f":"IF(CK642=\"\",\"\",IF(CL642=1,FrCi(DM642,9.806,DJ642,CR642),FrTr(DM642,9.806,CQ642,CU642,DI642)))","v":""},"",{"$f":"IF(CK642=\"\",\"\",IF(CL642=1,LOOKUP(CP642,'Vmáx(material) - Tab.4.3'!$L$2:$L$11,'Vmáx(material) - Tab.4.3'!$M$2:$M$11),LOOKUP(CP642,'Vmáx(material) - Tab.4.3'!$L$15,'Vmáx(material) - Tab.4.3'!$M$15)))","v":""},{"$f":"IF(CK642=\"\",\"\",VLOOKUP($CO642,'Vmáx(material) - Tab.4.3'!$R$35:$X$41,2))","v":""},{"$f":"IF(CK642=\"\",\"\",VLOOKUP($CO642,'Vmáx(material) - Tab.4.3'!$R$35:$X$41,3))","v":""},{"$f":"IF(CK642=\"\",\"\",VLOOKUP($CO642,'Vmáx(material) - Tab.4.3'!$R$35:$X$41,4))","v":""},{"$f":"IF(CK642=\"\",\"\",VLOOKUP($CO642,'Vmáx(material) - Tab.4.3'!$R$35:$X$41,5))","v":""},{"$f":"IF(CK642=\"\",\"\",VLOOKUP($CO642,'Vmáx(material) - Tab.4.3'!$R$35:$X$41,6))","v":""},{"$f":"IF(CK642=\"\",\"\",IF(CK642=\"\",\"\",VLOOKUP(CO642,'Vmáx(material) - Tab.4.3'!$R$35:$X$41,7)))","v":""},{"$f":"IF(CK642=\"\",\"\",IF(CL642=1,FCi(J642,CR642),FTr(J642,CQ642,CR642)))","v":""},"",{"$f":"IF(CK642=\"\",\"\",Hw(DO642,DP642,DQ642,DR642,DS642,DT642,Z,DU642,CV642,CR642))","v":""},"","","","","",{"$f":"IF(CK642=\"\",\"\",IF(CL642=1,PeriCi(CR642,DI642),PeriTr(CQ642,CU642,DI642)))","v":""},{"$f":"IF(CK642=\"\",\"\",IF(CL642=1,AreaCi(CR642,DI642),AreaTr(CQ642,CU642,DI642)))","v":""},{"$f":"IF(CK642=\"\",\"\",RhCi(DK642,EC642))","v":""},"",{"$f":"IF(CK642=\"\",\"\",hf(CS642,J642,CT642,DK642,EE642))","v":""},{"$f":"IF(CK642=\"\",\"\",LOOKUP(CW642,Tab.4.5!$J$6:$J$27,Tab.4.5!$L$6:$L$27))","v":""},{"$f":"IF(CK642=\"\",\"\",He(EH642,DM642))","v":""},{"$f":"IF(CK642=\"\",\"\",Hs(DM642))","v":""},{"$f":"IF(CK642=\"\",\"\",Hm(EB642,EG642,EI642,EJ642,CS642,CV642))","v":""},"","","","","","","K45+-45000 () ",{"$f":"IF(B642=\"Existe.\",IF(AE642=1,CONCATENATE(#REF!,AK642,\" m.\"),CONCATENATE(#REF!,AJ642,\" m x \",AK642,\" m.\")),IF(CL642=1,CONCATENATE(#REF!,CR642,\" m.\"),CONCATENATE(#REF!,CQ642,\" m x \",CR642,\" m.\")))","v":{"$error":"#REF!"}},"Concreto, L =  m, S = 0 %.","Cota clave eje= 0 msnm.",null,null,null,"","","","","",{"$f":"IF(EV642=\"\",\"\",VLOOKUP(EY642,'Estructura escalonada'!$D$3:$H$953,2))","v":""},"","","","","",""]
[null,null,null,null,null,null,null,null,null,null,null,0,null,0,null,null,null,null,null,null,{"$f":"IF(K646=\"No\",\"\",IF(O646=\"\",YcCi(P646,N646),YcTr(N646,O646,S646)))","v":{"$error":"#VALUE!"}},{"$f":"IF(K646=\"No\",\"\",IF(O646=\"\",Teta1(U646,P646),\"-\"))","v":{"$error":"#VALUE!"}},{"$error":"#VALUE!"},{"$error":"#VALUE!"},{"$f":"IF(K646=\"No\",\"\",IF(O646=\"\",Ynci(P646,N646,R646,T646),YnTr(1,R646,O646,S646,T646,N646)))","v":{"$error":"#VALUE!"}},{"$f":"IF(K646=\"No\",\"\",IF(O646=\"\",Teta1(Y646,P646),\"-\"))","v":{"$error":"#VALUE!"}},{"$f":"IF(K646=\"No\",\"\",IF(O646=\"\",AreaCi(P646,Y646),AreaTr(O646,S646,Y646)))","v":{"$error":"#VALUE!"}},{"$f":"IF(K646=\"No\",\"\",IF(O646=\"\",FrCi(AC646,9.806,Z646,P646),FrTr(AC646,9.806,O646,S646,Y646)))","v":{"$error":"#VALUE!"}},{"$error":"#VALUE!"},null,null,null,null,null,null,null,null,null,null,null,null,null,null,null,0,0,"","","",{"$f":"IF(AD646=\"\",\"\",IF(AE646=1,YcCi(AK646,J646),YcTr(J646,AJ646,AN646)))","v":""},{"$f":"IF(AD646=\"\",\"\",IF(AE646=1,Teta1(AX646,AK646),\"-\"))","v":""},{"$f":"IF(AD646=\"\",\"\",IF(AE646=1,AreaCi(AK646,AX646),AreaTr(AJ646,AN646,AX646)))","v":""},"",{"$f":"IF(AD646=\"\",\"\",IF(AE646=1,Ynci(AK646,J646,AM646,AO646),YnTr(1,AM646,AJ646,AN646,AO646,J646)))","v":""},{"$f":"IF(AD646=\"\",\"\",IF(AE646=1,Teta1(BB646,AK646),\"-\"))","v":""},{"$f":"IF(AD646=\"\",\"\",IF(AE646=1,AreaCi(AK646,BB646),AreaTr(AJ646,AN646,BB646)))","v":""},{"$f":"IF(AD646=\"\",\"\",IF(AE646=1,FrCi(BF646,9.806,BC646,AK646),FrTr(BF646,9.806,AJ646,AN646,BB646)))","v":""},"",{"$f":"IF(AD646=\"\",\"\",IF(AE646=1,LOOKUP(AI646,'Vmáx(material) - Tab.4.3'!$L$2:$L$11,'Vmáx(material) - Tab.4.3'!$M$2:$M$11),LOOKUP(AI646,'Vmáx(material) - Tab.4.3'!$L$15,'Vmáx(material) - Tab.4.3'!$M$15)))","v":""},{"$f":"IF(AD646=\"\",\"\",VLOOKUP($AH646,'Vmáx(material) - Tab.4.3'!$R$35:$X$41,2))","v":""},{"$f":"IF(AD646=\"\",\"\",VLOOKUP($AH646,'Vmáx(material) - Tab.4.3'!$R$35:$X$41,3))","v":""},{"$f":"IF(AD646=\"\",\"\",VLOOKUP($AH646,'Vmáx(material) - Tab.4.3'!$R$35:$X$41,4))","v":""},{"$f":"IF(AD646=\"\",\"\",VLOOKUP($AH646,'Vmáx(material) - Tab.4.3'!$R$35:$X$41,5))","v":""},{"$f":"IF(AD646=\"\",\"\",VLOOKUP($AH646,'Vmáx(material) - Tab.4.3'!$R$35:$X$41,6))","v":""},{"$f":"IF(AD646=\"\",\"\",IF(AD646=\"\",\"\",VLOOKUP($AH646,'Vmáx(material) - Tab.4.3'!$R$35:$X$41,7)))","v":""},{"$f":"IF(AD646=\"\",\"\",IF(AE646=1,FCi(J646,AK646),FTr(J646,AJ646,AK646)))","v":""},"",{"$f":"IF(AD646=\"\",\"\",Hw(BH646,BI646,BJ646,BK646,BL646,BM646,Z,BN646,AO646,AK646))","v":""},"","","","",{"$f":"IF(AD646=\"\",\"\",ho(BT646,AK646,AX646))","v":""},{"$f":"IF(AD646=\"\",\"\",IF(AE646=1,PeriCi(AK646,BB646),PeriTr(AJ646,AN646,BB646)))","v":""},{"$f":"IF(AD646=\"\",\"\",IF(AE646=1,AreaCi(AK646,BB646),AreaTr(AJ646,AN646,BB646)))","v":""},{"$f":"IF(AD646=\"\",\"\",RhCi(BW646,BV646))","v":""},"",{"$f":"IF(AD646=\"\",\"\",hf(AL646,J646,AM646,BW646,BX646))","v":""},{"$f":"IF(AD646=\"\",\"\",LOOKUP(AP646,Tab.4.5!$J$6:$J$27,Tab.4.5!$L$6:$L$27))","v":""},{"$f":"IF(AD646=\"\",\"\",He(CA646,BY646))","v":""},{"$f":"IF(AD646=\"\",\"\",Hs(BY646))","v":""},{"$f":"IF(AD646=\"\",\"\",Hm(BU646,BZ646,CB646,CC646,AL646,AO646))","v":""},"","","","","","",null,null,null,null,null,null,null,null,null,null,null,null,null,null,null,0,0,0,0,0,{"$f":"IF(CK646=\"\",\"\",IF(CL646=1,YcCi(CR646,J646),YcTr(J646,CQ646,CU646)))","v":""},{"$f":"IF(CK646=\"\",\"\",IF(CL646=1,Teta1(DE646,CR646),\"-\"))","v":""},"","",{"$f":"IF(CK646=\"\",\"\",IF(CL646=1,Ynci(CR646,J646,CT646,CV646),YnTr(1,CT646,CQ646,CU646,CV646,J646)))","v":""},{"$f":"IF(CK646=\"\",\"\",IF(CL646=1,Teta1(DI646,CR646),\"-\"))","v":""},{"$f":"IF(CK646=\"\",\"\",IF(CL646=1,AreaCi(CR646,J646),AreaTr(CQ646,CU646,DI646)))","v":""},{"$f":"IF(CK646=\"\",\"\",IF(CL646=1,FrCi(DM646,9.806,DJ646,CR646),FrTr(DM646,9.806,CQ646,CU646,DI646)))","v":""},"",{"$f":"IF(CK646=\"\",\"\",IF(CL646=1,LOOKUP(CP646,'Vmáx(material) - Tab.4.3'!$L$2:$L$11,'Vmáx(material) - Tab.4.3'!$M$2:$M$11),LOOKUP(CP646,'Vmáx(material) - Tab.4.3'!$L$15,'Vmáx(material) - Tab.4.3'!$M$15)))","v":""},{"$f":"IF(CK646=\"\",\"\",VLOOKUP($CO646,'Vmáx(material) - Tab.4.3'!$R$35:$X$41,2))","v":""},{"$f":"IF(CK646=\"\",\"\",VLOOKUP($CO646,'Vmáx(material) - Tab.4.3'!$R$35:$X$41,3))","v":""},{"$f":"IF(CK646=\"\",\"\",VLOOKUP($CO646,'Vmáx(material) - Tab.4.3'!$R$35:$X$41,4))","v":""},{"$f":"IF(CK646=\"\",\"\",VLOOKUP($CO646,'Vmáx(material) - Tab.4.3'!$R$35:$X$41,5))","v":""},{"$f":"IF(CK646=\"\",\"\",VLOOKUP($CO646,'Vmáx(material) - Tab.4.3'!$R$35:$X$41,6))","v":""},{"$f":"IF(CK646=\"\",\"\",IF(CK646=\"\",\"\",VLOOKUP(CO646,'Vmáx(material) - Tab.4.3'!$R$35:$X$41,7)))","v":""},{"$f":"IF(CK646=\"\",\"\",IF(CL646=1,FCi(J646,CR646),FTr(J646,CQ646,CR646)))","v":""},"",{"$f":"IF(CK646=\"\",\"\",Hw(DO646,DP646,DQ646,DR646,DS646,DT646,Z,DU646,CV646,CR646))","v":""},"","","","","",{"$f":"IF(CK646=\"\",\"\",IF(CL646=1,PeriCi(CR646,DI646),PeriTr(CQ646,CU646,DI646)))","v":""},{"$f":"IF(CK646=\"\",\"\",IF(CL646=1,AreaCi(CR646,DI646),AreaTr(CQ646,CU646,DI646)))","v":""},{"$f":"IF(CK646=\"\",\"\",RhCi(DK646,EC646))","v":""},"",{"$f":"IF(CK646=\"\",\"\",hf(CS646,J646,CT646,DK646,EE646))","v":""},{"$f":"IF(CK646=\"\",\"\",LOOKUP(CW646,Tab.4.5!$J$6:$J$27,Tab.4.5!$L$6:$L$27))","v":""},{"$f":"IF(CK646=\"\",\"\",He(EH646,DM646))","v":""},{"$f":"IF(CK646=\"\",\"\",Hs(DM646))","v":""},{"$f":"IF(CK646=\"\",\"\",Hm(EB646,EG646,EI646,EJ646,CS646,CV646))","v":""},"","","","","","","K45+-45000 () ",{"$f":"IF(B646=\"Existe.\",IF(AE646=1,CONCATENATE(#REF!,AK646,\" m.\"),CONCATENATE(#REF!,AJ646,\" m x \",AK646,\" m.\")),IF(CL646=1,CONCATENATE(#REF!,CR646,\" m.\"),CONCATENATE(#REF!,CQ646,\" m x \",CR646,\" m.\")))","v":{"$error":"#REF!"}},"Concreto, L =  m, S = 0 %.","Cota clave eje= 0 msnm.",null,null,null,"","","","","",{"$f":"IF(EV646=\"\",\"\",VLOOKUP(EY646,'Estructura escalonada'!$D$3:$H$953,2))","v":""},"","","","","",""]
[null,null,null,null,null,null,null,null,null,null,null,0,null,0,null,null,null,null,null,null,{"$f":"IF(K648=\"No\",\"\",IF(O648=\"\",YcCi(P648,N648),YcTr(N648,O648,S648)))","v":{"$error":"#VALUE!"}},{"$f":"IF(K648=\"No\",\"\",IF(O648=\"\",Teta1(U648,P648),\"-\"))","v":{"$error":"#VALUE!"}},{"$error":"#VALUE!"},{"$error":"#VALUE!"},{"$f":"IF(K648=\"No\",\"\",IF(O648=\"\",Ynci(P648,N648,R648,T648),YnTr(1,R648,O648,S648,T648,N648)))","v":{"$error":"#VALUE!"}},{"$f":"IF(K648=\"No\",\"\",IF(O648=\"\",Teta1(Y648,P648),\"-\"))","v":{"$error":"#VALUE!"}},{"$f":"IF(K648=\"No\",\"\",IF(O648=\"\",AreaCi(P648,Y648),AreaTr(O648,S648,Y648)))","v":{"$error":"#VALUE!"}},{"$f":"IF(K648=\"No\",\"\",IF(O648=\"\",FrCi(AC648,9.806,Z648,P648),FrTr(AC648,9.806,O648,S648,Y648)))","v":{"$error":"#VALUE!"}},{"$error":"#VALUE!"},null,null,null,null,null,null,null,null,null,null,null,null,null,null,null,0,0,"","","",{"$f":"IF(AD648=\"\",\"\",IF(AE648=1,YcCi(AK648,J648),YcTr(J648,AJ648,AN648)))","v":""},{"$f":"IF(AD648=\"\",\"\",IF(AE648=1,Teta1(AX648,AK648),\"-\"))","v":""},{"$f":"IF(AD648=\"\",\"\",IF(AE648=1,AreaCi(AK648,AX648),AreaTr(AJ648,AN648,AX648)))","v":""},"",{"$f":"IF(AD648=\"\",\"\",IF(AE648=1,Ynci(AK648,J648,AM648,AO648),YnTr(1,AM648,AJ648,AN648,AO648,J648)))","v":""},{"$f":"IF(AD648=\"\",\"\",IF(AE648=1,Teta1(BB648,AK648),\"-\"))","v":""},{"$f":"IF(AD648=\"\",\"\",IF(AE648=1,AreaCi(AK648,BB648),AreaTr(AJ648,AN648,BB648)))","v":""},{"$f":"IF(AD648=\"\",\"\",IF(AE648=1,FrCi(BF648,9.806,BC648,AK648),FrTr(BF648,9.806,AJ648,AN648,BB648)))","v":""},"",{"$f":"IF(AD648=\"\",\"\",IF(AE648=1,LOOKUP(AI648,'Vmáx(material) - Tab.4.3'!$L$2:$L$11,'Vmáx(material) - Tab.4.3'!$M$2:$M$11),LOOKUP(AI648,'Vmáx(material) - Tab.4.3'!$L$15,'Vmáx(material) - Tab.4.3'!$M$15)))","v":""},{"$f":"IF(AD648=\"\",\"\",VLOOKUP($AH648,'Vmáx(material) - Tab.4.3'!$R$35:$X$41,2))","v":""},{"$f":"IF(AD648=\"\",\"\",VLOOKUP($AH648,'Vmáx(material) - Tab.4.3'!$R$35:$X$41,3))","v":""},{"$f":"IF(AD648=\"\",\"\",VLOOKUP($AH648,'Vmáx(material) - Tab.4.3'!$R$35:$X$41,4))","v":""},{"$f":"IF(AD648=\"\",\"\",VLOOKUP($AH648,'Vmáx(material) - Tab.4.3'!$R$35:$X$41,5))","v":""},{"$f":"IF(AD648=\"\",\"\",VLOOKUP($AH648,'Vmáx(material) - Tab.4.3'!$R$35:$X$41,6))","v":""},{"$f":"IF(AD648=\"\",\"\",IF(AD648=\"\",\"\",VLOOKUP($AH648,'Vmáx(material) - Tab.4.3'!$R$35:$X$41,7)))","v":""},{"$f":"IF(AD648=\"\",\"\",IF(AE648=1,FCi(J648,AK648),FTr(J648,AJ648,AK648)))","v":""},"",{"$f":"IF(AD648=\"\",\"\",Hw(BH648,BI648,BJ648,BK648,BL648,BM648,Z,BN648,AO648,AK648))","v":""},"","","","",{"$f":"IF(AD648=\"\",\"\",ho(BT648,AK648,AX648))","v":""},{"$f":"IF(AD648=\"\",\"\",IF(AE648=1,PeriCi(AK648,BB648),PeriTr(AJ648,AN648,BB648)))","v":""},{"$f":"IF(AD648=\"\",\"\",IF(AE648=1,AreaCi(AK648,BB648),AreaTr(AJ648,AN648,BB648)))","v":""},{"$f":"IF(AD648=\"\",\"\",RhCi(BW648,BV648))","v":""},"",{"$f":"IF(AD648=\"\",\"\",hf(AL648,J648,AM648,BW648,BX648))","v":""},{"$f":"IF(AD648=\"\",\"\",LOOKUP(AP648,Tab.4.5!$J$6:$J$27,Tab.4.5!$L$6:$L$27))","v":""},{"$f":"IF(AD648=\"\",\"\",He(CA648,BY648))","v":""},{"$f":"IF(AD648=\"\",\"\",Hs(BY648))","v":""},{"$f":"IF(AD648=\"\",\"\",Hm(BU648,BZ648,CB648,CC648,AL648,AO648))","v":""},"","","","","","",null,null,null,null,null,null,null,null,null,null,null,null,null,null,null,0,0,0,0,0,{"$f":"IF(CK648=\"\",\"\",IF(CL648=1,YcCi(CR648,J648),YcTr(J648,CQ648,CU648)))","v":""},{"$f":"IF(CK648=\"\",\"\",IF(CL648=1,Teta1(DE648,CR648),\"-\"))","v":""},"","",{"$f":"IF(CK648=\"\",\"\",IF(CL648=1,Ynci(CR648,J648,CT648,CV648),YnTr(1,CT648,CQ648,CU648,CV648,J648)))","v":""},{"$f":"IF(CK648=\"\",\"\",IF(CL648=1,Teta1(DI648,CR648),\"-\"))","v":""},{"$f":"IF(CK648=\"\",\"\",IF(CL648=1,AreaCi(CR648,J648),AreaTr(CQ648,CU648,DI648)))","v":""},{"$f":"IF(CK648=\"\",\"\",IF(CL648=1,FrCi(DM648,9.806,DJ648,CR648),FrTr(DM648,9.806,CQ648,CU648,DI648)))","v":""},"",{"$f":"IF(CK648=\"\",\"\",IF(CL648=1,LOOKUP(CP648,'Vmáx(material) - Tab.4.3'!$L$2:$L$11,'Vmáx(material) - Tab.4.3'!$M$2:$M$11),LOOKUP(CP648,'Vmáx(material) - Tab.4.3'!$L$15,'Vmáx(material) - Tab.4.3'!$M$15)))","v":""},{"$f":"IF(CK648=\"\",\"\",VLOOKUP($CO648,'Vmáx(material) - Tab.4.3'!$R$35:$X$41,2))","v":""},{"$f":"IF(CK648=\"\",\"\",VLOOKUP($CO648,'Vmáx(material) - Tab.4.3'!$R$35:$X$41,3))","v":""},{"$f":"IF(CK648=\"\",\"\",VLOOKUP($CO648,'Vmáx(material) - Tab.4.3'!$R$35:$X$41,4))","v":""},{"$f":"IF(CK648=\"\",\"\",VLOOKUP($CO648,'Vmáx(material) - Tab.4.3'!$R$35:$X$41,5))","v":""},{"$f":"IF(CK648=\"\",\"\",VLOOKUP($CO648,'Vmáx(material) - Tab.4.3'!$R$35:$X$41,6))","v":""},{"$f":"IF(CK648=\"\",\"\",IF(CK648=\"\",\"\",VLOOKUP(CO648,'Vmáx(material) - Tab.4.3'!$R$35:$X$41,7)))","v":""},{"$f":"IF(CK648=\"\",\"\",IF(CL648=1,FCi(J648,CR648),FTr(J648,CQ648,CR648)))","v":""},"",{"$f":"IF(CK648=\"\",\"\",Hw(DO648,DP648,DQ648,DR648,DS648,DT648,Z,DU648,CV648,CR648))","v":""},"","","","","",{"$f":"IF(CK648=\"\",\"\",IF(CL648=1,PeriCi(CR648,DI648),PeriTr(CQ648,CU648,DI648)))","v":""},{"$f":"IF(CK648=\"\",\"\",IF(CL648=1,AreaCi(CR648,DI648),AreaTr(CQ648,CU648,DI648)))","v":""},{"$f":"IF(CK648=\"\",\"\",RhCi(DK648,EC648))","v":""},"",{"$f":"IF(CK648=\"\",\"\",hf(CS648,J648,CT648,DK648,EE648))","v":""},{"$f":"IF(CK648=\"\",\"\",LOOKUP(CW648,Tab.4.5!$J$6:$J$27,Tab.4.5!$L$6:$L$27))","v":""},{"$f":"IF(CK648=\"\",\"\",He(EH648,DM648))","v":""},{"$f":"IF(CK648=\"\",\"\",Hs(DM648))","v":""},{"$f":"IF(CK648=\"\",\"\",Hm(EB648,EG648,EI648,EJ648,CS648,CV648))","v":""},"","","","","","","K45+-45000 () ",{"$f":"IF(B648=\"Existe.\",IF(AE648=1,CONCATENATE(#REF!,AK648,\" m.\"),CONCATENATE(#REF!,AJ648,\" m x \",AK648,\" m.\")),IF(CL648=1,CONCATENATE(#REF!,CR648,\" m.\"),CONCATENATE(#REF!,CQ648,\" m x \",CR648,\" m.\")))","v":{"$error":"#REF!"}},"Concreto, L =  m, S = 0 %.","Cota clave eje= 0 msnm.",null,null,null,"","","","","",{"$f":"IF(EV648=\"\",\"\",VLOOKUP(EY648,'Estructura escalonada'!$D$3:$H$953,2))","v":""},"","","","","",""]
[null,null,null,null,null,null,null,null,null,null,null,0,null,0,null,null,null,null,null,null,{"$f":"IF(K652=\"No\",\"\",IF(O652=\"\",YcCi(P652,N652),YcTr(N652,O652,S652)))","v":{"$error":"#VALUE!"}},{"$f":"IF(K652=\"No\",\"\",IF(O652=\"\",Teta1(U652,P652),\"-\"))","v":{"$error":"#VALUE!"}},{"$error":"#VALUE!"},{"$error":"#VALUE!"},{"$f":"IF(K652=\"No\",\"\",IF(O652=\"\",Ynci(P652,N652,R652,T652),YnTr(1,R652,O652,S652,T652,N652)))","v":{"$error":"#VALUE!"}},{"$f":"IF(K652=\"No\",\"\",IF(O652=\"\",Teta1(Y652,P652),\"-\"))","v":{"$error":"#VALUE!"}},{"$f":"IF(K652=\"No\",\"\",IF(O652=\"\",AreaCi(P652,Y652),AreaTr(O652,S652,Y652)))","v":{"$error":"#VALUE!"}},{"$f":"IF(K652=\"No\",\"\",IF(O652=\"\",FrCi(AC652,9.806,Z652,P652),FrTr(AC652,9.806,O652,S652,Y652)))","v":{"$error":"#VALUE!"}},{"$error":"#VALUE!"},null,null,null,null,null,null,null,null,null,null,null,null,null,null,null,0,0,"","","",{"$f":"IF(AD652=\"\",\"\",IF(AE652=1,YcCi(AK652,J652),YcTr(J652,AJ652,AN652)))","v":""},{"$f":"IF(AD652=\"\",\"\",IF(AE652=1,Teta1(AX652,AK652),\"-\"))","v":""},{"$f":"IF(AD652=\"\",\"\",IF(AE652=1,AreaCi(AK652,AX652),AreaTr(AJ652,AN652,AX652)))","v":""},"",{"$f":"IF(AD652=\"\",\"\",IF(AE652=1,Ynci(AK652,J652,AM652,AO652),YnTr(1,AM652,AJ652,AN652,AO652,J652)))","v":""},{"$f":"IF(AD652=\"\",\"\",IF(AE652=1,Teta1(BB652,AK652),\"-\"))","v":""},{"$f":"IF(AD652=\"\",\"\",IF(AE652=1,AreaCi(AK652,BB652),AreaTr(AJ652,AN652,BB652)))","v":""},{"$f":"IF(AD652=\"\",\"\",IF(AE652=1,FrCi(BF652,9.806,BC652,AK652),FrTr(BF652,9.806,AJ652,AN652,BB652)))","v":""},"",{"$f":"IF(AD652=\"\",\"\",IF(AE652=1,LOOKUP(AI652,'Vmáx(material) - Tab.4.3'!$L$2:$L$11,'Vmáx(material) - Tab.4.3'!$M$2:$M$11),LOOKUP(AI652,'Vmáx(material) - Tab.4.3'!$L$15,'Vmáx(material) - Tab.4.3'!$M$15)))","v":""},{"$f":"IF(AD652=\"\",\"\",VLOOKUP($AH652,'Vmáx(material) - Tab.4.3'!$R$35:$X$41,2))","v":""},{"$f":"IF(AD652=\"\",\"\",VLOOKUP($AH652,'Vmáx(material) - Tab.4.3'!$R$35:$X$41,3))","v":""},{"$f":"IF(AD652=\"\",\"\",VLOOKUP($AH652,'Vmáx(material) - Tab.4.3'!$R$35:$X$41,4))","v":""},{"$f":"IF(AD652=\"\",\"\",VLOOKUP($AH652,'Vmáx(material) - Tab.4.3'!$R$35:$X$41,5))","v":""},{"$f":"IF(AD652=\"\",\"\",VLOOKUP($AH652,'Vmáx(material) - Tab.4.3'!$R$35:$X$41,6))","v":""},{"$f":"IF(AD652=\"\",\"\",IF(AD652=\"\",\"\",VLOOKUP($AH652,'Vmáx(material) - Tab.4.3'!$R$35:$X$41,7)))","v":""},{"$f":"IF(AD652=\"\",\"\",IF(AE652=1,FCi(J652,AK652),FTr(J652,AJ652,AK652)))","v":""},"",{"$f":"IF(AD652=\"\",\"\",Hw(BH652,BI652,BJ652,BK652,BL652,BM652,Z,BN652,AO652,AK652))","v":""},"","","","",{"$f":"IF(AD652=\"\",\"\",ho(BT652,AK652,AX652))","v":""},{"$f":"IF(AD652=\"\",\"\",IF(AE652=1,PeriCi(AK652,BB652),PeriTr(AJ652,AN652,BB652)))","v":""},{"$f":"IF(AD652=\"\",\"\",IF(AE652=1,AreaCi(AK652,BB652),AreaTr(AJ652,AN652,BB652)))","v":""},{"$f":"IF(AD652=\"\",\"\",RhCi(BW652,BV652))","v":""},"",{"$f":"IF(AD652=\"\",\"\",hf(AL652,J652,AM652,BW652,BX652))","v":""},{"$f":"IF(AD652=\"\",\"\",LOOKUP(AP652,Tab.4.5!$J$6:$J$27,Tab.4.5!$L$6:$L$27))","v":""},{"$f":"IF(AD652=\"\",\"\",He(CA652,BY652))","v":""},{"$f":"IF(AD652=\"\",\"\",Hs(BY652))","v":""},{"$f":"IF(AD652=\"\",\"\",Hm(BU652,BZ652,CB652,CC652,AL652,AO652))","v":""},"","","","","","",null,null,null,null,null,null,null,null,null,null,null,null,null,null,null,0,0,0,0,0,{"$f":"IF(CK652=\"\",\"\",IF(CL652=1,YcCi(CR652,J652),YcTr(J652,CQ652,CU652)))","v":""},{"$f":"IF(CK652=\"\",\"\",IF(CL652=1,Teta1(DE652,CR652),\"-\"))","v":""},"","",{"$f":"IF(CK652=\"\",\"\",IF(CL652=1,Ynci(CR652,J652,CT652,CV652),YnTr(1,CT652,CQ652,CU652,CV652,J652)))","v":""},{"$f":"IF(CK652=\"\",\"\",IF(CL652=1,Teta1(DI652,CR652),\"-\"))","v":""},{"$f":"IF(CK652=\"\",\"\",IF(CL652=1,AreaCi(CR652,J652),AreaTr(CQ652,CU652,DI652)))","v":""},{"$f":"IF(CK652=\"\",\"\",IF(CL652=1,FrCi(DM652,9.806,DJ652,CR652),FrTr(DM652,9.806,CQ652,CU652,DI652)))","v":""},"",{"$f":"IF(CK652=\"\",\"\",IF(CL652=1,LOOKUP(CP652,'Vmáx(material) - Tab.4.3'!$L$2:$L$11,'Vmáx(material) - Tab.4.3'!$M$2:$M$11),LOOKUP(CP652,'Vmáx(material) - Tab.4.3'!$L$15,'Vmáx(material) - Tab.4.3'!$M$15)))","v":""},{"$f":"IF(CK652=\"\",\"\",VLOOKUP($CO652,'Vmáx(material) - Tab.4.3'!$R$35:$X$41,2))","v":""},{"$f":"IF(CK652=\"\",\"\",VLOOKUP($CO652,'Vmáx(material) - Tab.4.3'!$R$35:$X$41,3))","v":""},{"$f":"IF(CK652=\"\",\"\",VLOOKUP($CO652,'Vmáx(material) - Tab.4.3'!$R$35:$X$41,4))","v":""},{"$f":"IF(CK652=\"\",\"\",VLOOKUP($CO652,'Vmáx(material) - Tab.4.3'!$R$35:$X$41,5))","v":""},{"$f":"IF(CK652=\"\",\"\",VLOOKUP($CO652,'Vmáx(material) - Tab.4.3'!$R$35:$X$41,6))","v":""},{"$f":"IF(CK652=\"\",\"\",IF(CK652=\"\",\"\",VLOOKUP(CO652,'Vmáx(material) - Tab.4.3'!$R$35:$X$41,7)))","v":""},{"$f":"IF(CK652=\"\",\"\",IF(CL652=1,FCi(J652,CR652),FTr(J652,CQ652,CR652)))","v":""},"",{"$f":"IF(CK652=\"\",\"\",Hw(DO652,DP652,DQ652,DR652,DS652,DT652,Z,DU652,CV652,CR652))","v":""},"","","","","",{"$f":"IF(CK652=\"\",\"\",IF(CL652=1,PeriCi(CR652,DI652),PeriTr(CQ652,CU652,DI652)))","v":""},{"$f":"IF(CK652=\"\",\"\",IF(CL652=1,AreaCi(CR652,DI652),AreaTr(CQ652,CU652,DI652)))","v":""},{"$f":"IF(CK652=\"\",\"\",RhCi(DK652,EC652))","v":""},"",{"$f":"IF(CK652=\"\",\"\",hf(CS652,J652,CT652,DK652,EE652))","v":""},{"$f":"IF(CK652=\"\",\"\",LOOKUP(CW652,Tab.4.5!$J$6:$J$27,Tab.4.5!$L$6:$L$27))","v":""},{"$f":"IF(CK652=\"\",\"\",He(EH652,DM652))","v":""},{"$f":"IF(CK652=\"\",\"\",Hs(DM652))","v":""},{"$f":"IF(CK652=\"\",\"\",Hm(EB652,EG652,EI652,EJ652,CS652,CV652))","v":""},"","","","","","","K45+-45000 () ",{"$f":"IF(B652=\"Existe.\",IF(AE652=1,CONCATENATE(#REF!,AK652,\" m.\"),CONCATENATE(#REF!,AJ652,\" m x \",AK652,\" m.\")),IF(CL652=1,CONCATENATE(#REF!,CR652,\" m.\"),CONCATENATE(#REF!,CQ652,\" m x \",CR652,\" m.\")))","v":{"$error":"#REF!"}},"Concreto, L =  m, S = 0 %.","Cota clave eje= 0 msnm.",null,null,null,"","","","","",{"$f":"IF(EV652=\"\",\"\",VLOOKUP(EY652,'Estructura escalonada'!$D$3:$H$953,2))","v":""},"","","","","",""]
[null,null,null,null,null,null,null,null,null,null,null,0,null,0,null,null,null,null,null,null,{"$f":"IF(K655=\"No\",\"\",IF(O655=\"\",YcCi(P655,N655),YcTr(N655,O655,S655)))","v":{"$error":"#VALUE!"}},{"$f":"IF(K655=\"No\",\"\",IF(O655=\"\",Teta1(U655,P655),\"-\"))","v":{"$error":"#VALUE!"}},{"$error":"#VALUE!"},{"$error":"#VALUE!"},{"$f":"IF(K655=\"No\",\"\",IF(O655=\"\",Ynci(P655,N655,R655,T655),YnTr(1,R655,O655,S655,T655,N655)))","v":{"$error":"#VALUE!"}},{"$f":"IF(K655=\"No\",\"\",IF(O655=\"\",Teta1(Y655,P655),\"-\"))","v":{"$error":"#VALUE!"}},{"$f":"IF(K655=\"No\",\"\",IF(O655=\"\",AreaCi(P655,Y655),AreaTr(O655,S655,Y655)))","v":{"$error":"#VALUE!"}},{"$f":"IF(K655=\"No\",\"\",IF(O655=\"\",FrCi(AC655,9.806,Z655,P655),FrTr(AC655,9.806,O655,S655,Y655)))","v":{"$error":"#VALUE!"}},{"$error":"#VALUE!"},null,null,null,null,null,null,null,null,null,null,null,null,null,null,null,0,0,"","","",{"$f":"IF(AD655=\"\",\"\",IF(AE655=1,YcCi(AK655,J655),YcTr(J655,AJ655,AN655)))","v":""},{"$f":"IF(AD655=\"\",\"\",IF(AE655=1,Teta1(AX655,AK655),\"-\"))","v":""},{"$f":"IF(AD655=\"\",\"\",IF(AE655=1,AreaCi(AK655,AX655),AreaTr(AJ655,AN655,AX655)))","v":""},"",{"$f":"IF(AD655=\"\",\"\",IF(AE655=1,Ynci(AK655,J655,AM655,AO655),YnTr(1,AM655,AJ655,AN655,AO655,J655)))","v":""},{"$f":"IF(AD655=\"\",\"\",IF(AE655=1,Teta1(BB655,AK655),\"-\"))","v":""},{"$f":"IF(AD655=\"\",\"\",IF(AE655=1,AreaCi(AK655,BB655),AreaTr(AJ655,AN655,BB655)))","v":""},{"$f":"IF(AD655=\"\",\"\",IF(AE655=1,FrCi(BF655,9.806,BC655,AK655),FrTr(BF655,9.806,AJ655,AN655,BB655)))","v":""},"",{"$f":"IF(AD655=\"\",\"\",IF(AE655=1,LOOKUP(AI655,'Vmáx(material) - Tab.4.3'!$L$2:$L$11,'Vmáx(material) - Tab.4.3'!$M$2:$M$11),LOOKUP(AI655,'Vmáx(material) - Tab.4.3'!$L$15,'Vmáx(material) - Tab.4.3'!$M$15)))","v":""},{"$f":"IF(AD655=\"\",\"\",VLOOKUP($AH655,'Vmáx(material) - Tab.4.3'!$R$35:$X$41,2))","v":""},{"$f":"IF(AD655=\"\",\"\",VLOOKUP($AH655,'Vmáx(material) - Tab.4.3'!$R$35:$X$41,3))","v":""},{"$f":"IF(AD655=\"\",\"\",VLOOKUP($AH655,'Vmáx(material) - Tab.4.3'!$R$35:$X$41,4))","v":""},{"$f":"IF(AD655=\"\",\"\",VLOOKUP($AH655,'Vmáx(material) - Tab.4.3'!$R$35:$X$41,5))","v":""},{"$f":"IF(AD655=\"\",\"\",VLOOKUP($AH655,'Vmáx(material) - Tab.4.3'!$R$35:$X$41,6))","v":""},{"$f":"IF(AD655=\"\",\"\",IF(AD655=\"\",\"\",VLOOKUP($AH655,'Vmáx(material) - Tab.4.3'!$R$35:$X$41,7)))","v":""},{"$f":"IF(AD655=\"\",\"\",IF(AE655=1,FCi(J655,AK655),FTr(J655,AJ655,AK655)))","v":""},"",{"$f":"IF(AD655=\"\",\"\",Hw(BH655,BI655,BJ655,BK655,BL655,BM655,Z,BN655,AO655,AK655))","v":""},"","","","",{"$f":"IF(AD655=\"\",\"\",ho(BT655,AK655,AX655))","v":""},{"$f":"IF(AD655=\"\",\"\",IF(AE655=1,PeriCi(AK655,BB655),PeriTr(AJ655,AN655,BB655)))","v":""},{"$f":"IF(AD655=\"\",\"\",IF(AE655=1,AreaCi(AK655,BB655),AreaTr(AJ655,AN655,BB655)))","v":""},{"$f":"IF(AD655=\"\",\"\",RhCi(BW655,BV655))","v":""},"",{"$f":"IF(AD655=\"\",\"\",hf(AL655,J655,AM655,BW655,BX655))","v":""},{"$f":"IF(AD655=\"\",\"\",LOOKUP(AP655,Tab.4.5!$J$6:$J$27,Tab.4.5!$L$6:$L$27))","v":""},{"$f":"IF(AD655=\"\",\"\",He(CA655,BY655))","v":""},{"$f":"IF(AD655=\"\",\"\",Hs(BY655))","v":""},{"$f":"IF(AD655=\"\",\"\",Hm(BU655,BZ655,CB655,CC655,AL655,AO655))","v":""},"","","","","","",null,null,null,null,null,null,null,null,null,null,null,null,null,null,null,0,0,0,0,0,{"$f":"IF(CK655=\"\",\"\",IF(CL655=1,YcCi(CR655,J655),YcTr(J655,CQ655,CU655)))","v":""},{"$f":"IF(CK655=\"\",\"\",IF(CL655=1,Teta1(DE655,CR655),\"-\"))","v":""},"","",{"$f":"IF(CK655=\"\",\"\",IF(CL655=1,Ynci(CR655,J655,CT655,CV655),YnTr(1,CT655,CQ655,CU655,CV655,J655)))","v":""},{"$f":"IF(CK655=\"\",\"\",IF(CL655=1,Teta1(DI655,CR655),\"-\"))","v":""},{"$f":"IF(CK655=\"\",\"\",IF(CL655=1,AreaCi(CR655,J655),AreaTr(CQ655,CU655,DI655)))","v":""},{"$f":"IF(CK655=\"\",\"\",IF(CL655=1,FrCi(DM655,9.806,DJ655,CR655),FrTr(DM655,9.806,CQ655,CU655,DI655)))","v":""},"",{"$f":"IF(CK655=\"\",\"\",IF(CL655=1,LOOKUP(CP655,'Vmáx(material) - Tab.4.3'!$L$2:$L$11,'Vmáx(material) - Tab.4.3'!$M$2:$M$11),LOOKUP(CP655,'Vmáx(material) - Tab.4.3'!$L$15,'Vmáx(material) - Tab.4.3'!$M$15)))","v":""},{"$f":"IF(CK655=\"\",\"\",VLOOKUP($CO655,'Vmáx(material) - Tab.4.3'!$R$35:$X$41,2))","v":""},{"$f":"IF(CK655=\"\",\"\",VLOOKUP($CO655,'Vmáx(material) - Tab.4.3'!$R$35:$X$41,3))","v":""},{"$f":"IF(CK655=\"\",\"\",VLOOKUP($CO655,'Vmáx(material) - Tab.4.3'!$R$35:$X$41,4))","v":""},{"$f":"IF(CK655=\"\",\"\",VLOOKUP($CO655,'Vmáx(material) - Tab.4.3'!$R$35:$X$41,5))","v":""},{"$f":"IF(CK655=\"\",\"\",VLOOKUP($CO655,'Vmáx(material) - Tab.4.3'!$R$35:$X$41,6))","v":""},{"$f":"IF(CK655=\"\",\"\",IF(CK655=\"\",\"\",VLOOKUP(CO655,'Vmáx(material) - Tab.4.3'!$R$35:$X$41,7)))","v":""},{"$f":"IF(CK655=\"\",\"\",IF(CL655=1,FCi(J655,CR655),FTr(J655,CQ655,CR655)))","v":""},"",{"$f":"IF(CK655=\"\",\"\",Hw(DO655,DP655,DQ655,DR655,DS655,DT655,Z,DU655,CV655,CR655))","v":""},"","","","","",{"$f":"IF(CK655=\"\",\"\",IF(CL655=1,PeriCi(CR655,DI655),PeriTr(CQ655,CU655,DI655)))","v":""},{"$f":"IF(CK655=\"\",\"\",IF(CL655=1,AreaCi(CR655,DI655),AreaTr(CQ655,CU655,DI655)))","v":""},{"$f":"IF(CK655=\"\",\"\",RhCi(DK655,EC655))","v":""},"",{"$f":"IF(CK655=\"\",\"\",hf(CS655,J655,CT655,DK655,EE655))","v":""},{"$f":"IF(CK655=\"\",\"\",LOOKUP(CW655,Tab.4.5!$J$6:$J$27,Tab.4.5!$L$6:$L$27))","v":""},{"$f":"IF(CK655=\"\",\"\",He(EH655,DM655))","v":""},{"$f":"IF(CK655=\"\",\"\",Hs(DM655))","v":""},{"$f":"IF(CK655=\"\",\"\",Hm(EB655,EG655,EI655,EJ655,CS655,CV655))","v":""},"","","","","","","K45+-45000 () ",{"$f":"IF(B655=\"Existe.\",IF(AE655=1,CONCATENATE(#REF!,AK655,\" m.\"),CONCATENATE(#REF!,AJ655,\" m x \",AK655,\" m.\")),IF(CL655=1,CONCATENATE(#REF!,CR655,\" m.\"),CONCATENATE(#REF!,CQ655,\" m x \",CR655,\" m.\")))","v":{"$error":"#REF!"}},"Concreto, L =  m, S = 0 %.","Cota clave eje= 0 msnm.",null,null,null,"","","","","",{"$f":"IF(EV655=\"\",\"\",VLOOKUP(EY655,'Estructura escalonada'!$D$3:$H$953,2))","v":""},"","","","","",""]
[null,null,null,null,null,null,null,null,null,null,null,0,null,0,null,null,null,null,null,null,{"$f":"IF(K658=\"No\",\"\",IF(O658=\"\",YcCi(P658,N658),YcTr(N658,O658,S658)))","v":{"$error":"#VALUE!"}},{"$f":"IF(K658=\"No\",\"\",IF(O658=\"\",Teta1(U658,P658),\"-\"))","v":{"$error":"#VALUE!"}},{"$error":"#VALUE!"},{"$error":"#VALUE!"},{"$f":"IF(K658=\"No\",\"\",IF(O658=\"\",Ynci(P658,N658,R658,T658),YnTr(1,R658,O658,S658,T658,N658)))","v":{"$error":"#VALUE!"}},{"$f":"IF(K658=\"No\",\"\",IF(O658=\"\",Teta1(Y658,P658),\"-\"))","v":{"$error":"#VALUE!"}},{"$f":"IF(K658=\"No\",\"\",IF(O658=\"\",AreaCi(P658,Y658),AreaTr(O658,S658,Y658)))","v":{"$error":"#VALUE!"}},{"$f":"IF(K658=\"No\",\"\",IF(O658=\"\",FrCi(AC658,9.806,Z658,P658),FrTr(AC658,9.806,O658,S658,Y658)))","v":{"$error":"#VALUE!"}},{"$error":"#VALUE!"},null,null,null,null,null,null,null,null,null,null,null,null,null,null,null,0,0,"","","",{"$f":"IF(AD658=\"\",\"\",IF(AE658=1,YcCi(AK658,J658),YcTr(J658,AJ658,AN658)))","v":""},{"$f":"IF(AD658=\"\",\"\",IF(AE658=1,Teta1(AX658,AK658),\"-\"))","v":""},{"$f":"IF(AD658=\"\",\"\",IF(AE658=1,AreaCi(AK658,AX658),AreaTr(AJ658,AN658,AX658)))","v":""},"",{"$f":"IF(AD658=\"\",\"\",IF(AE658=1,Ynci(AK658,J658,AM658,AO658),YnTr(1,AM658,AJ658,AN658,AO658,J658)))","v":""},{"$f":"IF(AD658=\"\",\"\",IF(AE658=1,Teta1(BB658,AK658),\"-\"))","v":""},{"$f":"IF(AD658=\"\",\"\",IF(AE658=1,AreaCi(AK658,BB658),AreaTr(AJ658,AN658,BB658)))","v":""},{"$f":"IF(AD658=\"\",\"\",IF(AE658=1,FrCi(BF658,9.806,BC658,AK658),FrTr(BF658,9.806,AJ658,AN658,BB658)))","v":""},"",{"$f":"IF(AD658=\"\",\"\",IF(AE658=1,LOOKUP(AI658,'Vmáx(material) - Tab.4.3'!$L$2:$L$11,'Vmáx(material) - Tab.4.3'!$M$2:$M$11),LOOKUP(AI658,'Vmáx(material) - Tab.4.3'!$L$15,'Vmáx(material) - Tab.4.3'!$M$15)))","v":""},{"$f":"IF(AD658=\"\",\"\",VLOOKUP($AH658,'Vmáx(material) - Tab.4.3'!$R$35:$X$41,2))","v":""},{"$f":"IF(AD658=\"\",\"\",VLOOKUP($AH658,'Vmáx(material) - Tab.4.3'!$R$35:$X$41,3))","v":""},{"$f":"IF(AD658=\"\",\"\",VLOOKUP($AH658,'Vmáx(material) - Tab.4.3'!$R$35:$X$41,4))","v":""},{"$f":"IF(AD658=\"\",\"\",VLOOKUP($AH658,'Vmáx(material) - Tab.4.3'!$R$35:$X$41,5))","v":""},{"$f":"IF(AD658=\"\",\"\",VLOOKUP($AH658,'Vmáx(material) - Tab.4.3'!$R$35:$X$41,6))","v":""},{"$f":"IF(AD658=\"\",\"\",IF(AD658=\"\",\"\",VLOOKUP($AH658,'Vmáx(material) - Tab.4.3'!$R$35:$X$41,7)))","v":""},{"$f":"IF(AD658=\"\",\"\",IF(AE658=1,FCi(J658,AK658),FTr(J658,AJ658,AK658)))","v":""},"",{"$f":"IF(AD658=\"\",\"\",Hw(BH658,BI658,BJ658,BK658,BL658,BM658,Z,BN658,AO658,AK658))","v":""},"","","","",{"$f":"IF(AD658=\"\",\"\",ho(BT658,AK658,AX658))","v":""},{"$f":"IF(AD658=\"\",\"\",IF(AE658=1,PeriCi(AK658,BB658),PeriTr(AJ658,AN658,BB658)))","v":""},{"$f":"IF(AD658=\"\",\"\",IF(AE658=1,AreaCi(AK658,BB658),AreaTr(AJ658,AN658,BB658)))","v":""},{"$f":"IF(AD658=\"\",\"\",RhCi(BW658,BV658))","v":""},"",{"$f":"IF(AD658=\"\",\"\",hf(AL658,J658,AM658,BW658,BX658))","v":""},{"$f":"IF(AD658=\"\",\"\",LOOKUP(AP658,Tab.4.5!$J$6:$J$27,Tab.4.5!$L$6:$L$27))","v":""},{"$f":"IF(AD658=\"\",\"\",He(CA658,BY658))","v":""},{"$f":"IF(AD658=\"\",\"\",Hs(BY658))","v":""},{"$f":"IF(AD658=\"\",\"\",Hm(BU658,BZ658,CB658,CC658,AL658,AO658))","v":""},"","","","","","",null,null,null,null,null,null,null,null,null,null,null,null,null,null,null,0,0,0,0,0,{"$f":"IF(CK658=\"\",\"\",IF(CL658=1,YcCi(CR658,J658),YcTr(J658,CQ658,CU658)))","v":""},{"$f":"IF(CK658=\"\",\"\",IF(CL658=1,Teta1(DE658,CR658),\"-\"))","v":""},"","",{"$f":"IF(CK658=\"\",\"\",IF(CL658=1,Ynci(CR658,J658,CT658,CV658),YnTr(1,CT658,CQ658,CU658,CV658,J658)))","v":""},{"$f":"IF(CK658=\"\",\"\",IF(CL658=1,Teta1(DI658,CR658),\"-\"))","v":""},{"$f":"IF(CK658=\"\",\"\",IF(CL658=1,AreaCi(CR658,J658),AreaTr(CQ658,CU658,DI658)))","v":""},{"$f":"IF(CK658=\"\",\"\",IF(CL658=1,FrCi(DM658,9.806,DJ658,CR658),FrTr(DM658,9.806,CQ658,CU658,DI658)))","v":""},"",{"$f":"IF(CK658=\"\",\"\",IF(CL658=1,LOOKUP(CP658,'Vmáx(material) - Tab.4.3'!$L$2:$L$11,'Vmáx(material) - Tab.4.3'!$M$2:$M$11),LOOKUP(CP658,'Vmáx(material) - Tab.4.3'!$L$15,'Vmáx(material) - Tab.4.3'!$M$15)))","v":""},{"$f":"IF(CK658=\"\",\"\",VLOOKUP($CO658,'Vmáx(material) - Tab.4.3'!$R$35:$X$41,2))","v":""},{"$f":"IF(CK658=\"\",\"\",VLOOKUP($CO658,'Vmáx(material) - Tab.4.3'!$R$35:$X$41,3))","v":""},{"$f":"IF(CK658=\"\",\"\",VLOOKUP($CO658,'Vmáx(material) - Tab.4.3'!$R$35:$X$41,4))","v":""},{"$f":"IF(CK658=\"\",\"\",VLOOKUP($CO658,'Vmáx(material) - Tab.4.3'!$R$35:$X$41,5))","v":""},{"$f":"IF(CK658=\"\",\"\",VLOOKUP($CO658,'Vmáx(material) - Tab.4.3'!$R$35:$X$41,6))","v":""},{"$f":"IF(CK658=\"\",\"\",IF(CK658=\"\",\"\",VLOOKUP(CO658,'Vmáx(material) - Tab.4.3'!$R$35:$X$41,7)))","v":""},{"$f":"IF(CK658=\"\",\"\",IF(CL658=1,FCi(J658,CR658),FTr(J658,CQ658,CR658)))","v":""},"",{"$f":"IF(CK658=\"\",\"\",Hw(DO658,DP658,DQ658,DR658,DS658,DT658,Z,DU658,CV658,CR658))","v":""},"","","","","",{"$f":"IF(CK658=\"\",\"\",IF(CL658=1,PeriCi(CR658,DI658),PeriTr(CQ658,CU658,DI658)))","v":""},{"$f":"IF(CK658=\"\",\"\",IF(CL658=1,AreaCi(CR658,DI658),AreaTr(CQ658,CU658,DI658)))","v":""},{"$f":"IF(CK658=\"\",\"\",RhCi(DK658,EC658))","v":""},"",{"$f":"IF(CK658=\"\",\"\",hf(CS658,J658,CT658,DK658,EE658))","v":""},{"$f":"IF(CK658=\"\",\"\",LOOKUP(CW658,Tab.4.5!$J$6:$J$27,Tab.4.5!$L$6:$L$27))","v":""},{"$f":"IF(CK658=\"\",\"\",He(EH658,DM658))","v":""},{"$f":"IF(CK658=\"\",\"\",Hs(DM658))","v":""},{"$f":"IF(CK658=\"\",\"\",Hm(EB658,EG658,EI658,EJ658,CS658,CV658))","v":""},"","","","","","","K45+-45000 () ",{"$f":"IF(B658=\"Existe.\",IF(AE658=1,CONCATENATE(#REF!,AK658,\" m.\"),CONCATENATE(#REF!,AJ658,\" m x \",AK658,\" m.\")),IF(CL658=1,CONCATENATE(#REF!,CR658,\" m.\"),CONCATENATE(#REF!,CQ658,\" m x \",CR658,\" m.\")))","v":{"$error":"#REF!"}},"Concreto, L =  m, S = 0 %.","Cota clave eje= 0 msnm.",null,null,null,"","","","","",{"$f":"IF(EV658=\"\",\"\",VLOOKUP(EY658,'Estructura escalonada'!$D$3:$H$953,2))","v":""},"","","","","",""]
[null,null,null,null,null,null,null,null,null,null,null,0,null,0,null,null,null,null,null,null,{"$f":"IF(K659=\"No\",\"\",IF(O659=\"\",YcCi(P659,N659),YcTr(N659,O659,S659)))","v":{"$error":"#VALUE!"}},{"$f":"IF(K659=\"No\",\"\",IF(O659=\"\",Teta1(U659,P659),\"-\"))","v":{"$error":"#VALUE!"}},{"$error":"#VALUE!"},{"$error":"#VALUE!"},{"$f":"IF(K659=\"No\",\"\",IF(O659=\"\",Ynci(P659,N659,R659,T659),YnTr(1,R659,O659,S659,T659,N659)))","v":{"$error":"#VALUE!"}},{"$f":"IF(K659=\"No\",\"\",IF(O659=\"\",Teta1(Y659,P659),\"-\"))","v":{"$error":"#VALUE!"}},{"$f":"IF(K659=\"No\",\"\",IF(O659=\"\",AreaCi(P659,Y659),AreaTr(O659,S659,Y659)))","v":{"$error":"#VALUE!"}},{"$f":"IF(K659=\"No\",\"\",IF(O659=\"\",FrCi(AC659,9.806,Z659,P659),FrTr(AC659,9.806,O659,S659,Y659)))","v":{"$error":"#VALUE!"}},{"$error":"#VALUE!"},null,null,null,null,null,null,null,null,null,null,null,null,null,null,null,0,0,"","","",{"$f":"IF(AD659=\"\",\"\",IF(AE659=1,YcCi(AK659,J659),YcTr(J659,AJ659,AN659)))","v":""},{"$f":"IF(AD659=\"\",\"\",IF(AE659=1,Teta1(AX659,AK659),\"-\"))","v":""},{"$f":"IF(AD659=\"\",\"\",IF(AE659=1,AreaCi(AK659,AX659),AreaTr(AJ659,AN659,AX659)))","v":""},"",{"$f":"IF(AD659=\"\",\"\",IF(AE659=1,Ynci(AK659,J659,AM659,AO659),YnTr(1,AM659,AJ659,AN659,AO659,J659)))","v":""},{"$f":"IF(AD659=\"\",\"\",IF(AE659=1,Teta1(BB659,AK659),\"-\"))","v":""},{"$f":"IF(AD659=\"\",\"\",IF(AE659=1,AreaCi(AK659,BB659),AreaTr(AJ659,AN659,BB659)))","v":""},{"$f":"IF(AD659=\"\",\"\",IF(AE659=1,FrCi(BF659,9.806,BC659,AK659),FrTr(BF659,9.806,AJ659,AN659,BB659)))","v":""},"",{"$f":"IF(AD659=\"\",\"\",IF(AE659=1,LOOKUP(AI659,'Vmáx(material) - Tab.4.3'!$L$2:$L$11,'Vmáx(material) - Tab.4.3'!$M$2:$M$11),LOOKUP(AI659,'Vmáx(material) - Tab.4.3'!$L$15,'Vmáx(material) - Tab.4.3'!$M$15)))","v":""},{"$f":"IF(AD659=\"\",\"\",VLOOKUP($AH659,'Vmáx(material) - Tab.4.3'!$R$35:$X$41,2))","v":""},{"$f":"IF(AD659=\"\",\"\",VLOOKUP($AH659,'Vmáx(material) - Tab.4.3'!$R$35:$X$41,3))","v":""},{"$f":"IF(AD659=\"\",\"\",VLOOKUP($AH659,'Vmáx(material) - Tab.4.3'!$R$35:$X$41,4))","v":""},{"$f":"IF(AD659=\"\",\"\",VLOOKUP($AH659,'Vmáx(material) - Tab.4.3'!$R$35:$X$41,5))","v":""},{"$f":"IF(AD659=\"\",\"\",VLOOKUP($AH659,'Vmáx(material) - Tab.4.3'!$R$35:$X$41,6))","v":""},{"$f":"IF(AD659=\"\",\"\",IF(AD659=\"\",\"\",VLOOKUP($AH659,'Vmáx(material) - Tab.4.3'!$R$35:$X$41,7)))","v":""},{"$f":"IF(AD659=\"\",\"\",IF(AE659=1,FCi(J659,AK659),FTr(J659,AJ659,AK659)))","v":""},"",{"$f":"IF(AD659=\"\",\"\",Hw(BH659,BI659,BJ659,BK659,BL659,BM659,Z,BN659,AO659,AK659))","v":""},"","","","",{"$f":"IF(AD659=\"\",\"\",ho(BT659,AK659,AX659))","v":""},{"$f":"IF(AD659=\"\",\"\",IF(AE659=1,PeriCi(AK659,BB659),PeriTr(AJ659,AN659,BB659)))","v":""},{"$f":"IF(AD659=\"\",\"\",IF(AE659=1,AreaCi(AK659,BB659),AreaTr(AJ659,AN659,BB659)))","v":""},{"$f":"IF(AD659=\"\",\"\",RhCi(BW659,BV659))","v":""},"",{"$f":"IF(AD659=\"\",\"\",hf(AL659,J659,AM659,BW659,BX659))","v":""},{"$f":"IF(AD659=\"\",\"\",LOOKUP(AP659,Tab.4.5!$J$6:$J$27,Tab.4.5!$L$6:$L$27))","v":""},{"$f":"IF(AD659=\"\",\"\",He(CA659,BY659))","v":""},{"$f":"IF(AD659=\"\",\"\",Hs(BY659))","v":""},{"$f":"IF(AD659=\"\",\"\",Hm(BU659,BZ659,CB659,CC659,AL659,AO659))","v":""},"","","","","","",null,null,null,null,null,null,null,null,null,null,null,null,null,null,null,0,0,0,0,0,{"$f":"IF(CK659=\"\",\"\",IF(CL659=1,YcCi(CR659,J659),YcTr(J659,CQ659,CU659)))","v":""},{"$f":"IF(CK659=\"\",\"\",IF(CL659=1,Teta1(DE659,CR659),\"-\"))","v":""},"","",{"$f":"IF(CK659=\"\",\"\",IF(CL659=1,Ynci(CR659,J659,CT659,CV659),YnTr(1,CT659,CQ659,CU659,CV659,J659)))","v":""},{"$f":"IF(CK659=\"\",\"\",IF(CL659=1,Teta1(DI659,CR659),\"-\"))","v":""},{"$f":"IF(CK659=\"\",\"\",IF(CL659=1,AreaCi(CR659,J659),AreaTr(CQ659,CU659,DI659)))","v":""},{"$f":"IF(CK659=\"\",\"\",IF(CL659=1,FrCi(DM659,9.806,DJ659,CR659),FrTr(DM659,9.806,CQ659,CU659,DI659)))","v":""},"",{"$f":"IF(CK659=\"\",\"\",IF(CL659=1,LOOKUP(CP659,'Vmáx(material) - Tab.4.3'!$L$2:$L$11,'Vmáx(material) - Tab.4.3'!$M$2:$M$11),LOOKUP(CP659,'Vmáx(material) - Tab.4.3'!$L$15,'Vmáx(material) - Tab.4.3'!$M$15)))","v":""},{"$f":"IF(CK659=\"\",\"\",VLOOKUP($CO659,'Vmáx(material) - Tab.4.3'!$R$35:$X$41,2))","v":""},{"$f":"IF(CK659=\"\",\"\",VLOOKUP($CO659,'Vmáx(material) - Tab.4.3'!$R$35:$X$41,3))","v":""},{"$f":"IF(CK659=\"\",\"\",VLOOKUP($CO659,'Vmáx(material) - Tab.4.3'!$R$35:$X$41,4))","v":""},{"$f":"IF(CK659=\"\",\"\",VLOOKUP($CO659,'Vmáx(material) - Tab.4.3'!$R$35:$X$41,5))","v":""},{"$f":"IF(CK659=\"\",\"\",VLOOKUP($CO659,'Vmáx(material) - Tab.4.3'!$R$35:$X$41,6))","v":""},{"$f":"IF(CK659=\"\",\"\",IF(CK659=\"\",\"\",VLOOKUP(CO659,'Vmáx(material) - Tab.4.3'!$R$35:$X$41,7)))","v":""},{"$f":"IF(CK659=\"\",\"\",IF(CL659=1,FCi(J659,CR659),FTr(J659,CQ659,CR659)))","v":""},"",{"$f":"IF(CK659=\"\",\"\",Hw(DO659,DP659,DQ659,DR659,DS659,DT659,Z,DU659,CV659,CR659))","v":""},"","","","","",{"$f":"IF(CK659=\"\",\"\",IF(CL659=1,PeriCi(CR659,DI659),PeriTr(CQ659,CU659,DI659)))","v":""},{"$f":"IF(CK659=\"\",\"\",IF(CL659=1,AreaCi(CR659,DI659),AreaTr(CQ659,CU659,DI659)))","v":""},{"$f":"IF(CK659=\"\",\"\",RhCi(DK659,EC659))","v":""},"",{"$f":"IF(CK659=\"\",\"\",hf(CS659,J659,CT659,DK659,EE659))","v":""},{"$f":"IF(CK659=\"\",\"\",LOOKUP(CW659,Tab.4.5!$J$6:$J$27,Tab.4.5!$L$6:$L$27))","v":""},{"$f":"IF(CK659=\"\",\"\",He(EH659,DM659))","v":""},{"$f":"IF(CK659=\"\",\"\",Hs(DM659))","v":""},{"$f":"IF(CK659=\"\",\"\",Hm(EB659,EG659,EI659,EJ659,CS659,CV659))","v":""},"","","","","","","K45+-45000 () ",{"$f":"IF(B659=\"Existe.\",IF(AE659=1,CONCATENATE(#REF!,AK659,\" m.\"),CONCATENATE(#REF!,AJ659,\" m x \",AK659,\" m.\")),IF(CL659=1,CONCATENATE(#REF!,CR659,\" m.\"),CONCATENATE(#REF!,CQ659,\" m x \",CR659,\" m.\")))","v":{"$error":"#REF!"}},"Concreto, L =  m, S = 0 %.","Cota clave eje= 0 msnm.",null,null,null,"","","","","",{"$f":"IF(EV659=\"\",\"\",VLOOKUP(EY659,'Estructura escalonada'!$D$3:$H$953,2))","v":""},"","","","","",""]
[null,null,null,null,null,null,null,null,null,null,null,0,null,0,null,null,null,null,null,null,{"$f":"IF(K661=\"No\",\"\",IF(O661=\"\",YcCi(P661,N661),YcTr(N661,O661,S661)))","v":{"$error":"#VALUE!"}},{"$f":"IF(K661=\"No\",\"\",IF(O661=\"\",Teta1(U661,P661),\"-\"))","v":{"$error":"#VALUE!"}},{"$error":"#VALUE!"},{"$error":"#VALUE!"},{"$f":"IF(K661=\"No\",\"\",IF(O661=\"\",Ynci(P661,N661,R661,T661),YnTr(1,R661,O661,S661,T661,N661)))","v":{"$error":"#VALUE!"}},{"$f":"IF(K661=\"No\",\"\",IF(O661=\"\",Teta1(Y661,P661),\"-\"))","v":{"$error":"#VALUE!"}},{"$f":"IF(K661=\"No\",\"\",IF(O661=\"\",AreaCi(P661,Y661),AreaTr(O661,S661,Y661)))","v":{"$error":"#VALUE!"}},{"$f":"IF(K661=\"No\",\"\",IF(O661=\"\",FrCi(AC661,9.806,Z661,P661),FrTr(AC661,9.806,O661,S661,Y661)))","v":{"$error":"#VALUE!"}},{"$error":"#VALUE!"},null,null,null,null,null,null,null,null,null,null,null,null,null,null,null,0,0,"","","",{"$f":"IF(AD661=\"\",\"\",IF(AE661=1,YcCi(AK661,J661),YcTr(J661,AJ661,AN661)))","v":""},{"$f":"IF(AD661=\"\",\"\",IF(AE661=1,Teta1(AX661,AK661),\"-\"))","v":""},{"$f":"IF(AD661=\"\",\"\",IF(AE661=1,AreaCi(AK661,AX661),AreaTr(AJ661,AN661,AX661)))","v":""},"",{"$f":"IF(AD661=\"\",\"\",IF(AE661=1,Ynci(AK661,J661,AM661,AO661),YnTr(1,AM661,AJ661,AN661,AO661,J661)))","v":""},{"$f":"IF(AD661=\"\",\"\",IF(AE661=1,Teta1(BB661,AK661),\"-\"))","v":""},{"$f":"IF(AD661=\"\",\"\",IF(AE661=1,AreaCi(AK661,BB661),AreaTr(AJ661,AN661,BB661)))","v":""},{"$f":"IF(AD661=\"\",\"\",IF(AE661=1,FrCi(BF661,9.806,BC661,AK661),FrTr(BF661,9.806,AJ661,AN661,BB661)))","v":""},"",{"$f":"IF(AD661=\"\",\"\",IF(AE661=1,LOOKUP(AI661,'Vmáx(material) - Tab.4.3'!$L$2:$L$11,'Vmáx(material) - Tab.4.3'!$M$2:$M$11),LOOKUP(AI661,'Vmáx(material) - Tab.4.3'!$L$15,'Vmáx(material) - Tab.4.3'!$M$15)))","v":""},{"$f":"IF(AD661=\"\",\"\",VLOOKUP($AH661,'Vmáx(material) - Tab.4.3'!$R$35:$X$41,2))","v":""},{"$f":"IF(AD661=\"\",\"\",VLOOKUP($AH661,'Vmáx(material) - Tab.4.3'!$R$35:$X$41,3))","v":""},{"$f":"IF(AD661=\"\",\"\",VLOOKUP($AH661,'Vmáx(material) - Tab.4.3'!$R$35:$X$41,4))","v":""},{"$f":"IF(AD661=\"\",\"\",VLOOKUP($AH661,'Vmáx(material) - Tab.4.3'!$R$35:$X$41,5))","v":""},{"$f":"IF(AD661=\"\",\"\",VLOOKUP($AH661,'Vmáx(material) - Tab.4.3'!$R$35:$X$41,6))","v":""},{"$f":"IF(AD661=\"\",\"\",IF(AD661=\"\",\"\",VLOOKUP($AH661,'Vmáx(material) - Tab.4.3'!$R$35:$X$41,7)))","v":""},{"$f":"IF(AD661=\"\",\"\",IF(AE661=1,FCi(J661,AK661),FTr(J661,AJ661,AK661)))","v":""},"",{"$f":"IF(AD661=\"\",\"\",Hw(BH661,BI661,BJ661,BK661,BL661,BM661,Z,BN661,AO661,AK661))","v":""},"","","","",{"$f":"IF(AD661=\"\",\"\",ho(BT661,AK661,AX661))","v":""},{"$f":"IF(AD661=\"\",\"\",IF(AE661=1,PeriCi(AK661,BB661),PeriTr(AJ661,AN661,BB661)))","v":""},{"$f":"IF(AD661=\"\",\"\",IF(AE661=1,AreaCi(AK661,BB661),AreaTr(AJ661,AN661,BB661)))","v":""},{"$f":"IF(AD661=\"\",\"\",RhCi(BW661,BV661))","v":""},"",{"$f":"IF(AD661=\"\",\"\",hf(AL661,J661,AM661,BW661,BX661))","v":""},{"$f":"IF(AD661=\"\",\"\",LOOKUP(AP661,Tab.4.5!$J$6:$J$27,Tab.4.5!$L$6:$L$27))","v":""},{"$f":"IF(AD661=\"\",\"\",He(CA661,BY661))","v":""},{"$f":"IF(AD661=\"\",\"\",Hs(BY661))","v":""},{"$f":"IF(AD661=\"\",\"\",Hm(BU661,BZ661,CB661,CC661,AL661,AO661))","v":""},"","","","","","",null,null,null,null,null,null,null,null,null,null,null,null,null,null,null,0,0,0,0,0,{"$f":"IF(CK661=\"\",\"\",IF(CL661=1,YcCi(CR661,J661),YcTr(J661,CQ661,CU661)))","v":""},{"$f":"IF(CK661=\"\",\"\",IF(CL661=1,Teta1(DE661,CR661),\"-\"))","v":""},"","",{"$f":"IF(CK661=\"\",\"\",IF(CL661=1,Ynci(CR661,J661,CT661,CV661),YnTr(1,CT661,CQ661,CU661,CV661,J661)))","v":""},{"$f":"IF(CK661=\"\",\"\",IF(CL661=1,Teta1(DI661,CR661),\"-\"))","v":""},{"$f":"IF(CK661=\"\",\"\",IF(CL661=1,AreaCi(CR661,J661),AreaTr(CQ661,CU661,DI661)))","v":""},{"$f":"IF(CK661=\"\",\"\",IF(CL661=1,FrCi(DM661,9.806,DJ661,CR661),FrTr(DM661,9.806,CQ661,CU661,DI661)))","v":""},"",{"$f":"IF(CK661=\"\",\"\",IF(CL661=1,LOOKUP(CP661,'Vmáx(material) - Tab.4.3'!$L$2:$L$11,'Vmáx(material) - Tab.4.3'!$M$2:$M$11),LOOKUP(CP661,'Vmáx(material) - Tab.4.3'!$L$15,'Vmáx(material) - Tab.4.3'!$M$15)))","v":""},{"$f":"IF(CK661=\"\",\"\",VLOOKUP($CO661,'Vmáx(material) - Tab.4.3'!$R$35:$X$41,2))","v":""},{"$f":"IF(CK661=\"\",\"\",VLOOKUP($CO661,'Vmáx(material) - Tab.4.3'!$R$35:$X$41,3))","v":""},{"$f":"IF(CK661=\"\",\"\",VLOOKUP($CO661,'Vmáx(material) - Tab.4.3'!$R$35:$X$41,4))","v":""},{"$f":"IF(CK661=\"\",\"\",VLOOKUP($CO661,'Vmáx(material) - Tab.4.3'!$R$35:$X$41,5))","v":""},{"$f":"IF(CK661=\"\",\"\",VLOOKUP($CO661,'Vmáx(material) - Tab.4.3'!$R$35:$X$41,6))","v":""},{"$f":"IF(CK661=\"\",\"\",IF(CK661=\"\",\"\",VLOOKUP(CO661,'Vmáx(material) - Tab.4.3'!$R$35:$X$41,7)))","v":""},{"$f":"IF(CK661=\"\",\"\",IF(CL661=1,FCi(J661,CR661),FTr(J661,CQ661,CR661)))","v":""},"",{"$f":"IF(CK661=\"\",\"\",Hw(DO661,DP661,DQ661,DR661,DS661,DT661,Z,DU661,CV661,CR661))","v":""},"","","","","",{"$f":"IF(CK661=\"\",\"\",IF(CL661=1,PeriCi(CR661,DI661),PeriTr(CQ661,CU661,DI661)))","v":""},{"$f":"IF(CK661=\"\",\"\",IF(CL661=1,AreaCi(CR661,DI661),AreaTr(CQ661,CU661,DI661)))","v":""},{"$f":"IF(CK661=\"\",\"\",RhCi(DK661,EC661))","v":""},"",{"$f":"IF(CK661=\"\",\"\",hf(CS661,J661,CT661,DK661,EE661))","v":""},{"$f":"IF(CK661=\"\",\"\",LOOKUP(CW661,Tab.4.5!$J$6:$J$27,Tab.4.5!$L$6:$L$27))","v":""},{"$f":"IF(CK661=\"\",\"\",He(EH661,DM661))","v":""},{"$f":"IF(CK661=\"\",\"\",Hs(DM661))","v":""},{"$f":"IF(CK661=\"\",\"\",Hm(EB661,EG661,EI661,EJ661,CS661,CV661))","v":""},"","","","","","","K45+-45000 () ",{"$f":"IF(B661=\"Existe.\",IF(AE661=1,CONCATENATE(#REF!,AK661,\" m.\"),CONCATENATE(#REF!,AJ661,\" m x \",AK661,\" m.\")),IF(CL661=1,CONCATENATE(#REF!,CR661,\" m.\"),CONCATENATE(#REF!,CQ661,\" m x \",CR661,\" m.\")))","v":{"$error":"#REF!"}},"Concreto, L =  m, S = 0 %.","Cota clave eje= 0 msnm.",null,null,null,"","","","","",{"$f":"IF(EV661=\"\",\"\",VLOOKUP(EY661,'Estructura escalonada'!$D$3:$H$953,2))","v":""},"","","","","",""]
[null,null,null,null,null,null,null,null,null,null,null,0,null,0,null,null,null,null,null,null,{"$f":"IF(K664=\"No\",\"\",IF(O664=\"\",YcCi(P664,N664),YcTr(N664,O664,S664)))","v":{"$error":"#VALUE!"}},{"$f":"IF(K664=\"No\",\"\",IF(O664=\"\",Teta1(U664,P664),\"-\"))","v":{"$error":"#VALUE!"}},{"$error":"#VALUE!"},{"$error":"#VALUE!"},{"$f":"IF(K664=\"No\",\"\",IF(O664=\"\",Ynci(P664,N664,R664,T664),YnTr(1,R664,O664,S664,T664,N664)))","v":{"$error":"#VALUE!"}},{"$f":"IF(K664=\"No\",\"\",IF(O664=\"\",Teta1(Y664,P664),\"-\"))","v":{"$error":"#VALUE!"}},{"$f":"IF(K664=\"No\",\"\",IF(O664=\"\",AreaCi(P664,Y664),AreaTr(O664,S664,Y664)))","v":{"$error":"#VALUE!"}},{"$f":"IF(K664=\"No\",\"\",IF(O664=\"\",FrCi(AC664,9.806,Z664,P664),FrTr(AC664,9.806,O664,S664,Y664)))","v":{"$error":"#VALUE!"}},{"$error":"#VALUE!"},null,null,null,null,null,null,null,null,null,null,null,null,null,null,null,0,0,"","","",{"$f":"IF(AD664=\"\",\"\",IF(AE664=1,YcCi(AK664,J664),YcTr(J664,AJ664,AN664)))","v":""},{"$f":"IF(AD664=\"\",\"\",IF(AE664=1,Teta1(AX664,AK664),\"-\"))","v":""},{"$f":"IF(AD664=\"\",\"\",IF(AE664=1,AreaCi(AK664,AX664),AreaTr(AJ664,AN664,AX664)))","v":""},"",{"$f":"IF(AD664=\"\",\"\",IF(AE664=1,Ynci(AK664,J664,AM664,AO664),YnTr(1,AM664,AJ664,AN664,AO664,J664)))","v":""},{"$f":"IF(AD664=\"\",\"\",IF(AE664=1,Teta1(BB664,AK664),\"-\"))","v":""},{"$f":"IF(AD664=\"\",\"\",IF(AE664=1,AreaCi(AK664,BB664),AreaTr(AJ664,AN664,BB664)))","v":""},{"$f":"IF(AD664=\"\",\"\",IF(AE664=1,FrCi(BF664,9.806,BC664,AK664),FrTr(BF664,9.806,AJ664,AN664,BB664)))","v":""},"",{"$f":"IF(AD664=\"\",\"\",IF(AE664=1,LOOKUP(AI664,'Vmáx(material) - Tab.4.3'!$L$2:$L$11,'Vmáx(material) - Tab.4.3'!$M$2:$M$11),LOOKUP(AI664,'Vmáx(material) - Tab.4.3'!$L$15,'Vmáx(material) - Tab.4.3'!$M$15)))","v":""},{"$f":"IF(AD664=\"\",\"\",VLOOKUP($AH664,'Vmáx(material) - Tab.4.3'!$R$35:$X$41,2))","v":""},{"$f":"IF(AD664=\"\",\"\",VLOOKUP($AH664,'Vmáx(material) - Tab.4.3'!$R$35:$X$41,3))","v":""},{"$f":"IF(AD664=\"\",\"\",VLOOKUP($AH664,'Vmáx(material) - Tab.4.3'!$R$35:$X$41,4))","v":""},{"$f":"IF(AD664=\"\",\"\",VLOOKUP($AH664,'Vmáx(material) - Tab.4.3'!$R$35:$X$41,5))","v":""},{"$f":"IF(AD664=\"\",\"\",VLOOKUP($AH664,'Vmáx(material) - Tab.4.3'!$R$35:$X$41,6))","v":""},{"$f":"IF(AD664=\"\",\"\",IF(AD664=\"\",\"\",VLOOKUP($AH664,'Vmáx(material) - Tab.4.3'!$R$35:$X$41,7)))","v":""},{"$f":"IF(AD664=\"\",\"\",IF(AE664=1,FCi(J664,AK664),FTr(J664,AJ664,AK664)))","v":""},"",{"$f":"IF(AD664=\"\",\"\",Hw(BH664,BI664,BJ664,BK664,BL664,BM664,Z,BN664,AO664,AK664))","v":""},"","","","",{"$f":"IF(AD664=\"\",\"\",ho(BT664,AK664,AX664))","v":""},{"$f":"IF(AD664=\"\",\"\",IF(AE664=1,PeriCi(AK664,BB664),PeriTr(AJ664,AN664,BB664)))","v":""},{"$f":"IF(AD664=\"\",\"\",IF(AE664=1,AreaCi(AK664,BB664),AreaTr(AJ664,AN664,BB664)))","v":""},{"$f":"IF(AD664=\"\",\"\",RhCi(BW664,BV664))","v":""},"",{"$f":"IF(AD664=\"\",\"\",hf(AL664,J664,AM664,BW664,BX664))","v":""},{"$f":"IF(AD664=\"\",\"\",LOOKUP(AP664,Tab.4.5!$J$6:$J$27,Tab.4.5!$L$6:$L$27))","v":""},{"$f":"IF(AD664=\"\",\"\",He(CA664,BY664))","v":""},{"$f":"IF(AD664=\"\",\"\",Hs(BY664))","v":""},{"$f":"IF(AD664=\"\",\"\",Hm(BU664,BZ664,CB664,CC664,AL664,AO664))","v":""},"","","","","","",null,null,null,null,null,null,null,null,null,null,null,null,null,null,null,0,0,0,0,0,{"$f":"IF(CK664=\"\",\"\",IF(CL664=1,YcCi(CR664,J664),YcTr(J664,CQ664,CU664)))","v":""},{"$f":"IF(CK664=\"\",\"\",IF(CL664=1,Teta1(DE664,CR664),\"-\"))","v":""},"","",{"$f":"IF(CK664=\"\",\"\",IF(CL664=1,Ynci(CR664,J664,CT664,CV664),YnTr(1,CT664,CQ664,CU664,CV664,J664)))","v":""},{"$f":"IF(CK664=\"\",\"\",IF(CL664=1,Teta1(DI664,CR664),\"-\"))","v":""},{"$f":"IF(CK664=\"\",\"\",IF(CL664=1,AreaCi(CR664,J664),AreaTr(CQ664,CU664,DI664)))","v":""},{"$f":"IF(CK664=\"\",\"\",IF(CL664=1,FrCi(DM664,9.806,DJ664,CR664),FrTr(DM664,9.806,CQ664,CU664,DI664)))","v":""},"",{"$f":"IF(CK664=\"\",\"\",IF(CL664=1,LOOKUP(CP664,'Vmáx(material) - Tab.4.3'!$L$2:$L$11,'Vmáx(material) - Tab.4.3'!$M$2:$M$11),LOOKUP(CP664,'Vmáx(material) - Tab.4.3'!$L$15,'Vmáx(material) - Tab.4.3'!$M$15)))","v":""},{"$f":"IF(CK664=\"\",\"\",VLOOKUP($CO664,'Vmáx(material) - Tab.4.3'!$R$35:$X$41,2))","v":""},{"$f":"IF(CK664=\"\",\"\",VLOOKUP($CO664,'Vmáx(material) - Tab.4.3'!$R$35:$X$41,3))","v":""},{"$f":"IF(CK664=\"\",\"\",VLOOKUP($CO664,'Vmáx(material) - Tab.4.3'!$R$35:$X$41,4))","v":""},{"$f":"IF(CK664=\"\",\"\",VLOOKUP($CO664,'Vmáx(material) - Tab.4.3'!$R$35:$X$41,5))","v":""},{"$f":"IF(CK664=\"\",\"\",VLOOKUP($CO664,'Vmáx(material) - Tab.4.3'!$R$35:$X$41,6))","v":""},{"$f":"IF(CK664=\"\",\"\",IF(CK664=\"\",\"\",VLOOKUP(CO664,'Vmáx(material) - Tab.4.3'!$R$35:$X$41,7)))","v":""},{"$f":"IF(CK664=\"\",\"\",IF(CL664=1,FCi(J664,CR664),FTr(J664,CQ664,CR664)))","v":""},"",{"$f":"IF(CK664=\"\",\"\",Hw(DO664,DP664,DQ664,DR664,DS664,DT664,Z,DU664,CV664,CR664))","v":""},"","","","","",{"$f":"IF(CK664=\"\",\"\",IF(CL664=1,PeriCi(CR664,DI664),PeriTr(CQ664,CU664,DI664)))","v":""},{"$f":"IF(CK664=\"\",\"\",IF(CL664=1,AreaCi(CR664,DI664),AreaTr(CQ664,CU664,DI664)))","v":""},{"$f":"IF(CK664=\"\",\"\",RhCi(DK664,EC664))","v":""},"",{"$f":"IF(CK664=\"\",\"\",hf(CS664,J664,CT664,DK664,EE664))","v":""},{"$f":"IF(CK664=\"\",\"\",LOOKUP(CW664,Tab.4.5!$J$6:$J$27,Tab.4.5!$L$6:$L$27))","v":""},{"$f":"IF(CK664=\"\",\"\",He(EH664,DM664))","v":""},{"$f":"IF(CK664=\"\",\"\",Hs(DM664))","v":""},{"$f":"IF(CK664=\"\",\"\",Hm(EB664,EG664,EI664,EJ664,CS664,CV664))","v":""},"","","","","","","K45+-45000 () ",{"$f":"IF(B664=\"Existe.\",IF(AE664=1,CONCATENATE(#REF!,AK664,\" m.\"),CONCATENATE(#REF!,AJ664,\" m x \",AK664,\" m.\")),IF(CL664=1,CONCATENATE(#REF!,CR664,\" m.\"),CONCATENATE(#REF!,CQ664,\" m x \",CR664,\" m.\")))","v":{"$error":"#REF!"}},"Concreto, L =  m, S = 0 %.","Cota clave eje= 0 msnm.",null,null,null,"","","","","",{"$f":"IF(EV664=\"\",\"\",VLOOKUP(EY664,'Estructura escalonada'!$D$3:$H$953,2))","v":""},"","","","","",""]
[null,null,null,null,null,null,null,null,null,null,null,0,null,0,null,null,null,null,null,null,{"$f":"IF(K668=\"No\",\"\",IF(O668=\"\",YcCi(P668,N668),YcTr(N668,O668,S668)))","v":{"$error":"#VALUE!"}},{"$f":"IF(K668=\"No\",\"\",IF(O668=\"\",Teta1(U668,P668),\"-\"))","v":{"$error":"#VALUE!"}},{"$error":"#VALUE!"},{"$error":"#VALUE!"},{"$f":"IF(K668=\"No\",\"\",IF(O668=\"\",Ynci(P668,N668,R668,T668),YnTr(1,R668,O668,S668,T668,N668)))","v":{"$error":"#VALUE!"}},{"$f":"IF(K668=\"No\",\"\",IF(O668=\"\",Teta1(Y668,P668),\"-\"))","v":{"$error":"#VALUE!"}},{"$f":"IF(K668=\"No\",\"\",IF(O668=\"\",AreaCi(P668,Y668),AreaTr(O668,S668,Y668)))","v":{"$error":"#VALUE!"}},{"$f":"IF(K668=\"No\",\"\",IF(O668=\"\",FrCi(AC668,9.806,Z668,P668),FrTr(AC668,9.806,O668,S668,Y668)))","v":{"$error":"#VALUE!"}},{"$error":"#VALUE!"},null,null,null,null,null,null,null,null,null,null,null,null,null,null,null,0,0,"","","",{"$f":"IF(AD668=\"\",\"\",IF(AE668=1,YcCi(AK668,J668),YcTr(J668,AJ668,AN668)))","v":""},{"$f":"IF(AD668=\"\",\"\",IF(AE668=1,Teta1(AX668,AK668),\"-\"))","v":""},{"$f":"IF(AD668=\"\",\"\",IF(AE668=1,AreaCi(AK668,AX668),AreaTr(AJ668,AN668,AX668)))","v":""},"",{"$f":"IF(AD668=\"\",\"\",IF(AE668=1,Ynci(AK668,J668,AM668,AO668),YnTr(1,AM668,AJ668,AN668,AO668,J668)))","v":""},{"$f":"IF(AD668=\"\",\"\",IF(AE668=1,Teta1(BB668,AK668),\"-\"))","v":""},{"$f":"IF(AD668=\"\",\"\",IF(AE668=1,AreaCi(AK668,BB668),AreaTr(AJ668,AN668,BB668)))","v":""},{"$f":"IF(AD668=\"\",\"\",IF(AE668=1,FrCi(BF668,9.806,BC668,AK668),FrTr(BF668,9.806,AJ668,AN668,BB668)))","v":""},"",{"$f":"IF(AD668=\"\",\"\",IF(AE668=1,LOOKUP(AI668,'Vmáx(material) - Tab.4.3'!$L$2:$L$11,'Vmáx(material) - Tab.4.3'!$M$2:$M$11),LOOKUP(AI668,'Vmáx(material) - Tab.4.3'!$L$15,'Vmáx(material) - Tab.4.3'!$M$15)))","v":""},{"$f":"IF(AD668=\"\",\"\",VLOOKUP($AH668,'Vmáx(material) - Tab.4.3'!$R$35:$X$41,2))","v":""},{"$f":"IF(AD668=\"\",\"\",VLOOKUP($AH668,'Vmáx(material) - Tab.4.3'!$R$35:$X$41,3))","v":""},{"$f":"IF(AD668=\"\",\"\",VLOOKUP($AH668,'Vmáx(material) - Tab.4.3'!$R$35:$X$41,4))","v":""},{"$f":"IF(AD668=\"\",\"\",VLOOKUP($AH668,'Vmáx(material) - Tab.4.3'!$R$35:$X$41,5))","v":""},{"$f":"IF(AD668=\"\",\"\",VLOOKUP($AH668,'Vmáx(material) - Tab.4.3'!$R$35:$X$41,6))","v":""},{"$f":"IF(AD668=\"\",\"\",IF(AD668=\"\",\"\",VLOOKUP($AH668,'Vmáx(material) - Tab.4.3'!$R$35:$X$41,7)))","v":""},{"$f":"IF(AD668=\"\",\"\",IF(AE668=1,FCi(J668,AK668),FTr(J668,AJ668,AK668)))","v":""},"",{"$f":"IF(AD668=\"\",\"\",Hw(BH668,BI668,BJ668,BK668,BL668,BM668,Z,BN668,AO668,AK668))","v":""},"","","","",{"$f":"IF(AD668=\"\",\"\",ho(BT668,AK668,AX668))","v":""},{"$f":"IF(AD668=\"\",\"\",IF(AE668=1,PeriCi(AK668,BB668),PeriTr(AJ668,AN668,BB668)))","v":""},{"$f":"IF(AD668=\"\",\"\",IF(AE668=1,AreaCi(AK668,BB668),AreaTr(AJ668,AN668,BB668)))","v":""},{"$f":"IF(AD668=\"\",\"\",RhCi(BW668,BV668))","v":""},"",{"$f":"IF(AD668=\"\",\"\",hf(AL668,J668,AM668,BW668,BX668))","v":""},{"$f":"IF(AD668=\"\",\"\",LOOKUP(AP668,Tab.4.5!$J$6:$J$27,Tab.4.5!$L$6:$L$27))","v":""},{"$f":"IF(AD668=\"\",\"\",He(CA668,BY668))","v":""},{"$f":"IF(AD668=\"\",\"\",Hs(BY668))","v":""},{"$f":"IF(AD668=\"\",\"\",Hm(BU668,BZ668,CB668,CC668,AL668,AO668))","v":""},"","","","","","",null,null,null,null,null,null,null,null,null,null,null,null,null,null,null,0,0,0,0,0,{"$f":"IF(CK668=\"\",\"\",IF(CL668=1,YcCi(CR668,J668),YcTr(J668,CQ668,CU668)))","v":""},{"$f":"IF(CK668=\"\",\"\",IF(CL668=1,Teta1(DE668,CR668),\"-\"))","v":""},"","",{"$f":"IF(CK668=\"\",\"\",IF(CL668=1,Ynci(CR668,J668,CT668,CV668),YnTr(1,CT668,CQ668,CU668,CV668,J668)))","v":""},{"$f":"IF(CK668=\"\",\"\",IF(CL668=1,Teta1(DI668,CR668),\"-\"))","v":""},{"$f":"IF(CK668=\"\",\"\",IF(CL668=1,AreaCi(CR668,J668),AreaTr(CQ668,CU668,DI668)))","v":""},{"$f":"IF(CK668=\"\",\"\",IF(CL668=1,FrCi(DM668,9.806,DJ668,CR668),FrTr(DM668,9.806,CQ668,CU668,DI668)))","v":""},"",{"$f":"IF(CK668=\"\",\"\",IF(CL668=1,LOOKUP(CP668,'Vmáx(material) - Tab.4.3'!$L$2:$L$11,'Vmáx(material) - Tab.4.3'!$M$2:$M$11),LOOKUP(CP668,'Vmáx(material) - Tab.4.3'!$L$15,'Vmáx(material) - Tab.4.3'!$M$15)))","v":""},{"$f":"IF(CK668=\"\",\"\",VLOOKUP($CO668,'Vmáx(material) - Tab.4.3'!$R$35:$X$41,2))","v":""},{"$f":"IF(CK668=\"\",\"\",VLOOKUP($CO668,'Vmáx(material) - Tab.4.3'!$R$35:$X$41,3))","v":""},{"$f":"IF(CK668=\"\",\"\",VLOOKUP($CO668,'Vmáx(material) - Tab.4.3'!$R$35:$X$41,4))","v":""},{"$f":"IF(CK668=\"\",\"\",VLOOKUP($CO668,'Vmáx(material) - Tab.4.3'!$R$35:$X$41,5))","v":""},{"$f":"IF(CK668=\"\",\"\",VLOOKUP($CO668,'Vmáx(material) - Tab.4.3'!$R$35:$X$41,6))","v":""},{"$f":"IF(CK668=\"\",\"\",IF(CK668=\"\",\"\",VLOOKUP(CO668,'Vmáx(material) - Tab.4.3'!$R$35:$X$41,7)))","v":""},{"$f":"IF(CK668=\"\",\"\",IF(CL668=1,FCi(J668,CR668),FTr(J668,CQ668,CR668)))","v":""},"",{"$f":"IF(CK668=\"\",\"\",Hw(DO668,DP668,DQ668,DR668,DS668,DT668,Z,DU668,CV668,CR668))","v":""},"","","","","",{"$f":"IF(CK668=\"\",\"\",IF(CL668=1,PeriCi(CR668,DI668),PeriTr(CQ668,CU668,DI668)))","v":""},{"$f":"IF(CK668=\"\",\"\",IF(CL668=1,AreaCi(CR668,DI668),AreaTr(CQ668,CU668,DI668)))","v":""},{"$f":"IF(CK668=\"\",\"\",RhCi(DK668,EC668))","v":""},"",{"$f":"IF(CK668=\"\",\"\",hf(CS668,J668,CT668,DK668,EE668))","v":""},{"$f":"IF(CK668=\"\",\"\",LOOKUP(CW668,Tab.4.5!$J$6:$J$27,Tab.4.5!$L$6:$L$27))","v":""},{"$f":"IF(CK668=\"\",\"\",He(EH668,DM668))","v":""},{"$f":"IF(CK668=\"\",\"\",Hs(DM668))","v":""},{"$f":"IF(CK668=\"\",\"\",Hm(EB668,EG668,EI668,EJ668,CS668,CV668))","v":""},"","","","","","","K45+-45000 () ",{"$f":"IF(B668=\"Existe.\",IF(AE668=1,CONCATENATE(#REF!,AK668,\" m.\"),CONCATENATE(#REF!,AJ668,\" m x \",AK668,\" m.\")),IF(CL668=1,CONCATENATE(#REF!,CR668,\" m.\"),CONCATENATE(#REF!,CQ668,\" m x \",CR668,\" m.\")))","v":{"$error":"#REF!"}},"Concreto, L =  m, S = 0 %.","Cota clave eje= 0 msnm.",null,null,null,"","","","","",{"$f":"IF(EV668=\"\",\"\",VLOOKUP(EY668,'Estructura escalonada'!$D$3:$H$953,2))","v":""},"","","","","",""]
[null,null,null,null,null,null,null,null,null,null,null,0,null,0,null,null,null,null,null,null,{"$f":"IF(K670=\"No\",\"\",IF(O670=\"\",YcCi(P670,N670),YcTr(N670,O670,S670)))","v":{"$error":"#VALUE!"}},{"$f":"IF(K670=\"No\",\"\",IF(O670=\"\",Teta1(U670,P670),\"-\"))","v":{"$error":"#VALUE!"}},{"$error":"#VALUE!"},{"$error":"#VALUE!"},{"$f":"IF(K670=\"No\",\"\",IF(O670=\"\",Ynci(P670,N670,R670,T670),YnTr(1,R670,O670,S670,T670,N670)))","v":{"$error":"#VALUE!"}},{"$f":"IF(K670=\"No\",\"\",IF(O670=\"\",Teta1(Y670,P670),\"-\"))","v":{"$error":"#VALUE!"}},{"$f":"IF(K670=\"No\",\"\",IF(O670=\"\",AreaCi(P670,Y670),AreaTr(O670,S670,Y670)))","v":{"$error":"#VALUE!"}},{"$f":"IF(K670=\"No\",\"\",IF(O670=\"\",FrCi(AC670,9.806,Z670,P670),FrTr(AC670,9.806,O670,S670,Y670)))","v":{"$error":"#VALUE!"}},{"$error":"#VALUE!"},null,null,null,null,null,null,null,null,null,null,null,null,null,null,null,0,0,"","","",{"$f":"IF(AD670=\"\",\"\",IF(AE670=1,YcCi(AK670,J670),YcTr(J670,AJ670,AN670)))","v":""},{"$f":"IF(AD670=\"\",\"\",IF(AE670=1,Teta1(AX670,AK670),\"-\"))","v":""},{"$f":"IF(AD670=\"\",\"\",IF(AE670=1,AreaCi(AK670,AX670),AreaTr(AJ670,AN670,AX670)))","v":""},"",{"$f":"IF(AD670=\"\",\"\",IF(AE670=1,Ynci(AK670,J670,AM670,AO670),YnTr(1,AM670,AJ670,AN670,AO670,J670)))","v":""},{"$f":"IF(AD670=\"\",\"\",IF(AE670=1,Teta1(BB670,AK670),\"-\"))","v":""},{"$f":"IF(AD670=\"\",\"\",IF(AE670=1,AreaCi(AK670,BB670),AreaTr(AJ670,AN670,BB670)))","v":""},{"$f":"IF(AD670=\"\",\"\",IF(AE670=1,FrCi(BF670,9.806,BC670,AK670),FrTr(BF670,9.806,AJ670,AN670,BB670)))","v":""},"",{"$f":"IF(AD670=\"\",\"\",IF(AE670=1,LOOKUP(AI670,'Vmáx(material) - Tab.4.3'!$L$2:$L$11,'Vmáx(material) - Tab.4.3'!$M$2:$M$11),LOOKUP(AI670,'Vmáx(material) - Tab.4.3'!$L$15,'Vmáx(material) - Tab.4.3'!$M$15)))","v":""},{"$f":"IF(AD670=\"\",\"\",VLOOKUP($AH670,'Vmáx(material) - Tab.4.3'!$R$35:$X$41,2))","v":""},{"$f":"IF(AD670=\"\",\"\",VLOOKUP($AH670,'Vmáx(material) - Tab.4.3'!$R$35:$X$41,3))","v":""},{"$f":"IF(AD670=\"\",\"\",VLOOKUP($AH670,'Vmáx(material) - Tab.4.3'!$R$35:$X$41,4))","v":""},{"$f":"IF(AD670=\"\",\"\",VLOOKUP($AH670,'Vmáx(material) - Tab.4.3'!$R$35:$X$41,5))","v":""},{"$f":"IF(AD670=\"\",\"\",VLOOKUP($AH670,'Vmáx(material) - Tab.4.3'!$R$35:$X$41,6))","v":""},{"$f":"IF(AD670=\"\",\"\",IF(AD670=\"\",\"\",VLOOKUP($AH670,'Vmáx(material) - Tab.4.3'!$R$35:$X$41,7)))","v":""},{"$f":"IF(AD670=\"\",\"\",IF(AE670=1,FCi(J670,AK670),FTr(J670,AJ670,AK670)))","v":""},"",{"$f":"IF(AD670=\"\",\"\",Hw(BH670,BI670,BJ670,BK670,BL670,BM670,Z,BN670,AO670,AK670))","v":""},"","","","",{"$f":"IF(AD670=\"\",\"\",ho(BT670,AK670,AX670))","v":""},{"$f":"IF(AD670=\"\",\"\",IF(AE670=1,PeriCi(AK670,BB670),PeriTr(AJ670,AN670,BB670)))","v":""},{"$f":"IF(AD670=\"\",\"\",IF(AE670=1,AreaCi(AK670,BB670),AreaTr(AJ670,AN670,BB670)))","v":""},{"$f":"IF(AD670=\"\",\"\",RhCi(BW670,BV670))","v":""},"",{"$f":"IF(AD670=\"\",\"\",hf(AL670,J670,AM670,BW670,BX670))","v":""},{"$f":"IF(AD670=\"\",\"\",LOOKUP(AP670,Tab.4.5!$J$6:$J$27,Tab.4.5!$L$6:$L$27))","v":""},{"$f":"IF(AD670=\"\",\"\",He(CA670,BY670))","v":""},{"$f":"IF(AD670=\"\",\"\",Hs(BY670))","v":""},{"$f":"IF(AD670=\"\",\"\",Hm(BU670,BZ670,CB670,CC670,AL670,AO670))","v":""},"","","","","","",null,null,null,null,null,null,null,null,null,null,null,null,null,null,null,0,0,0,0,0,{"$f":"IF(CK670=\"\",\"\",IF(CL670=1,YcCi(CR670,J670),YcTr(J670,CQ670,CU670)))","v":""},{"$f":"IF(CK670=\"\",\"\",IF(CL670=1,Teta1(DE670,CR670),\"-\"))","v":""},"","",{"$f":"IF(CK670=\"\",\"\",IF(CL670=1,Ynci(CR670,J670,CT670,CV670),YnTr(1,CT670,CQ670,CU670,CV670,J670)))","v":""},{"$f":"IF(CK670=\"\",\"\",IF(CL670=1,Teta1(DI670,CR670),\"-\"))","v":""},{"$f":"IF(CK670=\"\",\"\",IF(CL670=1,AreaCi(CR670,J670),AreaTr(CQ670,CU670,DI670)))","v":""},{"$f":"IF(CK670=\"\",\"\",IF(CL670=1,FrCi(DM670,9.806,DJ670,CR670),FrTr(DM670,9.806,CQ670,CU670,DI670)))","v":""},"",{"$f":"IF(CK670=\"\",\"\",IF(CL670=1,LOOKUP(CP670,'Vmáx(material) - Tab.4.3'!$L$2:$L$11,'Vmáx(material) - Tab.4.3'!$M$2:$M$11),LOOKUP(CP670,'Vmáx(material) - Tab.4.3'!$L$15,'Vmáx(material) - Tab.4.3'!$M$15)))","v":""},{"$f":"IF(CK670=\"\",\"\",VLOOKUP($CO670,'Vmáx(material) - Tab.4.3'!$R$35:$X$41,2))","v":""},{"$f":"IF(CK670=\"\",\"\",VLOOKUP($CO670,'Vmáx(material) - Tab.4.3'!$R$35:$X$41,3))","v":""},{"$f":"IF(CK670=\"\",\"\",VLOOKUP($CO670,'Vmáx(material) - Tab.4.3'!$R$35:$X$41,4))","v":""},{"$f":"IF(CK670=\"\",\"\",VLOOKUP($CO670,'Vmáx(material) - Tab.4.3'!$R$35:$X$41,5))","v":""},{"$f":"IF(CK670=\"\",\"\",VLOOKUP($CO670,'Vmáx(material) - Tab.4.3'!$R$35:$X$41,6))","v":""},{"$f":"IF(CK670=\"\",\"\",IF(CK670=\"\",\"\",VLOOKUP(CO670,'Vmáx(material) - Tab.4.3'!$R$35:$X$41,7)))","v":""},{"$f":"IF(CK670=\"\",\"\",IF(CL670=1,FCi(J670,CR670),FTr(J670,CQ670,CR670)))","v":""},"",{"$f":"IF(CK670=\"\",\"\",Hw(DO670,DP670,DQ670,DR670,DS670,DT670,Z,DU670,CV670,CR670))","v":""},"","","","","",{"$f":"IF(CK670=\"\",\"\",IF(CL670=1,PeriCi(CR670,DI670),PeriTr(CQ670,CU670,DI670)))","v":""},{"$f":"IF(CK670=\"\",\"\",IF(CL670=1,AreaCi(CR670,DI670),AreaTr(CQ670,CU670,DI670)))","v":""},{"$f":"IF(CK670=\"\",\"\",RhCi(DK670,EC670))","v":""},"",{"$f":"IF(CK670=\"\",\"\",hf(CS670,J670,CT670,DK670,EE670))","v":""},{"$f":"IF(CK670=\"\",\"\",LOOKUP(CW670,Tab.4.5!$J$6:$J$27,Tab.4.5!$L$6:$L$27))","v":""},{"$f":"IF(CK670=\"\",\"\",He(EH670,DM670))","v":""},{"$f":"IF(CK670=\"\",\"\",Hs(DM670))","v":""},{"$f":"IF(CK670=\"\",\"\",Hm(EB670,EG670,EI670,EJ670,CS670,CV670))","v":""},"","","","","","","K45+-45000 () ",{"$f":"IF(B670=\"Existe.\",IF(AE670=1,CONCATENATE(#REF!,AK670,\" m.\"),CONCATENATE(#REF!,AJ670,\" m x \",AK670,\" m.\")),IF(CL670=1,CONCATENATE(#REF!,CR670,\" m.\"),CONCATENATE(#REF!,CQ670,\" m x \",CR670,\" m.\")))","v":{"$error":"#REF!"}},"Concreto, L =  m, S = 0 %.","Cota clave eje= 0 msnm.",null,null,null,"","","","","",{"$f":"IF(EV670=\"\",\"\",VLOOKUP(EY670,'Estructura escalonada'!$D$3:$H$953,2))","v":""},"","","","","",""]
[null,null,null,null,null,null,null,null,null,null,null,0,null,0,null,null,null,null,null,null,{"$f":"IF(K674=\"No\",\"\",IF(O674=\"\",YcCi(P674,N674),YcTr(N674,O674,S674)))","v":{"$error":"#VALUE!"}},{"$f":"IF(K674=\"No\",\"\",IF(O674=\"\",Teta1(U674,P674),\"-\"))","v":{"$error":"#VALUE!"}},{"$error":"#VALUE!"},{"$error":"#VALUE!"},{"$f":"IF(K674=\"No\",\"\",IF(O674=\"\",Ynci(P674,N674,R674,T674),YnTr(1,R674,O674,S674,T674,N674)))","v":{"$error":"#VALUE!"}},{"$f":"IF(K674=\"No\",\"\",IF(O674=\"\",Teta1(Y674,P674),\"-\"))","v":{"$error":"#VALUE!"}},{"$f":"IF(K674=\"No\",\"\",IF(O674=\"\",AreaCi(P674,Y674),AreaTr(O674,S674,Y674)))","v":{"$error":"#VALUE!"}},{"$f":"IF(K674=\"No\",\"\",IF(O674=\"\",FrCi(AC674,9.806,Z674,P674),FrTr(AC674,9.806,O674,S674,Y674)))","v":{"$error":"#VALUE!"}},{"$error":"#VALUE!"},null,null,null,null,null,null,null,null,null,null,null,null,null,null,null,0,0,"","","",{"$f":"IF(AD674=\"\",\"\",IF(AE674=1,YcCi(AK674,J674),YcTr(J674,AJ674,AN674)))","v":""},{"$f":"IF(AD674=\"\",\"\",IF(AE674=1,Teta1(AX674,AK674),\"-\"))","v":""},{"$f":"IF(AD674=\"\",\"\",IF(AE674=1,AreaCi(AK674,AX674),AreaTr(AJ674,AN674,AX674)))","v":""},"",{"$f":"IF(AD674=\"\",\"\",IF(AE674=1,Ynci(AK674,J674,AM674,AO674),YnTr(1,AM674,AJ674,AN674,AO674,J674)))","v":""},{"$f":"IF(AD674=\"\",\"\",IF(AE674=1,Teta1(BB674,AK674),\"-\"))","v":""},{"$f":"IF(AD674=\"\",\"\",IF(AE674=1,AreaCi(AK674,BB674),AreaTr(AJ674,AN674,BB674)))","v":""},{"$f":"IF(AD674=\"\",\"\",IF(AE674=1,FrCi(BF674,9.806,BC674,AK674),FrTr(BF674,9.806,AJ674,AN674,BB674)))","v":""},"",{"$f":"IF(AD674=\"\",\"\",IF(AE674=1,LOOKUP(AI674,'Vmáx(material) - Tab.4.3'!$L$2:$L$11,'Vmáx(material) - Tab.4.3'!$M$2:$M$11),LOOKUP(AI674,'Vmáx(material) - Tab.4.3'!$L$15,'Vmáx(material) - Tab.4.3'!$M$15)))","v":""},{"$f":"IF(AD674=\"\",\"\",VLOOKUP($AH674,'Vmáx(material) - Tab.4.3'!$R$35:$X$41,2))","v":""},{"$f":"IF(AD674=\"\",\"\",VLOOKUP($AH674,'Vmáx(material) - Tab.4.3'!$R$35:$X$41,3))","v":""},{"$f":"IF(AD674=\"\",\"\",VLOOKUP($AH674,'Vmáx(material) - Tab.4.3'!$R$35:$X$41,4))","v":""},{"$f":"IF(AD674=\"\",\"\",VLOOKUP($AH674,'Vmáx(material) - Tab.4.3'!$R$35:$X$41,5))","v":""},{"$f":"IF(AD674=\"\",\"\",VLOOKUP($AH674,'Vmáx(material) - Tab.4.3'!$R$35:$X$41,6))","v":""},{"$f":"IF(AD674=\"\",\"\",IF(AD674=\"\",\"\",VLOOKUP($AH674,'Vmáx(material) - Tab.4.3'!$R$35:$X$41,7)))","v":""},{"$f":"IF(AD674=\"\",\"\",IF(AE674=1,FCi(J674,AK674),FTr(J674,AJ674,AK674)))","v":""},"",{"$f":"IF(AD674=\"\",\"\",Hw(BH674,BI674,BJ674,BK674,BL674,BM674,Z,BN674,AO674,AK674))","v":""},"","","","",{"$f":"IF(AD674=\"\",\"\",ho(BT674,AK674,AX674))","v":""},{"$f":"IF(AD674=\"\",\"\",IF(AE674=1,PeriCi(AK674,BB674),PeriTr(AJ674,AN674,BB674)))","v":""},{"$f":"IF(AD674=\"\",\"\",IF(AE674=1,AreaCi(AK674,BB674),AreaTr(AJ674,AN674,BB674)))","v":""},{"$f":"IF(AD674=\"\",\"\",RhCi(BW674,BV674))","v":""},"",{"$f":"IF(AD674=\"\",\"\",hf(AL674,J674,AM674,BW674,BX674))","v":""},{"$f":"IF(AD674=\"\",\"\",LOOKUP(AP674,Tab.4.5!$J$6:$J$27,Tab.4.5!$L$6:$L$27))","v":""},{"$f":"IF(AD674=\"\",\"\",He(CA674,BY674))","v":""},{"$f":"IF(AD674=\"\",\"\",Hs(BY674))","v":""},{"$f":"IF(AD674=\"\",\"\",Hm(BU674,BZ674,CB674,CC674,AL674,AO674))","v":""},"","","","","","",null,null,null,null,null,null,null,null,null,null,null,null,null,null,null,0,0,0,0,0,{"$f":"IF(CK674=\"\",\"\",IF(CL674=1,YcCi(CR674,J674),YcTr(J674,CQ674,CU674)))","v":""},{"$f":"IF(CK674=\"\",\"\",IF(CL674=1,Teta1(DE674,CR674),\"-\"))","v":""},"","",{"$f":"IF(CK674=\"\",\"\",IF(CL674=1,Ynci(CR674,J674,CT674,CV674),YnTr(1,CT674,CQ674,CU674,CV674,J674)))","v":""},{"$f":"IF(CK674=\"\",\"\",IF(CL674=1,Teta1(DI674,CR674),\"-\"))","v":""},{"$f":"IF(CK674=\"\",\"\",IF(CL674=1,AreaCi(CR674,J674),AreaTr(CQ674,CU674,DI674)))","v":""},{"$f":"IF(CK674=\"\",\"\",IF(CL674=1,FrCi(DM674,9.806,DJ674,CR674),FrTr(DM674,9.806,CQ674,CU674,DI674)))","v":""},"",{"$f":"IF(CK674=\"\",\"\",IF(CL674=1,LOOKUP(CP674,'Vmáx(material) - Tab.4.3'!$L$2:$L$11,'Vmáx(material) - Tab.4.3'!$M$2:$M$11),LOOKUP(CP674,'Vmáx(material) - Tab.4.3'!$L$15,'Vmáx(material) - Tab.4.3'!$M$15)))","v":""},{"$f":"IF(CK674=\"\",\"\",VLOOKUP($CO674,'Vmáx(material) - Tab.4.3'!$R$35:$X$41,2))","v":""},{"$f":"IF(CK674=\"\",\"\",VLOOKUP($CO674,'Vmáx(material) - Tab.4.3'!$R$35:$X$41,3))","v":""},{"$f":"IF(CK674=\"\",\"\",VLOOKUP($CO674,'Vmáx(material) - Tab.4.3'!$R$35:$X$41,4))","v":""},{"$f":"IF(CK674=\"\",\"\",VLOOKUP($CO674,'Vmáx(material) - Tab.4.3'!$R$35:$X$41,5))","v":""},{"$f":"IF(CK674=\"\",\"\",VLOOKUP($CO674,'Vmáx(material) - Tab.4.3'!$R$35:$X$41,6))","v":""},{"$f":"IF(CK674=\"\",\"\",IF(CK674=\"\",\"\",VLOOKUP(CO674,'Vmáx(material) - Tab.4.3'!$R$35:$X$41,7)))","v":""},{"$f":"IF(CK674=\"\",\"\",IF(CL674=1,FCi(J674,CR674),FTr(J674,CQ674,CR674)))","v":""},"",{"$f":"IF(CK674=\"\",\"\",Hw(DO674,DP674,DQ674,DR674,DS674,DT674,Z,DU674,CV674,CR674))","v":""},"","","","","",{"$f":"IF(CK674=\"\",\"\",IF(CL674=1,PeriCi(CR674,DI674),PeriTr(CQ674,CU674,DI674)))","v":""},{"$f":"IF(CK674=\"\",\"\",IF(CL674=1,AreaCi(CR674,DI674),AreaTr(CQ674,CU674,DI674)))","v":""},{"$f":"IF(CK674=\"\",\"\",RhCi(DK674,EC674))","v":""},"",{"$f":"IF(CK674=\"\",\"\",hf(CS674,J674,CT674,DK674,EE674))","v":""},{"$f":"IF(CK674=\"\",\"\",LOOKUP(CW674,Tab.4.5!$J$6:$J$27,Tab.4.5!$L$6:$L$27))","v":""},{"$f":"IF(CK674=\"\",\"\",He(EH674,DM674))","v":""},{"$f":"IF(CK674=\"\",\"\",Hs(DM674))","v":""},{"$f":"IF(CK674=\"\",\"\",Hm(EB674,EG674,EI674,EJ674,CS674,CV674))","v":""},"","","","","","","K45+-45000 () ",{"$f":"IF(B674=\"Existe.\",IF(AE674=1,CONCATENATE(#REF!,AK674,\" m.\"),CONCATENATE(#REF!,AJ674,\" m x \",AK674,\" m.\")),IF(CL674=1,CONCATENATE(#REF!,CR674,\" m.\"),CONCATENATE(#REF!,CQ674,\" m x \",CR674,\" m.\")))","v":{"$error":"#REF!"}},"Concreto, L =  m, S = 0 %.","Cota clave eje= 0 msnm.",null,null,null,"","","","","",{"$f":"IF(EV674=\"\",\"\",VLOOKUP(EY674,'Estructura escalonada'!$D$3:$H$953,2))","v":""},"","","","","",""]
[null,null,null,null,null,null,null,null,null,null,null,0,null,0,null,null,null,null,null,null,{"$f":"IF(K677=\"No\",\"\",IF(O677=\"\",YcCi(P677,N677),YcTr(N677,O677,S677)))","v":{"$error":"#VALUE!"}},{"$f":"IF(K677=\"No\",\"\",IF(O677=\"\",Teta1(U677,P677),\"-\"))","v":{"$error":"#VALUE!"}},{"$error":"#VALUE!"},{"$error":"#VALUE!"},{"$f":"IF(K677=\"No\",\"\",IF(O677=\"\",Ynci(P677,N677,R677,T677),YnTr(1,R677,O677,S677,T677,N677)))","v":{"$error":"#VALUE!"}},{"$f":"IF(K677=\"No\",\"\",IF(O677=\"\",Teta1(Y677,P677),\"-\"))","v":{"$error":"#VALUE!"}},{"$f":"IF(K677=\"No\",\"\",IF(O677=\"\",AreaCi(P677,Y677),AreaTr(O677,S677,Y677)))","v":{"$error":"#VALUE!"}},{"$f":"IF(K677=\"No\",\"\",IF(O677=\"\",FrCi(AC677,9.806,Z677,P677),FrTr(AC677,9.806,O677,S677,Y677)))","v":{"$error":"#VALUE!"}},{"$error":"#VALUE!"},null,null,null,null,null,null,null,null,null,null,null,null,null,null,null,0,0,"","","",{"$f":"IF(AD677=\"\",\"\",IF(AE677=1,YcCi(AK677,J677),YcTr(J677,AJ677,AN677)))","v":""},{"$f":"IF(AD677=\"\",\"\",IF(AE677=1,Teta1(AX677,AK677),\"-\"))","v":""},{"$f":"IF(AD677=\"\",\"\",IF(AE677=1,AreaCi(AK677,AX677),AreaTr(AJ677,AN677,AX677)))","v":""},"",{"$f":"IF(AD677=\"\",\"\",IF(AE677=1,Ynci(AK677,J677,AM677,AO677),YnTr(1,AM677,AJ677,AN677,AO677,J677)))","v":""},{"$f":"IF(AD677=\"\",\"\",IF(AE677=1,Teta1(BB677,AK677),\"-\"))","v":""},{"$f":"IF(AD677=\"\",\"\",IF(AE677=1,AreaCi(AK677,BB677),AreaTr(AJ677,AN677,BB677)))","v":""},{"$f":"IF(AD677=\"\",\"\",IF(AE677=1,FrCi(BF677,9.806,BC677,AK677),FrTr(BF677,9.806,AJ677,AN677,BB677)))","v":""},"",{"$f":"IF(AD677=\"\",\"\",IF(AE677=1,LOOKUP(AI677,'Vmáx(material) - Tab.4.3'!$L$2:$L$11,'Vmáx(material) - Tab.4.3'!$M$2:$M$11),LOOKUP(AI677,'Vmáx(material) - Tab.4.3'!$L$15,'Vmáx(material) - Tab.4.3'!$M$15)))","v":""},{"$f":"IF(AD677=\"\",\"\",VLOOKUP($AH677,'Vmáx(material) - Tab.4.3'!$R$35:$X$41,2))","v":""},{"$f":"IF(AD677=\"\",\"\",VLOOKUP($AH677,'Vmáx(material) - Tab.4.3'!$R$35:$X$41,3))","v":""},{"$f":"IF(AD677=\"\",\"\",VLOOKUP($AH677,'Vmáx(material) - Tab.4.3'!$R$35:$X$41,4))","v":""},{"$f":"IF(AD677=\"\",\"\",VLOOKUP($AH677,'Vmáx(material) - Tab.4.3'!$R$35:$X$41,5))","v":""},{"$f":"IF(AD677=\"\",\"\",VLOOKUP($AH677,'Vmáx(material) - Tab.4.3'!$R$35:$X$41,6))","v":""},{"$f":"IF(AD677=\"\",\"\",IF(AD677=\"\",\"\",VLOOKUP($AH677,'Vmáx(material) - Tab.4.3'!$R$35:$X$41,7)))","v":""},{"$f":"IF(AD677=\"\",\"\",IF(AE677=1,FCi(J677,AK677),FTr(J677,AJ677,AK677)))","v":""},"",{"$f":"IF(AD677=\"\",\"\",Hw(BH677,BI677,BJ677,BK677,BL677,BM677,Z,BN677,AO677,AK677))","v":""},"","","","",{"$f":"IF(AD677=\"\",\"\",ho(BT677,AK677,AX677))","v":""},{"$f":"IF(AD677=\"\",\"\",IF(AE677=1,PeriCi(AK677,BB677),PeriTr(AJ677,AN677,BB677)))","v":""},{"$f":"IF(AD677=\"\",\"\",IF(AE677=1,AreaCi(AK677,BB677),AreaTr(AJ677,AN677,BB677)))","v":""},{"$f":"IF(AD677=\"\",\"\",RhCi(BW677,BV677))","v":""},"",{"$f":"IF(AD677=\"\",\"\",hf(AL677,J677,AM677,BW677,BX677))","v":""},{"$f":"IF(AD677=\"\",\"\",LOOKUP(AP677,Tab.4.5!$J$6:$J$27,Tab.4.5!$L$6:$L$27))","v":""},{"$f":"IF(AD677=\"\",\"\",He(CA677,BY677))","v":""},{"$f":"IF(AD677=\"\",\"\",Hs(BY677))","v":""},{"$f":"IF(AD677=\"\",\"\",Hm(BU677,BZ677,CB677,CC677,AL677,AO677))","v":""},"","","","","","",null,null,null,null,null,null,null,null,null,null,null,null,null,null,null,0,0,0,0,0,{"$f":"IF(CK677=\"\",\"\",IF(CL677=1,YcCi(CR677,J677),YcTr(J677,CQ677,CU677)))","v":""},{"$f":"IF(CK677=\"\",\"\",IF(CL677=1,Teta1(DE677,CR677),\"-\"))","v":""},"","",{"$f":"IF(CK677=\"\",\"\",IF(CL677=1,Ynci(CR677,J677,CT677,CV677),YnTr(1,CT677,CQ677,CU677,CV677,J677)))","v":""},{"$f":"IF(CK677=\"\",\"\",IF(CL677=1,Teta1(DI677,CR677),\"-\"))","v":""},{"$f":"IF(CK677=\"\",\"\",IF(CL677=1,AreaCi(CR677,J677),AreaTr(CQ677,CU677,DI677)))","v":""},{"$f":"IF(CK677=\"\",\"\",IF(CL677=1,FrCi(DM677,9.806,DJ677,CR677),FrTr(DM677,9.806,CQ677,CU677,DI677)))","v":""},"",{"$f":"IF(CK677=\"\",\"\",IF(CL677=1,LOOKUP(CP677,'Vmáx(material) - Tab.4.3'!$L$2:$L$11,'Vmáx(material) - Tab.4.3'!$M$2:$M$11),LOOKUP(CP677,'Vmáx(material) - Tab.4.3'!$L$15,'Vmáx(material) - Tab.4.3'!$M$15)))","v":""},{"$f":"IF(CK677=\"\",\"\",VLOOKUP($CO677,'Vmáx(material) - Tab.4.3'!$R$35:$X$41,2))","v":""},{"$f":"IF(CK677=\"\",\"\",VLOOKUP($CO677,'Vmáx(material) - Tab.4.3'!$R$35:$X$41,3))","v":""},{"$f":"IF(CK677=\"\",\"\",VLOOKUP($CO677,'Vmáx(material) - Tab.4.3'!$R$35:$X$41,4))","v":""},{"$f":"IF(CK677=\"\",\"\",VLOOKUP($CO677,'Vmáx(material) - Tab.4.3'!$R$35:$X$41,5))","v":""},{"$f":"IF(CK677=\"\",\"\",VLOOKUP($CO677,'Vmáx(material) - Tab.4.3'!$R$35:$X$41,6))","v":""},{"$f":"IF(CK677=\"\",\"\",IF(CK677=\"\",\"\",VLOOKUP(CO677,'Vmáx(material) - Tab.4.3'!$R$35:$X$41,7)))","v":""},{"$f":"IF(CK677=\"\",\"\",IF(CL677=1,FCi(J677,CR677),FTr(J677,CQ677,CR677)))","v":""},"",{"$f":"IF(CK677=\"\",\"\",Hw(DO677,DP677,DQ677,DR677,DS677,DT677,Z,DU677,CV677,CR677))","v":""},"","","","","",{"$f":"IF(CK677=\"\",\"\",IF(CL677=1,PeriCi(CR677,DI677),PeriTr(CQ677,CU677,DI677)))","v":""},{"$f":"IF(CK677=\"\",\"\",IF(CL677=1,AreaCi(CR677,DI677),AreaTr(CQ677,CU677,DI677)))","v":""},{"$f":"IF(CK677=\"\",\"\",RhCi(DK677,EC677))","v":""},"",{"$f":"IF(CK677=\"\",\"\",hf(CS677,J677,CT677,DK677,EE677))","v":""},{"$f":"IF(CK677=\"\",\"\",LOOKUP(CW677,Tab.4.5!$J$6:$J$27,Tab.4.5!$L$6:$L$27))","v":""},{"$f":"IF(CK677=\"\",\"\",He(EH677,DM677))","v":""},{"$f":"IF(CK677=\"\",\"\",Hs(DM677))","v":""},{"$f":"IF(CK677=\"\",\"\",Hm(EB677,EG677,EI677,EJ677,CS677,CV677))","v":""},"","","","","","","K45+-45000 () ",{"$f":"IF(B677=\"Existe.\",IF(AE677=1,CONCATENATE(#REF!,AK677,\" m.\"),CONCATENATE(#REF!,AJ677,\" m x \",AK677,\" m.\")),IF(CL677=1,CONCATENATE(#REF!,CR677,\" m.\"),CONCATENATE(#REF!,CQ677,\" m x \",CR677,\" m.\")))","v":{"$error":"#REF!"}},"Concreto, L =  m, S = 0 %.","Cota clave eje= 0 msnm.",null,null,null,"","","","","",{"$f":"IF(EV677=\"\",\"\",VLOOKUP(EY677,'Estructura escalonada'!$D$3:$H$953,2))","v":""},"","","","","",""]
[null,null,null,null,null,null,null,null,null,null,null,0,null,0,null,null,null,null,null,null,{"$f":"IF(K680=\"No\",\"\",IF(O680=\"\",YcCi(P680,N680),YcTr(N680,O680,S680)))","v":{"$error":"#VALUE!"}},{"$f":"IF(K680=\"No\",\"\",IF(O680=\"\",Teta1(U680,P680),\"-\"))","v":{"$error":"#VALUE!"}},{"$error":"#VALUE!"},{"$error":"#VALUE!"},{"$f":"IF(K680=\"No\",\"\",IF(O680=\"\",Ynci(P680,N680,R680,T680),YnTr(1,R680,O680,S680,T680,N680)))","v":{"$error":"#VALUE!"}},{"$f":"IF(K680=\"No\",\"\",IF(O680=\"\",Teta1(Y680,P680),\"-\"))","v":{"$error":"#VALUE!"}},{"$f":"IF(K680=\"No\",\"\",IF(O680=\"\",AreaCi(P680,Y680),AreaTr(O680,S680,Y680)))","v":{"$error":"#VALUE!"}},{"$f":"IF(K680=\"No\",\"\",IF(O680=\"\",FrCi(AC680,9.806,Z680,P680),FrTr(AC680,9.806,O680,S680,Y680)))","v":{"$error":"#VALUE!"}},{"$error":"#VALUE!"},null,null,null,null,null,null,null,null,null,null,null,null,null,null,null,0,0,"","","",{"$f":"IF(AD680=\"\",\"\",IF(AE680=1,YcCi(AK680,J680),YcTr(J680,AJ680,AN680)))","v":""},{"$f":"IF(AD680=\"\",\"\",IF(AE680=1,Teta1(AX680,AK680),\"-\"))","v":""},{"$f":"IF(AD680=\"\",\"\",IF(AE680=1,AreaCi(AK680,AX680),AreaTr(AJ680,AN680,AX680)))","v":""},"",{"$f":"IF(AD680=\"\",\"\",IF(AE680=1,Ynci(AK680,J680,AM680,AO680),YnTr(1,AM680,AJ680,AN680,AO680,J680)))","v":""},{"$f":"IF(AD680=\"\",\"\",IF(AE680=1,Teta1(BB680,AK680),\"-\"))","v":""},{"$f":"IF(AD680=\"\",\"\",IF(AE680=1,AreaCi(AK680,BB680),AreaTr(AJ680,AN680,BB680)))","v":""},{"$f":"IF(AD680=\"\",\"\",IF(AE680=1,FrCi(BF680,9.806,BC680,AK680),FrTr(BF680,9.806,AJ680,AN680,BB680)))","v":""},"",{"$f":"IF(AD680=\"\",\"\",IF(AE680=1,LOOKUP(AI680,'Vmáx(material) - Tab.4.3'!$L$2:$L$11,'Vmáx(material) - Tab.4.3'!$M$2:$M$11),LOOKUP(AI680,'Vmáx(material) - Tab.4.3'!$L$15,'Vmáx(material) - Tab.4.3'!$M$15)))","v":""},{"$f":"IF(AD680=\"\",\"\",VLOOKUP($AH680,'Vmáx(material) - Tab.4.3'!$R$35:$X$41,2))","v":""},{"$f":"IF(AD680=\"\",\"\",VLOOKUP($AH680,'Vmáx(material) - Tab.4.3'!$R$35:$X$41,3))","v":""},{"$f":"IF(AD680=\"\",\"\",VLOOKUP($AH680,'Vmáx(material) - Tab.4.3'!$R$35:$X$41,4))","v":""},{"$f":"IF(AD680=\"\",\"\",VLOOKUP($AH680,'Vmáx(material) - Tab.4.3'!$R$35:$X$41,5))","v":""},{"$f":"IF(AD680=\"\",\"\",VLOOKUP($AH680,'Vmáx(material) - Tab.4.3'!$R$35:$X$41,6))","v":""},{"$f":"IF(AD680=\"\",\"\",IF(AD680=\"\",\"\",VLOOKUP($AH680,'Vmáx(material) - Tab.4.3'!$R$35:$X$41,7)))","v":""},{"$f":"IF(AD680=\"\",\"\",IF(AE680=1,FCi(J680,AK680),FTr(J680,AJ680,AK680)))","v":""},"",{"$f":"IF(AD680=\"\",\"\",Hw(BH680,BI680,BJ680,BK680,BL680,BM680,Z,BN680,AO680,AK680))","v":""},"","","","",{"$f":"IF(AD680=\"\",\"\",ho(BT680,AK680,AX680))","v":""},{"$f":"IF(AD680=\"\",\"\",IF(AE680=1,PeriCi(AK680,BB680),PeriTr(AJ680,AN680,BB680)))","v":""},{"$f":"IF(AD680=\"\",\"\",IF(AE680=1,AreaCi(AK680,BB680),AreaTr(AJ680,AN680,BB680)))","v":""},{"$f":"IF(AD680=\"\",\"\",RhCi(BW680,BV680))","v":""},"",{"$f":"IF(AD680=\"\",\"\",hf(AL680,J680,AM680,BW680,BX680))","v":""},{"$f":"IF(AD680=\"\",\"\",LOOKUP(AP680,Tab.4.5!$J$6:$J$27,Tab.4.5!$L$6:$L$27))","v":""},{"$f":"IF(AD680=\"\",\"\",He(CA680,BY680))","v":""},{"$f":"IF(AD680=\"\",\"\",Hs(BY680))","v":""},{"$f":"IF(AD680=\"\",\"\",Hm(BU680,BZ680,CB680,CC680,AL680,AO680))","v":""},"","","","","","",null,null,null,null,null,null,null,null,null,null,null,null,null,null,null,0,0,0,0,0,{"$f":"IF(CK680=\"\",\"\",IF(CL680=1,YcCi(CR680,J680),YcTr(J680,CQ680,CU680)))","v":""},{"$f":"IF(CK680=\"\",\"\",IF(CL680=1,Teta1(DE680,CR680),\"-\"))","v":""},"","",{"$f":"IF(CK680=\"\",\"\",IF(CL680=1,Ynci(CR680,J680,CT680,CV680),YnTr(1,CT680,CQ680,CU680,CV680,J680)))","v":""},{"$f":"IF(CK680=\"\",\"\",IF(CL680=1,Teta1(DI680,CR680),\"-\"))","v":""},{"$f":"IF(CK680=\"\",\"\",IF(CL680=1,AreaCi(CR680,J680),AreaTr(CQ680,CU680,DI680)))","v":""},{"$f":"IF(CK680=\"\",\"\",IF(CL680=1,FrCi(DM680,9.806,DJ680,CR680),FrTr(DM680,9.806,CQ680,CU680,DI680)))","v":""},"",{"$f":"IF(CK680=\"\",\"\",IF(CL680=1,LOOKUP(CP680,'Vmáx(material) - Tab.4.3'!$L$2:$L$11,'Vmáx(material) - Tab.4.3'!$M$2:$M$11),LOOKUP(CP680,'Vmáx(material) - Tab.4.3'!$L$15,'Vmáx(material) - Tab.4.3'!$M$15)))","v":""},{"$f":"IF(CK680=\"\",\"\",VLOOKUP($CO680,'Vmáx(material) - Tab.4.3'!$R$35:$X$41,2))","v":""},{"$f":"IF(CK680=\"\",\"\",VLOOKUP($CO680,'Vmáx(material) - Tab.4.3'!$R$35:$X$41,3))","v":""},{"$f":"IF(CK680=\"\",\"\",VLOOKUP($CO680,'Vmáx(material) - Tab.4.3'!$R$35:$X$41,4))","v":""},{"$f":"IF(CK680=\"\",\"\",VLOOKUP($CO680,'Vmáx(material) - Tab.4.3'!$R$35:$X$41,5))","v":""},{"$f":"IF(CK680=\"\",\"\",VLOOKUP($CO680,'Vmáx(material) - Tab.4.3'!$R$35:$X$41,6))","v":""},{"$f":"IF(CK680=\"\",\"\",IF(CK680=\"\",\"\",VLOOKUP(CO680,'Vmáx(material) - Tab.4.3'!$R$35:$X$41,7)))","v":""},{"$f":"IF(CK680=\"\",\"\",IF(CL680=1,FCi(J680,CR680),FTr(J680,CQ680,CR680)))","v":""},"",{"$f":"IF(CK680=\"\",\"\",Hw(DO680,DP680,DQ680,DR680,DS680,DT680,Z,DU680,CV680,CR680))","v":""},"","","","","",{"$f":"IF(CK680=\"\",\"\",IF(CL680=1,PeriCi(CR680,DI680),PeriTr(CQ680,CU680,DI680)))","v":""},{"$f":"IF(CK680=\"\",\"\",IF(CL680=1,AreaCi(CR680,DI680),AreaTr(CQ680,CU680,DI680)))","v":""},{"$f":"IF(CK680=\"\",\"\",RhCi(DK680,EC680))","v":""},"",{"$f":"IF(CK680=\"\",\"\",hf(CS680,J680,CT680,DK680,EE680))","v":""},{"$f":"IF(CK680=\"\",\"\",LOOKUP(CW680,Tab.4.5!$J$6:$J$27,Tab.4.5!$L$6:$L$27))","v":""},{"$f":"IF(CK680=\"\",\"\",He(EH680,DM680))","v":""},{"$f":"IF(CK680=\"\",\"\",Hs(DM680))","v":""},{"$f":"IF(CK680=\"\",\"\",Hm(EB680,EG680,EI680,EJ680,CS680,CV680))","v":""},"","","","","","","K45+-45000 () ",{"$f":"IF(B680=\"Existe.\",IF(AE680=1,CONCATENATE(#REF!,AK680,\" m.\"),CONCATENATE(#REF!,AJ680,\" m x \",AK680,\" m.\")),IF(CL680=1,CONCATENATE(#REF!,CR680,\" m.\"),CONCATENATE(#REF!,CQ680,\" m x \",CR680,\" m.\")))","v":{"$error":"#REF!"}},"Concreto, L =  m, S = 0 %.","Cota clave eje= 0 msnm.",null,null,null,"","","","","",{"$f":"IF(EV680=\"\",\"\",VLOOKUP(EY680,'Estructura escalonada'!$D$3:$H$953,2))","v":""},"","","","","",""]
[null,null,null,null,null,null,null,null,null,null,null,0,null,0,null,null,null,null,null,null,{"$f":"IF(K681=\"No\",\"\",IF(O681=\"\",YcCi(P681,N681),YcTr(N681,O681,S681)))","v":{"$error":"#VALUE!"}},{"$f":"IF(K681=\"No\",\"\",IF(O681=\"\",Teta1(U681,P681),\"-\"))","v":{"$error":"#VALUE!"}},{"$error":"#VALUE!"},{"$error":"#VALUE!"},{"$f":"IF(K681=\"No\",\"\",IF(O681=\"\",Ynci(P681,N681,R681,T681),YnTr(1,R681,O681,S681,T681,N681)))","v":{"$error":"#VALUE!"}},{"$f":"IF(K681=\"No\",\"\",IF(O681=\"\",Teta1(Y681,P681),\"-\"))","v":{"$error":"#VALUE!"}},{"$f":"IF(K681=\"No\",\"\",IF(O681=\"\",AreaCi(P681,Y681),AreaTr(O681,S681,Y681)))","v":{"$error":"#VALUE!"}},{"$f":"IF(K681=\"No\",\"\",IF(O681=\"\",FrCi(AC681,9.806,Z681,P681),FrTr(AC681,9.806,O681,S681,Y681)))","v":{"$error":"#VALUE!"}},{"$error":"#VALUE!"},null,null,null,null,null,null,null,null,null,null,null,null,null,null,null,0,0,"","","",{"$f":"IF(AD681=\"\",\"\",IF(AE681=1,YcCi(AK681,J681),YcTr(J681,AJ681,AN681)))","v":""},{"$f":"IF(AD681=\"\",\"\",IF(AE681=1,Teta1(AX681,AK681),\"-\"))","v":""},{"$f":"IF(AD681=\"\",\"\",IF(AE681=1,AreaCi(AK681,AX681),AreaTr(AJ681,AN681,AX681)))","v":""},"",{"$f":"IF(AD681=\"\",\"\",IF(AE681=1,Ynci(AK681,J681,AM681,AO681),YnTr(1,AM681,AJ681,AN681,AO681,J681)))","v":""},{"$f":"IF(AD681=\"\",\"\",IF(AE681=1,Teta1(BB681,AK681),\"-\"))","v":""},{"$f":"IF(AD681=\"\",\"\",IF(AE681=1,AreaCi(AK681,BB681),AreaTr(AJ681,AN681,BB681)))","v":""},{"$f":"IF(AD681=\"\",\"\",IF(AE681=1,FrCi(BF681,9.806,BC681,AK681),FrTr(BF681,9.806,AJ681,AN681,BB681)))","v":""},"",{"$f":"IF(AD681=\"\",\"\",IF(AE681=1,LOOKUP(AI681,'Vmáx(material) - Tab.4.3'!$L$2:$L$11,'Vmáx(material) - Tab.4.3'!$M$2:$M$11),LOOKUP(AI681,'Vmáx(material) - Tab.4.3'!$L$15,'Vmáx(material) - Tab.4.3'!$M$15)))","v":""},{"$f":"IF(AD681=\"\",\"\",VLOOKUP($AH681,'Vmáx(material) - Tab.4.3'!$R$35:$X$41,2))","v":""},{"$f":"IF(AD681=\"\",\"\",VLOOKUP($AH681,'Vmáx(material) - Tab.4.3'!$R$35:$X$41,3))","v":""},{"$f":"IF(AD681=\"\",\"\",VLOOKUP($AH681,'Vmáx(material) - Tab.4.3'!$R$35:$X$41,4))","v":""},{"$f":"IF(AD681=\"\",\"\",VLOOKUP($AH681,'Vmáx(material) - Tab.4.3'!$R$35:$X$41,5))","v":""},{"$f":"IF(AD681=\"\",\"\",VLOOKUP($AH681,'Vmáx(material) - Tab.4.3'!$R$35:$X$41,6))","v":""},{"$f":"IF(AD681=\"\",\"\",IF(AD681=\"\",\"\",VLOOKUP($AH681,'Vmáx(material) - Tab.4.3'!$R$35:$X$41,7)))","v":""},{"$f":"IF(AD681=\"\",\"\",IF(AE681=1,FCi(J681,AK681),FTr(J681,AJ681,AK681)))","v":""},"",{"$f":"IF(AD681=\"\",\"\",Hw(BH681,BI681,BJ681,BK681,BL681,BM681,Z,BN681,AO681,AK681))","v":""},"","","","",{"$f":"IF(AD681=\"\",\"\",ho(BT681,AK681,AX681))","v":""},{"$f":"IF(AD681=\"\",\"\",IF(AE681=1,PeriCi(AK681,BB681),PeriTr(AJ681,AN681,BB681)))","v":""},{"$f":"IF(AD681=\"\",\"\",IF(AE681=1,AreaCi(AK681,BB681),AreaTr(AJ681,AN681,BB681)))","v":""},{"$f":"IF(AD681=\"\",\"\",RhCi(BW681,BV681))","v":""},"",{"$f":"IF(AD681=\"\",\"\",hf(AL681,J681,AM681,BW681,BX681))","v":""},{"$f":"IF(AD681=\"\",\"\",LOOKUP(AP681,Tab.4.5!$J$6:$J$27,Tab.4.5!$L$6:$L$27))","v":""},{"$f":"IF(AD681=\"\",\"\",He(CA681,BY681))","v":""},{"$f":"IF(AD681=\"\",\"\",Hs(BY681))","v":""},{"$f":"IF(AD681=\"\",\"\",Hm(BU681,BZ681,CB681,CC681,AL681,AO681))","v":""},"","","","","","",null,null,null,null,null,null,null,null,null,null,null,null,null,null,null,0,0,0,0,0,{"$f":"IF(CK681=\"\",\"\",IF(CL681=1,YcCi(CR681,J681),YcTr(J681,CQ681,CU681)))","v":""},{"$f":"IF(CK681=\"\",\"\",IF(CL681=1,Teta1(DE681,CR681),\"-\"))","v":""},"","",{"$f":"IF(CK681=\"\",\"\",IF(CL681=1,Ynci(CR681,J681,CT681,CV681),YnTr(1,CT681,CQ681,CU681,CV681,J681)))","v":""},{"$f":"IF(CK681=\"\",\"\",IF(CL681=1,Teta1(DI681,CR681),\"-\"))","v":""},{"$f":"IF(CK681=\"\",\"\",IF(CL681=1,AreaCi(CR681,J681),AreaTr(CQ681,CU681,DI681)))","v":""},{"$f":"IF(CK681=\"\",\"\",IF(CL681=1,FrCi(DM681,9.806,DJ681,CR681),FrTr(DM681,9.806,CQ681,CU681,DI681)))","v":""},"",{"$f":"IF(CK681=\"\",\"\",IF(CL681=1,LOOKUP(CP681,'Vmáx(material) - Tab.4.3'!$L$2:$L$11,'Vmáx(material) - Tab.4.3'!$M$2:$M$11),LOOKUP(CP681,'Vmáx(material) - Tab.4.3'!$L$15,'Vmáx(material) - Tab.4.3'!$M$15)))","v":""},{"$f":"IF(CK681=\"\",\"\",VLOOKUP($CO681,'Vmáx(material) - Tab.4.3'!$R$35:$X$41,2))","v":""},{"$f":"IF(CK681=\"\",\"\",VLOOKUP($CO681,'Vmáx(material) - Tab.4.3'!$R$35:$X$41,3))","v":""},{"$f":"IF(CK681=\"\",\"\",VLOOKUP($CO681,'Vmáx(material) - Tab.4.3'!$R$35:$X$41,4))","v":""},{"$f":"IF(CK681=\"\",\"\",VLOOKUP($CO681,'Vmáx(material) - Tab.4.3'!$R$35:$X$41,5))","v":""},{"$f":"IF(CK681=\"\",\"\",VLOOKUP($CO681,'Vmáx(material) - Tab.4.3'!$R$35:$X$41,6))","v":""},{"$f":"IF(CK681=\"\",\"\",IF(CK681=\"\",\"\",VLOOKUP(CO681,'Vmáx(material) - Tab.4.3'!$R$35:$X$41,7)))","v":""},{"$f":"IF(CK681=\"\",\"\",IF(CL681=1,FCi(J681,CR681),FTr(J681,CQ681,CR681)))","v":""},"",{"$f":"IF(CK681=\"\",\"\",Hw(DO681,DP681,DQ681,DR681,DS681,DT681,Z,DU681,CV681,CR681))","v":""},"","","","","",{"$f":"IF(CK681=\"\",\"\",IF(CL681=1,PeriCi(CR681,DI681),PeriTr(CQ681,CU681,DI681)))","v":""},{"$f":"IF(CK681=\"\",\"\",IF(CL681=1,AreaCi(CR681,DI681),AreaTr(CQ681,CU681,DI681)))","v":""},{"$f":"IF(CK681=\"\",\"\",RhCi(DK681,EC681))","v":""},"",{"$f":"IF(CK681=\"\",\"\",hf(CS681,J681,CT681,DK681,EE681))","v":""},{"$f":"IF(CK681=\"\",\"\",LOOKUP(CW681,Tab.4.5!$J$6:$J$27,Tab.4.5!$L$6:$L$27))","v":""},{"$f":"IF(CK681=\"\",\"\",He(EH681,DM681))","v":""},{"$f":"IF(CK681=\"\",\"\",Hs(DM681))","v":""},{"$f":"IF(CK681=\"\",\"\",Hm(EB681,EG681,EI681,EJ681,CS681,CV681))","v":""},"","","","","","","K45+-45000 () ",{"$f":"IF(B681=\"Existe.\",IF(AE681=1,CONCATENATE(#REF!,AK681,\" m.\"),CONCATENATE(#REF!,AJ681,\" m x \",AK681,\" m.\")),IF(CL681=1,CONCATENATE(#REF!,CR681,\" m.\"),CONCATENATE(#REF!,CQ681,\" m x \",CR681,\" m.\")))","v":{"$error":"#REF!"}},"Concreto, L =  m, S = 0 %.","Cota clave eje= 0 msnm.",null,null,null,"","","","","",{"$f":"IF(EV681=\"\",\"\",VLOOKUP(EY681,'Estructura escalonada'!$D$3:$H$953,2))","v":""},"","","","","",""]
[null,null,null,null,null,null,null,null,null,null,null,0,null,0,null,null,null,null,null,null,{"$f":"IF(K685=\"No\",\"\",IF(O685=\"\",YcCi(P685,N685),YcTr(N685,O685,S685)))","v":{"$error":"#VALUE!"}},{"$f":"IF(K685=\"No\",\"\",IF(O685=\"\",Teta1(U685,P685),\"-\"))","v":{"$error":"#VALUE!"}},{"$error":"#VALUE!"},{"$error":"#VALUE!"},{"$f":"IF(K685=\"No\",\"\",IF(O685=\"\",Ynci(P685,N685,R685,T685),YnTr(1,R685,O685,S685,T685,N685)))","v":{"$error":"#VALUE!"}},{"$f":"IF(K685=\"No\",\"\",IF(O685=\"\",Teta1(Y685,P685),\"-\"))","v":{"$error":"#VALUE!"}},{"$f":"IF(K685=\"No\",\"\",IF(O685=\"\",AreaCi(P685,Y685),AreaTr(O685,S685,Y685)))","v":{"$error":"#VALUE!"}},{"$f":"IF(K685=\"No\",\"\",IF(O685=\"\",FrCi(AC685,9.806,Z685,P685),FrTr(AC685,9.806,O685,S685,Y685)))","v":{"$error":"#VALUE!"}},{"$error":"#VALUE!"},null,null,null,null,null,null,null,null,null,null,null,null,null,null,null,0,0,"","","",{"$f":"IF(AD685=\"\",\"\",IF(AE685=1,YcCi(AK685,J685),YcTr(J685,AJ685,AN685)))","v":""},{"$f":"IF(AD685=\"\",\"\",IF(AE685=1,Teta1(AX685,AK685),\"-\"))","v":""},{"$f":"IF(AD685=\"\",\"\",IF(AE685=1,AreaCi(AK685,AX685),AreaTr(AJ685,AN685,AX685)))","v":""},"",{"$f":"IF(AD685=\"\",\"\",IF(AE685=1,Ynci(AK685,J685,AM685,AO685),YnTr(1,AM685,AJ685,AN685,AO685,J685)))","v":""},{"$f":"IF(AD685=\"\",\"\",IF(AE685=1,Teta1(BB685,AK685),\"-\"))","v":""},{"$f":"IF(AD685=\"\",\"\",IF(AE685=1,AreaCi(AK685,BB685),AreaTr(AJ685,AN685,BB685)))","v":""},{"$f":"IF(AD685=\"\",\"\",IF(AE685=1,FrCi(BF685,9.806,BC685,AK685),FrTr(BF685,9.806,AJ685,AN685,BB685)))","v":""},"",{"$f":"IF(AD685=\"\",\"\",IF(AE685=1,LOOKUP(AI685,'Vmáx(material) - Tab.4.3'!$L$2:$L$11,'Vmáx(material) - Tab.4.3'!$M$2:$M$11),LOOKUP(AI685,'Vmáx(material) - Tab.4.3'!$L$15,'Vmáx(material) - Tab.4.3'!$M$15)))","v":""},{"$f":"IF(AD685=\"\",\"\",VLOOKUP($AH685,'Vmáx(material) - Tab.4.3'!$R$35:$X$41,2))","v":""},{"$f":"IF(AD685=\"\",\"\",VLOOKUP($AH685,'Vmáx(material) - Tab.4.3'!$R$35:$X$41,3))","v":""},{"$f":"IF(AD685=\"\",\"\",VLOOKUP($AH685,'Vmáx(material) - Tab.4.3'!$R$35:$X$41,4))","v":""},{"$f":"IF(AD685=\"\",\"\",VLOOKUP($AH685,'Vmáx(material) - Tab.4.3'!$R$35:$X$41,5))","v":""},{"$f":"IF(AD685=\"\",\"\",VLOOKUP($AH685,'Vmáx(material) - Tab.4.3'!$R$35:$X$41,6))","v":""},{"$f":"IF(AD685=\"\",\"\",IF(AD685=\"\",\"\",VLOOKUP($AH685,'Vmáx(material) - Tab.4.3'!$R$35:$X$41,7)))","v":""},{"$f":"IF(AD685=\"\",\"\",IF(AE685=1,FCi(J685,AK685),FTr(J685,AJ685,AK685)))","v":""},"",{"$f":"IF(AD685=\"\",\"\",Hw(BH685,BI685,BJ685,BK685,BL685,BM685,Z,BN685,AO685,AK685))","v":""},"","","","",{"$f":"IF(AD685=\"\",\"\",ho(BT685,AK685,AX685))","v":""},{"$f":"IF(AD685=\"\",\"\",IF(AE685=1,PeriCi(AK685,BB685),PeriTr(AJ685,AN685,BB685)))","v":""},{"$f":"IF(AD685=\"\",\"\",IF(AE685=1,AreaCi(AK685,BB685),AreaTr(AJ685,AN685,BB685)))","v":""},{"$f":"IF(AD685=\"\",\"\",RhCi(BW685,BV685))","v":""},"",{"$f":"IF(AD685=\"\",\"\",hf(AL685,J685,AM685,BW685,BX685))","v":""},{"$f":"IF(AD685=\"\",\"\",LOOKUP(AP685,Tab.4.5!$J$6:$J$27,Tab.4.5!$L$6:$L$27))","v":""},{"$f":"IF(AD685=\"\",\"\",He(CA685,BY685))","v":""},{"$f":"IF(AD685=\"\",\"\",Hs(BY685))","v":""},{"$f":"IF(AD685=\"\",\"\",Hm(BU685,BZ685,CB685,CC685,AL685,AO685))","v":""},"","","","","","",null,null,null,null,null,null,null,null,null,null,null,null,null,null,null,0,0,0,0,0,{"$f":"IF(CK685=\"\",\"\",IF(CL685=1,YcCi(CR685,J685),YcTr(J685,CQ685,CU685)))","v":""},{"$f":"IF(CK685=\"\",\"\",IF(CL685=1,Teta1(DE685,CR685),\"-\"))","v":""},"","",{"$f":"IF(CK685=\"\",\"\",IF(CL685=1,Ynci(CR685,J685,CT685,CV685),YnTr(1,CT685,CQ685,CU685,CV685,J685)))","v":""},{"$f":"IF(CK685=\"\",\"\",IF(CL685=1,Teta1(DI685,CR685),\"-\"))","v":""},{"$f":"IF(CK685=\"\",\"\",IF(CL685=1,AreaCi(CR685,J685),AreaTr(CQ685,CU685,DI685)))","v":""},{"$f":"IF(CK685=\"\",\"\",IF(CL685=1,FrCi(DM685,9.806,DJ685,CR685),FrTr(DM685,9.806,CQ685,CU685,DI685)))","v":""},"",{"$f":"IF(CK685=\"\",\"\",IF(CL685=1,LOOKUP(CP685,'Vmáx(material) - Tab.4.3'!$L$2:$L$11,'Vmáx(material) - Tab.4.3'!$M$2:$M$11),LOOKUP(CP685,'Vmáx(material) - Tab.4.3'!$L$15,'Vmáx(material) - Tab.4.3'!$M$15)))","v":""},{"$f":"IF(CK685=\"\",\"\",VLOOKUP($CO685,'Vmáx(material) - Tab.4.3'!$R$35:$X$41,2))","v":""},{"$f":"IF(CK685=\"\",\"\",VLOOKUP($CO685,'Vmáx(material) - Tab.4.3'!$R$35:$X$41,3))","v":""},{"$f":"IF(CK685=\"\",\"\",VLOOKUP($CO685,'Vmáx(material) - Tab.4.3'!$R$35:$X$41,4))","v":""},{"$f":"IF(CK685=\"\",\"\",VLOOKUP($CO685,'Vmáx(material) - Tab.4.3'!$R$35:$X$41,5))","v":""},{"$f":"IF(CK685=\"\",\"\",VLOOKUP($CO685,'Vmáx(material) - Tab.4.3'!$R$35:$X$41,6))","v":""},{"$f":"IF(CK685=\"\",\"\",IF(CK685=\"\",\"\",VLOOKUP(CO685,'Vmáx(material) - Tab.4.3'!$R$35:$X$41,7)))","v":""},{"$f":"IF(CK685=\"\",\"\",IF(CL685=1,FCi(J685,CR685),FTr(J685,CQ685,CR685)))","v":""},"",{"$f":"IF(CK685=\"\",\"\",Hw(DO685,DP685,DQ685,DR685,DS685,DT685,Z,DU685,CV685,CR685))","v":""},"","","","","",{"$f":"IF(CK685=\"\",\"\",IF(CL685=1,PeriCi(CR685,DI685),PeriTr(CQ685,CU685,DI685)))","v":""},{"$f":"IF(CK685=\"\",\"\",IF(CL685=1,AreaCi(CR685,DI685),AreaTr(CQ685,CU685,DI685)))","v":""},{"$f":"IF(CK685=\"\",\"\",RhCi(DK685,EC685))","v":""},"",{"$f":"IF(CK685=\"\",\"\",hf(CS685,J685,CT685,DK685,EE685))","v":""},{"$f":"IF(CK685=\"\",\"\",LOOKUP(CW685,Tab.4.5!$J$6:$J$27,Tab.4.5!$L$6:$L$27))","v":""},{"$f":"IF(CK685=\"\",\"\",He(EH685,DM685))","v":""},{"$f":"IF(CK685=\"\",\"\",Hs(DM685))","v":""},{"$f":"IF(CK685=\"\",\"\",Hm(EB685,EG685,EI685,EJ685,CS685,CV685))","v":""},"","","","","","","K45+-45000 () ",{"$f":"IF(B685=\"Existe.\",IF(AE685=1,CONCATENATE(#REF!,AK685,\" m.\"),CONCATENATE(#REF!,AJ685,\" m x \",AK685,\" m.\")),IF(CL685=1,CONCATENATE(#REF!,CR685,\" m.\"),CONCATENATE(#REF!,CQ685,\" m x \",CR685,\" m.\")))","v":{"$error":"#REF!"}},"Concreto, L =  m, S = 0 %.","Cota clave eje= 0 msnm.",null,null,null,"","","","","",{"$f":"IF(EV685=\"\",\"\",VLOOKUP(EY685,'Estructura escalonada'!$D$3:$H$953,2))","v":""},"","","","","",""]
[null,null,null,null,null,null,null,null,null,null,null,0,null,0,null,null,null,null,null,null,{"$f":"IF(K686=\"No\",\"\",IF(O686=\"\",YcCi(P686,N686),YcTr(N686,O686,S686)))","v":{"$error":"#VALUE!"}},{"$f":"IF(K686=\"No\",\"\",IF(O686=\"\",Teta1(U686,P686),\"-\"))","v":{"$error":"#VALUE!"}},{"$error":"#VALUE!"},{"$error":"#VALUE!"},{"$f":"IF(K686=\"No\",\"\",IF(O686=\"\",Ynci(P686,N686,R686,T686),YnTr(1,R686,O686,S686,T686,N686)))","v":{"$error":"#VALUE!"}},{"$f":"IF(K686=\"No\",\"\",IF(O686=\"\",Teta1(Y686,P686),\"-\"))","v":{"$error":"#VALUE!"}},{"$f":"IF(K686=\"No\",\"\",IF(O686=\"\",AreaCi(P686,Y686),AreaTr(O686,S686,Y686)))","v":{"$error":"#VALUE!"}},{"$f":"IF(K686=\"No\",\"\",IF(O686=\"\",FrCi(AC686,9.806,Z686,P686),FrTr(AC686,9.806,O686,S686,Y686)))","v":{"$error":"#VALUE!"}},{"$error":"#VALUE!"},null,null,null,null,null,null,null,null,null,null,null,null,null,null,null,0,0,"","","",{"$f":"IF(AD686=\"\",\"\",IF(AE686=1,YcCi(AK686,J686),YcTr(J686,AJ686,AN686)))","v":""},{"$f":"IF(AD686=\"\",\"\",IF(AE686=1,Teta1(AX686,AK686),\"-\"))","v":""},{"$f":"IF(AD686=\"\",\"\",IF(AE686=1,AreaCi(AK686,AX686),AreaTr(AJ686,AN686,AX686)))","v":""},"",{"$f":"IF(AD686=\"\",\"\",IF(AE686=1,Ynci(AK686,J686,AM686,AO686),YnTr(1,AM686,AJ686,AN686,AO686,J686)))","v":""},{"$f":"IF(AD686=\"\",\"\",IF(AE686=1,Teta1(BB686,AK686),\"-\"))","v":""},{"$f":"IF(AD686=\"\",\"\",IF(AE686=1,AreaCi(AK686,BB686),AreaTr(AJ686,AN686,BB686)))","v":""},{"$f":"IF(AD686=\"\",\"\",IF(AE686=1,FrCi(BF686,9.806,BC686,AK686),FrTr(BF686,9.806,AJ686,AN686,BB686)))","v":""},"",{"$f":"IF(AD686=\"\",\"\",IF(AE686=1,LOOKUP(AI686,'Vmáx(material) - Tab.4.3'!$L$2:$L$11,'Vmáx(material) - Tab.4.3'!$M$2:$M$11),LOOKUP(AI686,'Vmáx(material) - Tab.4.3'!$L$15,'Vmáx(material) - Tab.4.3'!$M$15)))","v":""},{"$f":"IF(AD686=\"\",\"\",VLOOKUP($AH686,'Vmáx(material) - Tab.4.3'!$R$35:$X$41,2))","v":""},{"$f":"IF(AD686=\"\",\"\",VLOOKUP($AH686,'Vmáx(material) - Tab.4.3'!$R$35:$X$41,3))","v":""},{"$f":"IF(AD686=\"\",\"\",VLOOKUP($AH686,'Vmáx(material) - Tab.4.3'!$R$35:$X$41,4))","v":""},{"$f":"IF(AD686=\"\",\"\",VLOOKUP($AH686,'Vmáx(material) - Tab.4.3'!$R$35:$X$41,5))","v":""},{"$f":"IF(AD686=\"\",\"\",VLOOKUP($AH686,'Vmáx(material) - Tab.4.3'!$R$35:$X$41,6))","v":""},{"$f":"IF(AD686=\"\",\"\",IF(AD686=\"\",\"\",VLOOKUP($AH686,'Vmáx(material) - Tab.4.3'!$R$35:$X$41,7)))","v":""},{"$f":"IF(AD686=\"\",\"\",IF(AE686=1,FCi(J686,AK686),FTr(J686,AJ686,AK686)))","v":""},"",{"$f":"IF(AD686=\"\",\"\",Hw(BH686,BI686,BJ686,BK686,BL686,BM686,Z,BN686,AO686,AK686))","v":""},"","","","",{"$f":"IF(AD686=\"\",\"\",ho(BT686,AK686,AX686))","v":""},{"$f":"IF(AD686=\"\",\"\",IF(AE686=1,PeriCi(AK686,BB686),PeriTr(AJ686,AN686,BB686)))","v":""},{"$f":"IF(AD686=\"\",\"\",IF(AE686=1,AreaCi(AK686,BB686),AreaTr(AJ686,AN686,BB686)))","v":""},{"$f":"IF(AD686=\"\",\"\",RhCi(BW686,BV686))","v":""},"",{"$f":"IF(AD686=\"\",\"\",hf(AL686,J686,AM686,BW686,BX686))","v":""},{"$f":"IF(AD686=\"\",\"\",LOOKUP(AP686,Tab.4.5!$J$6:$J$27,Tab.4.5!$L$6:$L$27))","v":""},{"$f":"IF(AD686=\"\",\"\",He(CA686,BY686))","v":""},{"$f":"IF(AD686=\"\",\"\",Hs(BY686))","v":""},{"$f":"IF(AD686=\"\",\"\",Hm(BU686,BZ686,CB686,CC686,AL686,AO686))","v":""},"","","","","","",null,null,null,null,null,null,null,null,null,null,null,null,null,null,null,0,0,0,0,0,{"$f":"IF(CK686=\"\",\"\",IF(CL686=1,YcCi(CR686,J686),YcTr(J686,CQ686,CU686)))","v":""},{"$f":"IF(CK686=\"\",\"\",IF(CL686=1,Teta1(DE686,CR686),\"-\"))","v":""},"","",{"$f":"IF(CK686=\"\",\"\",IF(CL686=1,Ynci(CR686,J686,CT686,CV686),YnTr(1,CT686,CQ686,CU686,CV686,J686)))","v":""},{"$f":"IF(CK686=\"\",\"\",IF(CL686=1,Teta1(DI686,CR686),\"-\"))","v":""},{"$f":"IF(CK686=\"\",\"\",IF(CL686=1,AreaCi(CR686,J686),AreaTr(CQ686,CU686,DI686)))","v":""},{"$f":"IF(CK686=\"\",\"\",IF(CL686=1,FrCi(DM686,9.806,DJ686,CR686),FrTr(DM686,9.806,CQ686,CU686,DI686)))","v":""},"",{"$f":"IF(CK686=\"\",\"\",IF(CL686=1,LOOKUP(CP686,'Vmáx(material) - Tab.4.3'!$L$2:$L$11,'Vmáx(material) - Tab.4.3'!$M$2:$M$11),LOOKUP(CP686,'Vmáx(material) - Tab.4.3'!$L$15,'Vmáx(material) - Tab.4.3'!$M$15)))","v":""},{"$f":"IF(CK686=\"\",\"\",VLOOKUP($CO686,'Vmáx(material) - Tab.4.3'!$R$35:$X$41,2))","v":""},{"$f":"IF(CK686=\"\",\"\",VLOOKUP($CO686,'Vmáx(material) - Tab.4.3'!$R$35:$X$41,3))","v":""},{"$f":"IF(CK686=\"\",\"\",VLOOKUP($CO686,'Vmáx(material) - Tab.4.3'!$R$35:$X$41,4))","v":""},{"$f":"IF(CK686=\"\",\"\",VLOOKUP($CO686,'Vmáx(material) - Tab.4.3'!$R$35:$X$41,5))","v":""},{"$f":"IF(CK686=\"\",\"\",VLOOKUP($CO686,'Vmáx(material) - Tab.4.3'!$R$35:$X$41,6))","v":""},{"$f":"IF(CK686=\"\",\"\",IF(CK686=\"\",\"\",VLOOKUP(CO686,'Vmáx(material) - Tab.4.3'!$R$35:$X$41,7)))","v":""},{"$f":"IF(CK686=\"\",\"\",IF(CL686=1,FCi(J686,CR686),FTr(J686,CQ686,CR686)))","v":""},"",{"$f":"IF(CK686=\"\",\"\",Hw(DO686,DP686,DQ686,DR686,DS686,DT686,Z,DU686,CV686,CR686))","v":""},"","","","","",{"$f":"IF(CK686=\"\",\"\",IF(CL686=1,PeriCi(CR686,DI686),PeriTr(CQ686,CU686,DI686)))","v":""},{"$f":"IF(CK686=\"\",\"\",IF(CL686=1,AreaCi(CR686,DI686),AreaTr(CQ686,CU686,DI686)))","v":""},{"$f":"IF(CK686=\"\",\"\",RhCi(DK686,EC686))","v":""},"",{"$f":"IF(CK686=\"\",\"\",hf(CS686,J686,CT686,DK686,EE686))","v":""},{"$f":"IF(CK686=\"\",\"\",LOOKUP(CW686,Tab.4.5!$J$6:$J$27,Tab.4.5!$L$6:$L$27))","v":""},{"$f":"IF(CK686=\"\",\"\",He(EH686,DM686))","v":""},{"$f":"IF(CK686=\"\",\"\",Hs(DM686))","v":""},{"$f":"IF(CK686=\"\",\"\",Hm(EB686,EG686,EI686,EJ686,CS686,CV686))","v":""},"","","","","","","K45+-45000 () ",{"$f":"IF(B686=\"Existe.\",IF(AE686=1,CONCATENATE(#REF!,AK686,\" m.\"),CONCATENATE(#REF!,AJ686,\" m x \",AK686,\" m.\")),IF(CL686=1,CONCATENATE(#REF!,CR686,\" m.\"),CONCATENATE(#REF!,CQ686,\" m x \",CR686,\" m.\")))","v":{"$error":"#REF!"}},"Concreto, L =  m, S = 0 %.","Cota clave eje= 0 msnm.",null,null,null,"","","","","",{"$f":"IF(EV686=\"\",\"\",VLOOKUP(EY686,'Estructura escalonada'!$D$3:$H$953,2))","v":""},"","","","","",""]
[null,null,null,null,null,null,null,null,null,null,null,0,null,0,null,null,null,null,null,null,{"$f":"IF(K690=\"No\",\"\",IF(O690=\"\",YcCi(P690,N690),YcTr(N690,O690,S690)))","v":{"$error":"#VALUE!"}},{"$f":"IF(K690=\"No\",\"\",IF(O690=\"\",Teta1(U690,P690),\"-\"))","v":{"$error":"#VALUE!"}},{"$error":"#VALUE!"},{"$error":"#VALUE!"},{"$f":"IF(K690=\"No\",\"\",IF(O690=\"\",Ynci(P690,N690,R690,T690),YnTr(1,R690,O690,S690,T690,N690)))","v":{"$error":"#VALUE!"}},{"$f":"IF(K690=\"No\",\"\",IF(O690=\"\",Teta1(Y690,P690),\"-\"))","v":{"$error":"#VALUE!"}},{"$f":"IF(K690=\"No\",\"\",IF(O690=\"\",AreaCi(P690,Y690),AreaTr(O690,S690,Y690)))","v":{"$error":"#VALUE!"}},{"$f":"IF(K690=\"No\",\"\",IF(O690=\"\",FrCi(AC690,9.806,Z690,P690),FrTr(AC690,9.806,O690,S690,Y690)))","v":{"$error":"#VALUE!"}},{"$error":"#VALUE!"},null,null,null,null,null,null,null,null,null,null,null,null,null,null,null,0,0,"","","",{"$f":"IF(AD690=\"\",\"\",IF(AE690=1,YcCi(AK690,J690),YcTr(J690,AJ690,AN690)))","v":""},{"$f":"IF(AD690=\"\",\"\",IF(AE690=1,Teta1(AX690,AK690),\"-\"))","v":""},{"$f":"IF(AD690=\"\",\"\",IF(AE690=1,AreaCi(AK690,AX690),AreaTr(AJ690,AN690,AX690)))","v":""},"",{"$f":"IF(AD690=\"\",\"\",IF(AE690=1,Ynci(AK690,J690,AM690,AO690),YnTr(1,AM690,AJ690,AN690,AO690,J690)))","v":""},{"$f":"IF(AD690=\"\",\"\",IF(AE690=1,Teta1(BB690,AK690),\"-\"))","v":""},{"$f":"IF(AD690=\"\",\"\",IF(AE690=1,AreaCi(AK690,BB690),AreaTr(AJ690,AN690,BB690)))","v":""},{"$f":"IF(AD690=\"\",\"\",IF(AE690=1,FrCi(BF690,9.806,BC690,AK690),FrTr(BF690,9.806,AJ690,AN690,BB690)))","v":""},"",{"$f":"IF(AD690=\"\",\"\",IF(AE690=1,LOOKUP(AI690,'Vmáx(material) - Tab.4.3'!$L$2:$L$11,'Vmáx(material) - Tab.4.3'!$M$2:$M$11),LOOKUP(AI690,'Vmáx(material) - Tab.4.3'!$L$15,'Vmáx(material) - Tab.4.3'!$M$15)))","v":""},{"$f":"IF(AD690=\"\",\"\",VLOOKUP($AH690,'Vmáx(material) - Tab.4.3'!$R$35:$X$41,2))","v":""},{"$f":"IF(AD690=\"\",\"\",VLOOKUP($AH690,'Vmáx(material) - Tab.4.3'!$R$35:$X$41,3))","v":""},{"$f":"IF(AD690=\"\",\"\",VLOOKUP($AH690,'Vmáx(material) - Tab.4.3'!$R$35:$X$41,4))","v":""},{"$f":"IF(AD690=\"\",\"\",VLOOKUP($AH690,'Vmáx(material) - Tab.4.3'!$R$35:$X$41,5))","v":""},{"$f":"IF(AD690=\"\",\"\",VLOOKUP($AH690,'Vmáx(material) - Tab.4.3'!$R$35:$X$41,6))","v":""},{"$f":"IF(AD690=\"\",\"\",IF(AD690=\"\",\"\",VLOOKUP($AH690,'Vmáx(material) - Tab.4.3'!$R$35:$X$41,7)))","v":""},{"$f":"IF(AD690=\"\",\"\",IF(AE690=1,FCi(J690,AK690),FTr(J690,AJ690,AK690)))","v":""},"",{"$f":"IF(AD690=\"\",\"\",Hw(BH690,BI690,BJ690,BK690,BL690,BM690,Z,BN690,AO690,AK690))","v":""},"","","","",{"$f":"IF(AD690=\"\",\"\",ho(BT690,AK690,AX690))","v":""},{"$f":"IF(AD690=\"\",\"\",IF(AE690=1,PeriCi(AK690,BB690),PeriTr(AJ690,AN690,BB690)))","v":""},{"$f":"IF(AD690=\"\",\"\",IF(AE690=1,AreaCi(AK690,BB690),AreaTr(AJ690,AN690,BB690)))","v":""},{"$f":"IF(AD690=\"\",\"\",RhCi(BW690,BV690))","v":""},"",{"$f":"IF(AD690=\"\",\"\",hf(AL690,J690,AM690,BW690,BX690))","v":""},{"$f":"IF(AD690=\"\",\"\",LOOKUP(AP690,Tab.4.5!$J$6:$J$27,Tab.4.5!$L$6:$L$27))","v":""},{"$f":"IF(AD690=\"\",\"\",He(CA690,BY690))","v":""},{"$f":"IF(AD690=\"\",\"\",Hs(BY690))","v":""},{"$f":"IF(AD690=\"\",\"\",Hm(BU690,BZ690,CB690,CC690,AL690,AO690))","v":""},"","","","","","",null,null,null,null,null,null,null,null,null,null,null,null,null,null,null,0,0,0,0,0,{"$f":"IF(CK690=\"\",\"\",IF(CL690=1,YcCi(CR690,J690),YcTr(J690,CQ690,CU690)))","v":""},{"$f":"IF(CK690=\"\",\"\",IF(CL690=1,Teta1(DE690,CR690),\"-\"))","v":""},"","",{"$f":"IF(CK690=\"\",\"\",IF(CL690=1,Ynci(CR690,J690,CT690,CV690),YnTr(1,CT690,CQ690,CU690,CV690,J690)))","v":""},{"$f":"IF(CK690=\"\",\"\",IF(CL690=1,Teta1(DI690,CR690),\"-\"))","v":""},{"$f":"IF(CK690=\"\",\"\",IF(CL690=1,AreaCi(CR690,J690),AreaTr(CQ690,CU690,DI690)))","v":""},{"$f":"IF(CK690=\"\",\"\",IF(CL690=1,FrCi(DM690,9.806,DJ690,CR690),FrTr(DM690,9.806,CQ690,CU690,DI690)))","v":""},"",{"$f":"IF(CK690=\"\",\"\",IF(CL690=1,LOOKUP(CP690,'Vmáx(material) - Tab.4.3'!$L$2:$L$11,'Vmáx(material) - Tab.4.3'!$M$2:$M$11),LOOKUP(CP690,'Vmáx(material) - Tab.4.3'!$L$15,'Vmáx(material) - Tab.4.3'!$M$15)))","v":""},{"$f":"IF(CK690=\"\",\"\",VLOOKUP($CO690,'Vmáx(material) - Tab.4.3'!$R$35:$X$41,2))","v":""},{"$f":"IF(CK690=\"\",\"\",VLOOKUP($CO690,'Vmáx(material) - Tab.4.3'!$R$35:$X$41,3))","v":""},{"$f":"IF(CK690=\"\",\"\",VLOOKUP($CO690,'Vmáx(material) - Tab.4.3'!$R$35:$X$41,4))","v":""},{"$f":"IF(CK690=\"\",\"\",VLOOKUP($CO690,'Vmáx(material) - Tab.4.3'!$R$35:$X$41,5))","v":""},{"$f":"IF(CK690=\"\",\"\",VLOOKUP($CO690,'Vmáx(material) - Tab.4.3'!$R$35:$X$41,6))","v":""},{"$f":"IF(CK690=\"\",\"\",IF(CK690=\"\",\"\",VLOOKUP(CO690,'Vmáx(material) - Tab.4.3'!$R$35:$X$41,7)))","v":""},{"$f":"IF(CK690=\"\",\"\",IF(CL690=1,FCi(J690,CR690),FTr(J690,CQ690,CR690)))","v":""},"",{"$f":"IF(CK690=\"\",\"\",Hw(DO690,DP690,DQ690,DR690,DS690,DT690,Z,DU690,CV690,CR690))","v":""},"","","","","",{"$f":"IF(CK690=\"\",\"\",IF(CL690=1,PeriCi(CR690,DI690),PeriTr(CQ690,CU690,DI690)))","v":""},{"$f":"IF(CK690=\"\",\"\",IF(CL690=1,AreaCi(CR690,DI690),AreaTr(CQ690,CU690,DI690)))","v":""},{"$f":"IF(CK690=\"\",\"\",RhCi(DK690,EC690))","v":""},"",{"$f":"IF(CK690=\"\",\"\",hf(CS690,J690,CT690,DK690,EE690))","v":""},{"$f":"IF(CK690=\"\",\"\",LOOKUP(CW690,Tab.4.5!$J$6:$J$27,Tab.4.5!$L$6:$L$27))","v":""},{"$f":"IF(CK690=\"\",\"\",He(EH690,DM690))","v":""},{"$f":"IF(CK690=\"\",\"\",Hs(DM690))","v":""},{"$f":"IF(CK690=\"\",\"\",Hm(EB690,EG690,EI690,EJ690,CS690,CV690))","v":""},"","","","","","","K45+-45000 () ",{"$f":"IF(B690=\"Existe.\",IF(AE690=1,CONCATENATE(#REF!,AK690,\" m.\"),CONCATENATE(#REF!,AJ690,\" m x \",AK690,\" m.\")),IF(CL690=1,CONCATENATE(#REF!,CR690,\" m.\"),CONCATENATE(#REF!,CQ690,\" m x \",CR690,\" m.\")))","v":{"$error":"#REF!"}},"Concreto, L =  m, S = 0 %.","Cota clave eje= 0 msnm.",null,null,null,"","","","","",{"$f":"IF(EV690=\"\",\"\",VLOOKUP(EY690,'Estructura escalonada'!$D$3:$H$953,2))","v":""},"","","","","",""]
[null,null,null,null,null,null,null,null,null,null,null,0,null,0,null,null,null,null,null,null,{"$f":"IF(K693=\"No\",\"\",IF(O693=\"\",YcCi(P693,N693),YcTr(N693,O693,S693)))","v":{"$error":"#VALUE!"}},{"$f":"IF(K693=\"No\",\"\",IF(O693=\"\",Teta1(U693,P693),\"-\"))","v":{"$error":"#VALUE!"}},{"$error":"#VALUE!"},{"$error":"#VALUE!"},{"$f":"IF(K693=\"No\",\"\",IF(O693=\"\",Ynci(P693,N693,R693,T693),YnTr(1,R693,O693,S693,T693,N693)))","v":{"$error":"#VALUE!"}},{"$f":"IF(K693=\"No\",\"\",IF(O693=\"\",Teta1(Y693,P693),\"-\"))","v":{"$error":"#VALUE!"}},{"$f":"IF(K693=\"No\",\"\",IF(O693=\"\",AreaCi(P693,Y693),AreaTr(O693,S693,Y693)))","v":{"$error":"#VALUE!"}},{"$f":"IF(K693=\"No\",\"\",IF(O693=\"\",FrCi(AC693,9.806,Z693,P693),FrTr(AC693,9.806,O693,S693,Y693)))","v":{"$error":"#VALUE!"}},{"$error":"#VALUE!"},null,null,null,null,null,null,null,null,null,null,null,null,null,null,null,0,0,"","","",{"$f":"IF(AD693=\"\",\"\",IF(AE693=1,YcCi(AK693,J693),YcTr(J693,AJ693,AN693)))","v":""},{"$f":"IF(AD693=\"\",\"\",IF(AE693=1,Teta1(AX693,AK693),\"-\"))","v":""},{"$f":"IF(AD693=\"\",\"\",IF(AE693=1,AreaCi(AK693,AX693),AreaTr(AJ693,AN693,AX693)))","v":""},"",{"$f":"IF(AD693=\"\",\"\",IF(AE693=1,Ynci(AK693,J693,AM693,AO693),YnTr(1,AM693,AJ693,AN693,AO693,J693)))","v":""},{"$f":"IF(AD693=\"\",\"\",IF(AE693=1,Teta1(BB693,AK693),\"-\"))","v":""},{"$f":"IF(AD693=\"\",\"\",IF(AE693=1,AreaCi(AK693,BB693),AreaTr(AJ693,AN693,BB693)))","v":""},{"$f":"IF(AD693=\"\",\"\",IF(AE693=1,FrCi(BF693,9.806,BC693,AK693),FrTr(BF693,9.806,AJ693,AN693,BB693)))","v":""},"",{"$f":"IF(AD693=\"\",\"\",IF(AE693=1,LOOKUP(AI693,'Vmáx(material) - Tab.4.3'!$L$2:$L$11,'Vmáx(material) - Tab.4.3'!$M$2:$M$11),LOOKUP(AI693,'Vmáx(material) - Tab.4.3'!$L$15,'Vmáx(material) - Tab.4.3'!$M$15)))","v":""},{"$f":"IF(AD693=\"\",\"\",VLOOKUP($AH693,'Vmáx(material) - Tab.4.3'!$R$35:$X$41,2))","v":""},{"$f":"IF(AD693=\"\",\"\",VLOOKUP($AH693,'Vmáx(material) - Tab.4.3'!$R$35:$X$41,3))","v":""},{"$f":"IF(AD693=\"\",\"\",VLOOKUP($AH693,'Vmáx(material) - Tab.4.3'!$R$35:$X$41,4))","v":""},{"$f":"IF(AD693=\"\",\"\",VLOOKUP($AH693,'Vmáx(material) - Tab.4.3'!$R$35:$X$41,5))","v":""},{"$f":"IF(AD693=\"\",\"\",VLOOKUP($AH693,'Vmáx(material) - Tab.4.3'!$R$35:$X$41,6))","v":""},{"$f":"IF(AD693=\"\",\"\",IF(AD693=\"\",\"\",VLOOKUP($AH693,'Vmáx(material) - Tab.4.3'!$R$35:$X$41,7)))","v":""},{"$f":"IF(AD693=\"\",\"\",IF(AE693=1,FCi(J693,AK693),FTr(J693,AJ693,AK693)))","v":""},"",{"$f":"IF(AD693=\"\",\"\",Hw(BH693,BI693,BJ693,BK693,BL693,BM693,Z,BN693,AO693,AK693))","v":""},"","","","",{"$f":"IF(AD693=\"\",\"\",ho(BT693,AK693,AX693))","v":""},{"$f":"IF(AD693=\"\",\"\",IF(AE693=1,PeriCi(AK693,BB693),PeriTr(AJ693,AN693,BB693)))","v":""},{"$f":"IF(AD693=\"\",\"\",IF(AE693=1,AreaCi(AK693,BB693),AreaTr(AJ693,AN693,BB693)))","v":""},{"$f":"IF(AD693=\"\",\"\",RhCi(BW693,BV693))","v":""},"",{"$f":"IF(AD693=\"\",\"\",hf(AL693,J693,AM693,BW693,BX693))","v":""},{"$f":"IF(AD693=\"\",\"\",LOOKUP(AP693,Tab.4.5!$J$6:$J$27,Tab.4.5!$L$6:$L$27))","v":""},{"$f":"IF(AD693=\"\",\"\",He(CA693,BY693))","v":""},{"$f":"IF(AD693=\"\",\"\",Hs(BY693))","v":""},{"$f":"IF(AD693=\"\",\"\",Hm(BU693,BZ693,CB693,CC693,AL693,AO693))","v":""},"","","","","","",null,null,null,null,null,null,null,null,null,null,null,null,null,null,null,0,0,0,0,0,{"$f":"IF(CK693=\"\",\"\",IF(CL693=1,YcCi(CR693,J693),YcTr(J693,CQ693,CU693)))","v":""},{"$f":"IF(CK693=\"\",\"\",IF(CL693=1,Teta1(DE693,CR693),\"-\"))","v":""},"","",{"$f":"IF(CK693=\"\",\"\",IF(CL693=1,Ynci(CR693,J693,CT693,CV693),YnTr(1,CT693,CQ693,CU693,CV693,J693)))","v":""},{"$f":"IF(CK693=\"\",\"\",IF(CL693=1,Teta1(DI693,CR693),\"-\"))","v":""},{"$f":"IF(CK693=\"\",\"\",IF(CL693=1,AreaCi(CR693,J693),AreaTr(CQ693,CU693,DI693)))","v":""},{"$f":"IF(CK693=\"\",\"\",IF(CL693=1,FrCi(DM693,9.806,DJ693,CR693),FrTr(DM693,9.806,CQ693,CU693,DI693)))","v":""},"",{"$f":"IF(CK693=\"\",\"\",IF(CL693=1,LOOKUP(CP693,'Vmáx(material) - Tab.4.3'!$L$2:$L$11,'Vmáx(material) - Tab.4.3'!$M$2:$M$11),LOOKUP(CP693,'Vmáx(material) - Tab.4.3'!$L$15,'Vmáx(material) - Tab.4.3'!$M$15)))","v":""},{"$f":"IF(CK693=\"\",\"\",VLOOKUP($CO693,'Vmáx(material) - Tab.4.3'!$R$35:$X$41,2))","v":""},{"$f":"IF(CK693=\"\",\"\",VLOOKUP($CO693,'Vmáx(material) - Tab.4.3'!$R$35:$X$41,3))","v":""},{"$f":"IF(CK693=\"\",\"\",VLOOKUP($CO693,'Vmáx(material) - Tab.4.3'!$R$35:$X$41,4))","v":""},{"$f":"IF(CK693=\"\",\"\",VLOOKUP($CO693,'Vmáx(material) - Tab.4.3'!$R$35:$X$41,5))","v":""},{"$f":"IF(CK693=\"\",\"\",VLOOKUP($CO693,'Vmáx(material) - Tab.4.3'!$R$35:$X$41,6))","v":""},{"$f":"IF(CK693=\"\",\"\",IF(CK693=\"\",\"\",VLOOKUP(CO693,'Vmáx(material) - Tab.4.3'!$R$35:$X$41,7)))","v":""},{"$f":"IF(CK693=\"\",\"\",IF(CL693=1,FCi(J693,CR693),FTr(J693,CQ693,CR693)))","v":""},"",{"$f":"IF(CK693=\"\",\"\",Hw(DO693,DP693,DQ693,DR693,DS693,DT693,Z,DU693,CV693,CR693))","v":""},"","","","","",{"$f":"IF(CK693=\"\",\"\",IF(CL693=1,PeriCi(CR693,DI693),PeriTr(CQ693,CU693,DI693)))","v":""},{"$f":"IF(CK693=\"\",\"\",IF(CL693=1,AreaCi(CR693,DI693),AreaTr(CQ693,CU693,DI693)))","v":""},{"$f":"IF(CK693=\"\",\"\",RhCi(DK693,EC693))","v":""},"",{"$f":"IF(CK693=\"\",\"\",hf(CS693,J693,CT693,DK693,EE693))","v":""},{"$f":"IF(CK693=\"\",\"\",LOOKUP(CW693,Tab.4.5!$J$6:$J$27,Tab.4.5!$L$6:$L$27))","v":""},{"$f":"IF(CK693=\"\",\"\",He(EH693,DM693))","v":""},{"$f":"IF(CK693=\"\",\"\",Hs(DM693))","v":""},{"$f":"IF(CK693=\"\",\"\",Hm(EB693,EG693,EI693,EJ693,CS693,CV693))","v":""},"","","","","","","K45+-45000 () ",{"$f":"IF(B693=\"Existe.\",IF(AE693=1,CONCATENATE(#REF!,AK693,\" m.\"),CONCATENATE(#REF!,AJ693,\" m x \",AK693,\" m.\")),IF(CL693=1,CONCATENATE(#REF!,CR693,\" m.\"),CONCATENATE(#REF!,CQ693,\" m x \",CR693,\" m.\")))","v":{"$error":"#REF!"}},"Concreto, L =  m, S = 0 %.","Cota clave eje= 0 msnm.",null,null,null,"","","","","",{"$f":"IF(EV693=\"\",\"\",VLOOKUP(EY693,'Estructura escalonada'!$D$3:$H$953,2))","v":""},"","","","","",""]
[null,null,null,null,null,null,null,null,null,null,null,0,null,0,null,null,null,null,null,null,{"$f":"IF(K696=\"No\",\"\",IF(O696=\"\",YcCi(P696,N696),YcTr(N696,O696,S696)))","v":{"$error":"#VALUE!"}},{"$f":"IF(K696=\"No\",\"\",IF(O696=\"\",Teta1(U696,P696),\"-\"))","v":{"$error":"#VALUE!"}},{"$error":"#VALUE!"},{"$error":"#VALUE!"},{"$f":"IF(K696=\"No\",\"\",IF(O696=\"\",Ynci(P696,N696,R696,T696),YnTr(1,R696,O696,S696,T696,N696)))","v":{"$error":"#VALUE!"}},{"$f":"IF(K696=\"No\",\"\",IF(O696=\"\",Teta1(Y696,P696),\"-\"))","v":{"$error":"#VALUE!"}},{"$f":"IF(K696=\"No\",\"\",IF(O696=\"\",AreaCi(P696,Y696),AreaTr(O696,S696,Y696)))","v":{"$error":"#VALUE!"}},{"$f":"IF(K696=\"No\",\"\",IF(O696=\"\",FrCi(AC696,9.806,Z696,P696),FrTr(AC696,9.806,O696,S696,Y696)))","v":{"$error":"#VALUE!"}},{"$error":"#VALUE!"},null,null,null,null,null,null,null,null,null,null,null,null,null,null,null,0,0,"","","",{"$f":"IF(AD696=\"\",\"\",IF(AE696=1,YcCi(AK696,J696),YcTr(J696,AJ696,AN696)))","v":""},{"$f":"IF(AD696=\"\",\"\",IF(AE696=1,Teta1(AX696,AK696),\"-\"))","v":""},{"$f":"IF(AD696=\"\",\"\",IF(AE696=1,AreaCi(AK696,AX696),AreaTr(AJ696,AN696,AX696)))","v":""},"",{"$f":"IF(AD696=\"\",\"\",IF(AE696=1,Ynci(AK696,J696,AM696,AO696),YnTr(1,AM696,AJ696,AN696,AO696,J696)))","v":""},{"$f":"IF(AD696=\"\",\"\",IF(AE696=1,Teta1(BB696,AK696),\"-\"))","v":""},{"$f":"IF(AD696=\"\",\"\",IF(AE696=1,AreaCi(AK696,BB696),AreaTr(AJ696,AN696,BB696)))","v":""},{"$f":"IF(AD696=\"\",\"\",IF(AE696=1,FrCi(BF696,9.806,BC696,AK696),FrTr(BF696,9.806,AJ696,AN696,BB696)))","v":""},"",{"$f":"IF(AD696=\"\",\"\",IF(AE696=1,LOOKUP(AI696,'Vmáx(material) - Tab.4.3'!$L$2:$L$11,'Vmáx(material) - Tab.4.3'!$M$2:$M$11),LOOKUP(AI696,'Vmáx(material) - Tab.4.3'!$L$15,'Vmáx(material) - Tab.4.3'!$M$15)))","v":""},{"$f":"IF(AD696=\"\",\"\",VLOOKUP($AH696,'Vmáx(material) - Tab.4.3'!$R$35:$X$41,2))","v":""},{"$f":"IF(AD696=\"\",\"\",VLOOKUP($AH696,'Vmáx(material) - Tab.4.3'!$R$35:$X$41,3))","v":""},{"$f":"IF(AD696=\"\",\"\",VLOOKUP($AH696,'Vmáx(material) - Tab.4.3'!$R$35:$X$41,4))","v":""},{"$f":"IF(AD696=\"\",\"\",VLOOKUP($AH696,'Vmáx(material) - Tab.4.3'!$R$35:$X$41,5))","v":""},{"$f":"IF(AD696=\"\",\"\",VLOOKUP($AH696,'Vmáx(material) - Tab.4.3'!$R$35:$X$41,6))","v":""},{"$f":"IF(AD696=\"\",\"\",IF(AD696=\"\",\"\",VLOOKUP($AH696,'Vmáx(material) - Tab.4.3'!$R$35:$X$41,7)))","v":""},{"$f":"IF(AD696=\"\",\"\",IF(AE696=1,FCi(J696,AK696),FTr(J696,AJ696,AK696)))","v":""},"",{"$f":"IF(AD696=\"\",\"\",Hw(BH696,BI696,BJ696,BK696,BL696,BM696,Z,BN696,AO696,AK696))","v":""},"","","","",{"$f":"IF(AD696=\"\",\"\",ho(BT696,AK696,AX696))","v":""},{"$f":"IF(AD696=\"\",\"\",IF(AE696=1,PeriCi(AK696,BB696),PeriTr(AJ696,AN696,BB696)))","v":""},{"$f":"IF(AD696=\"\",\"\",IF(AE696=1,AreaCi(AK696,BB696),AreaTr(AJ696,AN696,BB696)))","v":""},{"$f":"IF(AD696=\"\",\"\",RhCi(BW696,BV696))","v":""},"",{"$f":"IF(AD696=\"\",\"\",hf(AL696,J696,AM696,BW696,BX696))","v":""},{"$f":"IF(AD696=\"\",\"\",LOOKUP(AP696,Tab.4.5!$J$6:$J$27,Tab.4.5!$L$6:$L$27))","v":""},{"$f":"IF(AD696=\"\",\"\",He(CA696,BY696))","v":""},{"$f":"IF(AD696=\"\",\"\",Hs(BY696))","v":""},{"$f":"IF(AD696=\"\",\"\",Hm(BU696,BZ696,CB696,CC696,AL696,AO696))","v":""},"","","","","","",null,null,null,null,null,null,null,null,null,null,null,null,null,null,null,0,0,0,0,0,{"$f":"IF(CK696=\"\",\"\",IF(CL696=1,YcCi(CR696,J696),YcTr(J696,CQ696,CU696)))","v":""},{"$f":"IF(CK696=\"\",\"\",IF(CL696=1,Teta1(DE696,CR696),\"-\"))","v":""},"","",{"$f":"IF(CK696=\"\",\"\",IF(CL696=1,Ynci(CR696,J696,CT696,CV696),YnTr(1,CT696,CQ696,CU696,CV696,J696)))","v":""},{"$f":"IF(CK696=\"\",\"\",IF(CL696=1,Teta1(DI696,CR696),\"-\"))","v":""},{"$f":"IF(CK696=\"\",\"\",IF(CL696=1,AreaCi(CR696,J696),AreaTr(CQ696,CU696,DI696)))","v":""},{"$f":"IF(CK696=\"\",\"\",IF(CL696=1,FrCi(DM696,9.806,DJ696,CR696),FrTr(DM696,9.806,CQ696,CU696,DI696)))","v":""},"",{"$f":"IF(CK696=\"\",\"\",IF(CL696=1,LOOKUP(CP696,'Vmáx(material) - Tab.4.3'!$L$2:$L$11,'Vmáx(material) - Tab.4.3'!$M$2:$M$11),LOOKUP(CP696,'Vmáx(material) - Tab.4.3'!$L$15,'Vmáx(material) - Tab.4.3'!$M$15)))","v":""},{"$f":"IF(CK696=\"\",\"\",VLOOKUP($CO696,'Vmáx(material) - Tab.4.3'!$R$35:$X$41,2))","v":""},{"$f":"IF(CK696=\"\",\"\",VLOOKUP($CO696,'Vmáx(material) - Tab.4.3'!$R$35:$X$41,3))","v":""},{"$f":"IF(CK696=\"\",\"\",VLOOKUP($CO696,'Vmáx(material) - Tab.4.3'!$R$35:$X$41,4))","v":""},{"$f":"IF(CK696=\"\",\"\",VLOOKUP($CO696,'Vmáx(material) - Tab.4.3'!$R$35:$X$41,5))","v":""},{"$f":"IF(CK696=\"\",\"\",VLOOKUP($CO696,'Vmáx(material) - Tab.4.3'!$R$35:$X$41,6))","v":""},{"$f":"IF(CK696=\"\",\"\",IF(CK696=\"\",\"\",VLOOKUP(CO696,'Vmáx(material) - Tab.4.3'!$R$35:$X$41,7)))","v":""},{"$f":"IF(CK696=\"\",\"\",IF(CL696=1,FCi(J696,CR696),FTr(J696,CQ696,CR696)))","v":""},"",{"$f":"IF(CK696=\"\",\"\",Hw(DO696,DP696,DQ696,DR696,DS696,DT696,Z,DU696,CV696,CR696))","v":""},"","","","","",{"$f":"IF(CK696=\"\",\"\",IF(CL696=1,PeriCi(CR696,DI696),PeriTr(CQ696,CU696,DI696)))","v":""},{"$f":"IF(CK696=\"\",\"\",IF(CL696=1,AreaCi(CR696,DI696),AreaTr(CQ696,CU696,DI696)))","v":""},{"$f":"IF(CK696=\"\",\"\",RhCi(DK696,EC696))","v":""},"",{"$f":"IF(CK696=\"\",\"\",hf(CS696,J696,CT696,DK696,EE696))","v":""},{"$f":"IF(CK696=\"\",\"\",LOOKUP(CW696,Tab.4.5!$J$6:$J$27,Tab.4.5!$L$6:$L$27))","v":""},{"$f":"IF(CK696=\"\",\"\",He(EH696,DM696))","v":""},{"$f":"IF(CK696=\"\",\"\",Hs(DM696))","v":""},{"$f":"IF(CK696=\"\",\"\",Hm(EB696,EG696,EI696,EJ696,CS696,CV696))","v":""},"","","","","","","K45+-45000 () ",{"$f":"IF(B696=\"Existe.\",IF(AE696=1,CONCATENATE(#REF!,AK696,\" m.\"),CONCATENATE(#REF!,AJ696,\" m x \",AK696,\" m.\")),IF(CL696=1,CONCATENATE(#REF!,CR696,\" m.\"),CONCATENATE(#REF!,CQ696,\" m x \",CR696,\" m.\")))","v":{"$error":"#REF!"}},"Concreto, L =  m, S = 0 %.","Cota clave eje= 0 msnm.",null,null,null,"","","","","",{"$f":"IF(EV696=\"\",\"\",VLOOKUP(EY696,'Estructura escalonada'!$D$3:$H$953,2))","v":""},"","","","","",""]
[null,null,null,null,null,null,null,null,null,null,null,0,null,0,null,null,null,null,null,null,{"$f":"IF(K699=\"No\",\"\",IF(O699=\"\",YcCi(P699,N699),YcTr(N699,O699,S699)))","v":{"$error":"#VALUE!"}},{"$f":"IF(K699=\"No\",\"\",IF(O699=\"\",Teta1(U699,P699),\"-\"))","v":{"$error":"#VALUE!"}},{"$error":"#VALUE!"},{"$error":"#VALUE!"},{"$f":"IF(K699=\"No\",\"\",IF(O699=\"\",Ynci(P699,N699,R699,T699),YnTr(1,R699,O699,S699,T699,N699)))","v":{"$error":"#VALUE!"}},{"$f":"IF(K699=\"No\",\"\",IF(O699=\"\",Teta1(Y699,P699),\"-\"))","v":{"$error":"#VALUE!"}},{"$f":"IF(K699=\"No\",\"\",IF(O699=\"\",AreaCi(P699,Y699),AreaTr(O699,S699,Y699)))","v":{"$error":"#VALUE!"}},{"$f":"IF(K699=\"No\",\"\",IF(O699=\"\",FrCi(AC699,9.806,Z699,P699),FrTr(AC699,9.806,O699,S699,Y699)))","v":{"$error":"#VALUE!"}},{"$error":"#VALUE!"},null,null,null,null,null,null,null,null,null,null,null,null,null,null,null,0,0,"","","",{"$f":"IF(AD699=\"\",\"\",IF(AE699=1,YcCi(AK699,J699),YcTr(J699,AJ699,AN699)))","v":""},{"$f":"IF(AD699=\"\",\"\",IF(AE699=1,Teta1(AX699,AK699),\"-\"))","v":""},{"$f":"IF(AD699=\"\",\"\",IF(AE699=1,AreaCi(AK699,AX699),AreaTr(AJ699,AN699,AX699)))","v":""},"",{"$f":"IF(AD699=\"\",\"\",IF(AE699=1,Ynci(AK699,J699,AM699,AO699),YnTr(1,AM699,AJ699,AN699,AO699,J699)))","v":""},{"$f":"IF(AD699=\"\",\"\",IF(AE699=1,Teta1(BB699,AK699),\"-\"))","v":""},{"$f":"IF(AD699=\"\",\"\",IF(AE699=1,AreaCi(AK699,BB699),AreaTr(AJ699,AN699,BB699)))","v":""},{"$f":"IF(AD699=\"\",\"\",IF(AE699=1,FrCi(BF699,9.806,BC699,AK699),FrTr(BF699,9.806,AJ699,AN699,BB699)))","v":""},"",{"$f":"IF(AD699=\"\",\"\",IF(AE699=1,LOOKUP(AI699,'Vmáx(material) - Tab.4.3'!$L$2:$L$11,'Vmáx(material) - Tab.4.3'!$M$2:$M$11),LOOKUP(AI699,'Vmáx(material) - Tab.4.3'!$L$15,'Vmáx(material) - Tab.4.3'!$M$15)))","v":""},{"$f":"IF(AD699=\"\",\"\",VLOOKUP($AH699,'Vmáx(material) - Tab.4.3'!$R$35:$X$41,2))","v":""},{"$f":"IF(AD699=\"\",\"\",VLOOKUP($AH699,'Vmáx(material) - Tab.4.3'!$R$35:$X$41,3))","v":""},{"$f":"IF(AD699=\"\",\"\",VLOOKUP($AH699,'Vmáx(material) - Tab.4.3'!$R$35:$X$41,4))","v":""},{"$f":"IF(AD699=\"\",\"\",VLOOKUP($AH699,'Vmáx(material) - Tab.4.3'!$R$35:$X$41,5))","v":""},{"$f":"IF(AD699=\"\",\"\",VLOOKUP($AH699,'Vmáx(material) - Tab.4.3'!$R$35:$X$41,6))","v":""},{"$f":"IF(AD699=\"\",\"\",IF(AD699=\"\",\"\",VLOOKUP($AH699,'Vmáx(material) - Tab.4.3'!$R$35:$X$41,7)))","v":""},{"$f":"IF(AD699=\"\",\"\",IF(AE699=1,FCi(J699,AK699),FTr(J699,AJ699,AK699)))","v":""},"",{"$f":"IF(AD699=\"\",\"\",Hw(BH699,BI699,BJ699,BK699,BL699,BM699,Z,BN699,AO699,AK699))","v":""},"","","","",{"$f":"IF(AD699=\"\",\"\",ho(BT699,AK699,AX699))","v":""},{"$f":"IF(AD699=\"\",\"\",IF(AE699=1,PeriCi(AK699,BB699),PeriTr(AJ699,AN699,BB699)))","v":""},{"$f":"IF(AD699=\"\",\"\",IF(AE699=1,AreaCi(AK699,BB699),AreaTr(AJ699,AN699,BB699)))","v":""},{"$f":"IF(AD699=\"\",\"\",RhCi(BW699,BV699))","v":""},"",{"$f":"IF(AD699=\"\",\"\",hf(AL699,J699,AM699,BW699,BX699))","v":""},{"$f":"IF(AD699=\"\",\"\",LOOKUP(AP699,Tab.4.5!$J$6:$J$27,Tab.4.5!$L$6:$L$27))","v":""},{"$f":"IF(AD699=\"\",\"\",He(CA699,BY699))","v":""},{"$f":"IF(AD699=\"\",\"\",Hs(BY699))","v":""},{"$f":"IF(AD699=\"\",\"\",Hm(BU699,BZ699,CB699,CC699,AL699,AO699))","v":""},"","","","","","",null,null,null,null,null,null,null,null,null,null,null,null,null,null,null,0,0,0,0,0,{"$f":"IF(CK699=\"\",\"\",IF(CL699=1,YcCi(CR699,J699),YcTr(J699,CQ699,CU699)))","v":""},{"$f":"IF(CK699=\"\",\"\",IF(CL699=1,Teta1(DE699,CR699),\"-\"))","v":""},"","",{"$f":"IF(CK699=\"\",\"\",IF(CL699=1,Ynci(CR699,J699,CT699,CV699),YnTr(1,CT699,CQ699,CU699,CV699,J699)))","v":""},{"$f":"IF(CK699=\"\",\"\",IF(CL699=1,Teta1(DI699,CR699),\"-\"))","v":""},{"$f":"IF(CK699=\"\",\"\",IF(CL699=1,AreaCi(CR699,J699),AreaTr(CQ699,CU699,DI699)))","v":""},{"$f":"IF(CK699=\"\",\"\",IF(CL699=1,FrCi(DM699,9.806,DJ699,CR699),FrTr(DM699,9.806,CQ699,CU699,DI699)))","v":""},"",{"$f":"IF(CK699=\"\",\"\",IF(CL699=1,LOOKUP(CP699,'Vmáx(material) - Tab.4.3'!$L$2:$L$11,'Vmáx(material) - Tab.4.3'!$M$2:$M$11),LOOKUP(CP699,'Vmáx(material) - Tab.4.3'!$L$15,'Vmáx(material) - Tab.4.3'!$M$15)))","v":""},{"$f":"IF(CK699=\"\",\"\",VLOOKUP($CO699,'Vmáx(material) - Tab.4.3'!$R$35:$X$41,2))","v":""},{"$f":"IF(CK699=\"\",\"\",VLOOKUP($CO699,'Vmáx(material) - Tab.4.3'!$R$35:$X$41,3))","v":""},{"$f":"IF(CK699=\"\",\"\",VLOOKUP($CO699,'Vmáx(material) - Tab.4.3'!$R$35:$X$41,4))","v":""},{"$f":"IF(CK699=\"\",\"\",VLOOKUP($CO699,'Vmáx(material) - Tab.4.3'!$R$35:$X$41,5))","v":""},{"$f":"IF(CK699=\"\",\"\",VLOOKUP($CO699,'Vmáx(material) - Tab.4.3'!$R$35:$X$41,6))","v":""},{"$f":"IF(CK699=\"\",\"\",IF(CK699=\"\",\"\",VLOOKUP(CO699,'Vmáx(material) - Tab.4.3'!$R$35:$X$41,7)))","v":""},{"$f":"IF(CK699=\"\",\"\",IF(CL699=1,FCi(J699,CR699),FTr(J699,CQ699,CR699)))","v":""},"",{"$f":"IF(CK699=\"\",\"\",Hw(DO699,DP699,DQ699,DR699,DS699,DT699,Z,DU699,CV699,CR699))","v":""},"","","","","",{"$f":"IF(CK699=\"\",\"\",IF(CL699=1,PeriCi(CR699,DI699),PeriTr(CQ699,CU699,DI699)))","v":""},{"$f":"IF(CK699=\"\",\"\",IF(CL699=1,AreaCi(CR699,DI699),AreaTr(CQ699,CU699,DI699)))","v":""},{"$f":"IF(CK699=\"\",\"\",RhCi(DK699,EC699))","v":""},"",{"$f":"IF(CK699=\"\",\"\",hf(CS699,J699,CT699,DK699,EE699))","v":""},{"$f":"IF(CK699=\"\",\"\",LOOKUP(CW699,Tab.4.5!$J$6:$J$27,Tab.4.5!$L$6:$L$27))","v":""},{"$f":"IF(CK699=\"\",\"\",He(EH699,DM699))","v":""},{"$f":"IF(CK699=\"\",\"\",Hs(DM699))","v":""},{"$f":"IF(CK699=\"\",\"\",Hm(EB699,EG699,EI699,EJ699,CS699,CV699))","v":""},"","","","","","","K45+-45000 () ",{"$f":"IF(B699=\"Existe.\",IF(AE699=1,CONCATENATE(#REF!,AK699,\" m.\"),CONCATENATE(#REF!,AJ699,\" m x \",AK699,\" m.\")),IF(CL699=1,CONCATENATE(#REF!,CR699,\" m.\"),CONCATENATE(#REF!,CQ699,\" m x \",CR699,\" m.\")))","v":{"$error":"#REF!"}},"Concreto, L =  m, S = 0 %.","Cota clave eje= 0 msnm.",null,null,null,"","","","","",{"$f":"IF(EV699=\"\",\"\",VLOOKUP(EY699,'Estructura escalonada'!$D$3:$H$953,2))","v":""},"","","","","",""]
[null,null,null,null,null,null,null,null,null,null,null,0,null,0,null,null,null,null,null,null,{"$f":"IF(K702=\"No\",\"\",IF(O702=\"\",YcCi(P702,N702),YcTr(N702,O702,S702)))","v":{"$error":"#VALUE!"}},{"$f":"IF(K702=\"No\",\"\",IF(O702=\"\",Teta1(U702,P702),\"-\"))","v":{"$error":"#VALUE!"}},{"$error":"#VALUE!"},{"$error":"#VALUE!"},{"$f":"IF(K702=\"No\",\"\",IF(O702=\"\",Ynci(P702,N702,R702,T702),YnTr(1,R702,O702,S702,T702,N702)))","v":{"$error":"#VALUE!"}},{"$f":"IF(K702=\"No\",\"\",IF(O702=\"\",Teta1(Y702,P702),\"-\"))","v":{"$error":"#VALUE!"}},{"$f":"IF(K702=\"No\",\"\",IF(O702=\"\",AreaCi(P702,Y702),AreaTr(O702,S702,Y702)))","v":{"$error":"#VALUE!"}},{"$f":"IF(K702=\"No\",\"\",IF(O702=\"\",FrCi(AC702,9.806,Z702,P702),FrTr(AC702,9.806,O702,S702,Y702)))","v":{"$error":"#VALUE!"}},{"$error":"#VALUE!"},null,null,null,null,null,null,null,null,null,null,null,null,null,null,null,0,0,"","","",{"$f":"IF(AD702=\"\",\"\",IF(AE702=1,YcCi(AK702,J702),YcTr(J702,AJ702,AN702)))","v":""},{"$f":"IF(AD702=\"\",\"\",IF(AE702=1,Teta1(AX702,AK702),\"-\"))","v":""},{"$f":"IF(AD702=\"\",\"\",IF(AE702=1,AreaCi(AK702,AX702),AreaTr(AJ702,AN702,AX702)))","v":""},"",{"$f":"IF(AD702=\"\",\"\",IF(AE702=1,Ynci(AK702,J702,AM702,AO702),YnTr(1,AM702,AJ702,AN702,AO702,J702)))","v":""},{"$f":"IF(AD702=\"\",\"\",IF(AE702=1,Teta1(BB702,AK702),\"-\"))","v":""},{"$f":"IF(AD702=\"\",\"\",IF(AE702=1,AreaCi(AK702,BB702),AreaTr(AJ702,AN702,BB702)))","v":""},{"$f":"IF(AD702=\"\",\"\",IF(AE702=1,FrCi(BF702,9.806,BC702,AK702),FrTr(BF702,9.806,AJ702,AN702,BB702)))","v":""},"",{"$f":"IF(AD702=\"\",\"\",IF(AE702=1,LOOKUP(AI702,'Vmáx(material) - Tab.4.3'!$L$2:$L$11,'Vmáx(material) - Tab.4.3'!$M$2:$M$11),LOOKUP(AI702,'Vmáx(material) - Tab.4.3'!$L$15,'Vmáx(material) - Tab.4.3'!$M$15)))","v":""},{"$f":"IF(AD702=\"\",\"\",VLOOKUP($AH702,'Vmáx(material) - Tab.4.3'!$R$35:$X$41,2))","v":""},{"$f":"IF(AD702=\"\",\"\",VLOOKUP($AH702,'Vmáx(material) - Tab.4.3'!$R$35:$X$41,3))","v":""},{"$f":"IF(AD702=\"\",\"\",VLOOKUP($AH702,'Vmáx(material) - Tab.4.3'!$R$35:$X$41,4))","v":""},{"$f":"IF(AD702=\"\",\"\",VLOOKUP($AH702,'Vmáx(material) - Tab.4.3'!$R$35:$X$41,5))","v":""},{"$f":"IF(AD702=\"\",\"\",VLOOKUP($AH702,'Vmáx(material) - Tab.4.3'!$R$35:$X$41,6))","v":""},{"$f":"IF(AD702=\"\",\"\",IF(AD702=\"\",\"\",VLOOKUP($AH702,'Vmáx(material) - Tab.4.3'!$R$35:$X$41,7)))","v":""},{"$f":"IF(AD702=\"\",\"\",IF(AE702=1,FCi(J702,AK702),FTr(J702,AJ702,AK702)))","v":""},"",{"$f":"IF(AD702=\"\",\"\",Hw(BH702,BI702,BJ702,BK702,BL702,BM702,Z,BN702,AO702,AK702))","v":""},"","","","",{"$f":"IF(AD702=\"\",\"\",ho(BT702,AK702,AX702))","v":""},{"$f":"IF(AD702=\"\",\"\",IF(AE702=1,PeriCi(AK702,BB702),PeriTr(AJ702,AN702,BB702)))","v":""},{"$f":"IF(AD702=\"\",\"\",IF(AE702=1,AreaCi(AK702,BB702),AreaTr(AJ702,AN702,BB702)))","v":""},{"$f":"IF(AD702=\"\",\"\",RhCi(BW702,BV702))","v":""},"",{"$f":"IF(AD702=\"\",\"\",hf(AL702,J702,AM702,BW702,BX702))","v":""},{"$f":"IF(AD702=\"\",\"\",LOOKUP(AP702,Tab.4.5!$J$6:$J$27,Tab.4.5!$L$6:$L$27))","v":""},{"$f":"IF(AD702=\"\",\"\",He(CA702,BY702))","v":""},{"$f":"IF(AD702=\"\",\"\",Hs(BY702))","v":""},{"$f":"IF(AD702=\"\",\"\",Hm(BU702,BZ702,CB702,CC702,AL702,AO702))","v":""},"","","","","","",null,null,null,null,null,null,null,null,null,null,null,null,null,null,null,0,0,0,0,0,{"$f":"IF(CK702=\"\",\"\",IF(CL702=1,YcCi(CR702,J702),YcTr(J702,CQ702,CU702)))","v":""},{"$f":"IF(CK702=\"\",\"\",IF(CL702=1,Teta1(DE702,CR702),\"-\"))","v":""},"","",{"$f":"IF(CK702=\"\",\"\",IF(CL702=1,Ynci(CR702,J702,CT702,CV702),YnTr(1,CT702,CQ702,CU702,CV702,J702)))","v":""},{"$f":"IF(CK702=\"\",\"\",IF(CL702=1,Teta1(DI702,CR702),\"-\"))","v":""},{"$f":"IF(CK702=\"\",\"\",IF(CL702=1,AreaCi(CR702,J702),AreaTr(CQ702,CU702,DI702)))","v":""},{"$f":"IF(CK702=\"\",\"\",IF(CL702=1,FrCi(DM702,9.806,DJ702,CR702),FrTr(DM702,9.806,CQ702,CU702,DI702)))","v":""},"",{"$f":"IF(CK702=\"\",\"\",IF(CL702=1,LOOKUP(CP702,'Vmáx(material) - Tab.4.3'!$L$2:$L$11,'Vmáx(material) - Tab.4.3'!$M$2:$M$11),LOOKUP(CP702,'Vmáx(material) - Tab.4.3'!$L$15,'Vmáx(material) - Tab.4.3'!$M$15)))","v":""},{"$f":"IF(CK702=\"\",\"\",VLOOKUP($CO702,'Vmáx(material) - Tab.4.3'!$R$35:$X$41,2))","v":""},{"$f":"IF(CK702=\"\",\"\",VLOOKUP($CO702,'Vmáx(material) - Tab.4.3'!$R$35:$X$41,3))","v":""},{"$f":"IF(CK702=\"\",\"\",VLOOKUP($CO702,'Vmáx(material) - Tab.4.3'!$R$35:$X$41,4))","v":""},{"$f":"IF(CK702=\"\",\"\",VLOOKUP($CO702,'Vmáx(material) - Tab.4.3'!$R$35:$X$41,5))","v":""},{"$f":"IF(CK702=\"\",\"\",VLOOKUP($CO702,'Vmáx(material) - Tab.4.3'!$R$35:$X$41,6))","v":""},{"$f":"IF(CK702=\"\",\"\",IF(CK702=\"\",\"\",VLOOKUP(CO702,'Vmáx(material) - Tab.4.3'!$R$35:$X$41,7)))","v":""},{"$f":"IF(CK702=\"\",\"\",IF(CL702=1,FCi(J702,CR702),FTr(J702,CQ702,CR702)))","v":""},"",{"$f":"IF(CK702=\"\",\"\",Hw(DO702,DP702,DQ702,DR702,DS702,DT702,Z,DU702,CV702,CR702))","v":""},"","","","","",{"$f":"IF(CK702=\"\",\"\",IF(CL702=1,PeriCi(CR702,DI702),PeriTr(CQ702,CU702,DI702)))","v":""},{"$f":"IF(CK702=\"\",\"\",IF(CL702=1,AreaCi(CR702,DI702),AreaTr(CQ702,CU702,DI702)))","v":""},{"$f":"IF(CK702=\"\",\"\",RhCi(DK702,EC702))","v":""},"",{"$f":"IF(CK702=\"\",\"\",hf(CS702,J702,CT702,DK702,EE702))","v":""},{"$f":"IF(CK702=\"\",\"\",LOOKUP(CW702,Tab.4.5!$J$6:$J$27,Tab.4.5!$L$6:$L$27))","v":""},{"$f":"IF(CK702=\"\",\"\",He(EH702,DM702))","v":""},{"$f":"IF(CK702=\"\",\"\",Hs(DM702))","v":""},{"$f":"IF(CK702=\"\",\"\",Hm(EB702,EG702,EI702,EJ702,CS702,CV702))","v":""},"","","","","","","K45+-45000 () ",{"$f":"IF(B702=\"Existe.\",IF(AE702=1,CONCATENATE(#REF!,AK702,\" m.\"),CONCATENATE(#REF!,AJ702,\" m x \",AK702,\" m.\")),IF(CL702=1,CONCATENATE(#REF!,CR702,\" m.\"),CONCATENATE(#REF!,CQ702,\" m x \",CR702,\" m.\")))","v":{"$error":"#REF!"}},"Concreto, L =  m, S = 0 %.","Cota clave eje= 0 msnm.",null,null,null,"","","","","",{"$f":"IF(EV702=\"\",\"\",VLOOKUP(EY702,'Estructura escalonada'!$D$3:$H$953,2))","v":""},"","","","","",""]
[null,null,null,null,null,null,null,null,null,null,null,0,null,0,null,null,null,null,null,null,{"$f":"IF(K703=\"No\",\"\",IF(O703=\"\",YcCi(P703,N703),YcTr(N703,O703,S703)))","v":{"$error":"#VALUE!"}},{"$f":"IF(K703=\"No\",\"\",IF(O703=\"\",Teta1(U703,P703),\"-\"))","v":{"$error":"#VALUE!"}},{"$error":"#VALUE!"},{"$error":"#VALUE!"},{"$f":"IF(K703=\"No\",\"\",IF(O703=\"\",Ynci(P703,N703,R703,T703),YnTr(1,R703,O703,S703,T703,N703)))","v":{"$error":"#VALUE!"}},{"$f":"IF(K703=\"No\",\"\",IF(O703=\"\",Teta1(Y703,P703),\"-\"))","v":{"$error":"#VALUE!"}},{"$f":"IF(K703=\"No\",\"\",IF(O703=\"\",AreaCi(P703,Y703),AreaTr(O703,S703,Y703)))","v":{"$error":"#VALUE!"}},{"$f":"IF(K703=\"No\",\"\",IF(O703=\"\",FrCi(AC703,9.806,Z703,P703),FrTr(AC703,9.806,O703,S703,Y703)))","v":{"$error":"#VALUE!"}},{"$error":"#VALUE!"},null,null,null,null,null,null,null,null,null,null,null,null,null,null,null,0,0,"","","",{"$f":"IF(AD703=\"\",\"\",IF(AE703=1,YcCi(AK703,J703),YcTr(J703,AJ703,AN703)))","v":""},{"$f":"IF(AD703=\"\",\"\",IF(AE703=1,Teta1(AX703,AK703),\"-\"))","v":""},{"$f":"IF(AD703=\"\",\"\",IF(AE703=1,AreaCi(AK703,AX703),AreaTr(AJ703,AN703,AX703)))","v":""},"",{"$f":"IF(AD703=\"\",\"\",IF(AE703=1,Ynci(AK703,J703,AM703,AO703),YnTr(1,AM703,AJ703,AN703,AO703,J703)))","v":""},{"$f":"IF(AD703=\"\",\"\",IF(AE703=1,Teta1(BB703,AK703),\"-\"))","v":""},{"$f":"IF(AD703=\"\",\"\",IF(AE703=1,AreaCi(AK703,BB703),AreaTr(AJ703,AN703,BB703)))","v":""},{"$f":"IF(AD703=\"\",\"\",IF(AE703=1,FrCi(BF703,9.806,BC703,AK703),FrTr(BF703,9.806,AJ703,AN703,BB703)))","v":""},"",{"$f":"IF(AD703=\"\",\"\",IF(AE703=1,LOOKUP(AI703,'Vmáx(material) - Tab.4.3'!$L$2:$L$11,'Vmáx(material) - Tab.4.3'!$M$2:$M$11),LOOKUP(AI703,'Vmáx(material) - Tab.4.3'!$L$15,'Vmáx(material) - Tab.4.3'!$M$15)))","v":""},{"$f":"IF(AD703=\"\",\"\",VLOOKUP($AH703,'Vmáx(material) - Tab.4.3'!$R$35:$X$41,2))","v":""},{"$f":"IF(AD703=\"\",\"\",VLOOKUP($AH703,'Vmáx(material) - Tab.4.3'!$R$35:$X$41,3))","v":""},{"$f":"IF(AD703=\"\",\"\",VLOOKUP($AH703,'Vmáx(material) - Tab.4.3'!$R$35:$X$41,4))","v":""},{"$f":"IF(AD703=\"\",\"\",VLOOKUP($AH703,'Vmáx(material) - Tab.4.3'!$R$35:$X$41,5))","v":""},{"$f":"IF(AD703=\"\",\"\",VLOOKUP($AH703,'Vmáx(material) - Tab.4.3'!$R$35:$X$41,6))","v":""},{"$f":"IF(AD703=\"\",\"\",IF(AD703=\"\",\"\",VLOOKUP($AH703,'Vmáx(material) - Tab.4.3'!$R$35:$X$41,7)))","v":""},{"$f":"IF(AD703=\"\",\"\",IF(AE703=1,FCi(J703,AK703),FTr(J703,AJ703,AK703)))","v":""},"",{"$f":"IF(AD703=\"\",\"\",Hw(BH703,BI703,BJ703,BK703,BL703,BM703,Z,BN703,AO703,AK703))","v":""},"","","","",{"$f":"IF(AD703=\"\",\"\",ho(BT703,AK703,AX703))","v":""},{"$f":"IF(AD703=\"\",\"\",IF(AE703=1,PeriCi(AK703,BB703),PeriTr(AJ703,AN703,BB703)))","v":""},{"$f":"IF(AD703=\"\",\"\",IF(AE703=1,AreaCi(AK703,BB703),AreaTr(AJ703,AN703,BB703)))","v":""},{"$f":"IF(AD703=\"\",\"\",RhCi(BW703,BV703))","v":""},"",{"$f":"IF(AD703=\"\",\"\",hf(AL703,J703,AM703,BW703,BX703))","v":""},{"$f":"IF(AD703=\"\",\"\",LOOKUP(AP703,Tab.4.5!$J$6:$J$27,Tab.4.5!$L$6:$L$27))","v":""},{"$f":"IF(AD703=\"\",\"\",He(CA703,BY703))","v":""},{"$f":"IF(AD703=\"\",\"\",Hs(BY703))","v":""},{"$f":"IF(AD703=\"\",\"\",Hm(BU703,BZ703,CB703,CC703,AL703,AO703))","v":""},"","","","","","",null,null,null,null,null,null,null,null,null,null,null,null,null,null,null,0,0,0,0,0,{"$f":"IF(CK703=\"\",\"\",IF(CL703=1,YcCi(CR703,J703),YcTr(J703,CQ703,CU703)))","v":""},{"$f":"IF(CK703=\"\",\"\",IF(CL703=1,Teta1(DE703,CR703),\"-\"))","v":""},"","",{"$f":"IF(CK703=\"\",\"\",IF(CL703=1,Ynci(CR703,J703,CT703,CV703),YnTr(1,CT703,CQ703,CU703,CV703,J703)))","v":""},{"$f":"IF(CK703=\"\",\"\",IF(CL703=1,Teta1(DI703,CR703),\"-\"))","v":""},{"$f":"IF(CK703=\"\",\"\",IF(CL703=1,AreaCi(CR703,J703),AreaTr(CQ703,CU703,DI703)))","v":""},{"$f":"IF(CK703=\"\",\"\",IF(CL703=1,FrCi(DM703,9.806,DJ703,CR703),FrTr(DM703,9.806,CQ703,CU703,DI703)))","v":""},"",{"$f":"IF(CK703=\"\",\"\",IF(CL703=1,LOOKUP(CP703,'Vmáx(material) - Tab.4.3'!$L$2:$L$11,'Vmáx(material) - Tab.4.3'!$M$2:$M$11),LOOKUP(CP703,'Vmáx(material) - Tab.4.3'!$L$15,'Vmáx(material) - Tab.4.3'!$M$15)))","v":""},{"$f":"IF(CK703=\"\",\"\",VLOOKUP($CO703,'Vmáx(material) - Tab.4.3'!$R$35:$X$41,2))","v":""},{"$f":"IF(CK703=\"\",\"\",VLOOKUP($CO703,'Vmáx(material) - Tab.4.3'!$R$35:$X$41,3))","v":""},{"$f":"IF(CK703=\"\",\"\",VLOOKUP($CO703,'Vmáx(material) - Tab.4.3'!$R$35:$X$41,4))","v":""},{"$f":"IF(CK703=\"\",\"\",VLOOKUP($CO703,'Vmáx(material) - Tab.4.3'!$R$35:$X$41,5))","v":""},{"$f":"IF(CK703=\"\",\"\",VLOOKUP($CO703,'Vmáx(material) - Tab.4.3'!$R$35:$X$41,6))","v":""},{"$f":"IF(CK703=\"\",\"\",IF(CK703=\"\",\"\",VLOOKUP(CO703,'Vmáx(material) - Tab.4.3'!$R$35:$X$41,7)))","v":""},{"$f":"IF(CK703=\"\",\"\",IF(CL703=1,FCi(J703,CR703),FTr(J703,CQ703,CR703)))","v":""},"",{"$f":"IF(CK703=\"\",\"\",Hw(DO703,DP703,DQ703,DR703,DS703,DT703,Z,DU703,CV703,CR703))","v":""},"","","","","",{"$f":"IF(CK703=\"\",\"\",IF(CL703=1,PeriCi(CR703,DI703),PeriTr(CQ703,CU703,DI703)))","v":""},{"$f":"IF(CK703=\"\",\"\",IF(CL703=1,AreaCi(CR703,DI703),AreaTr(CQ703,CU703,DI703)))","v":""},{"$f":"IF(CK703=\"\",\"\",RhCi(DK703,EC703))","v":""},"",{"$f":"IF(CK703=\"\",\"\",hf(CS703,J703,CT703,DK703,EE703))","v":""},{"$f":"IF(CK703=\"\",\"\",LOOKUP(CW703,Tab.4.5!$J$6:$J$27,Tab.4.5!$L$6:$L$27))","v":""},{"$f":"IF(CK703=\"\",\"\",He(EH703,DM703))","v":""},{"$f":"IF(CK703=\"\",\"\",Hs(DM703))","v":""},{"$f":"IF(CK703=\"\",\"\",Hm(EB703,EG703,EI703,EJ703,CS703,CV703))","v":""},"","","","","","","K45+-45000 () ",{"$f":"IF(B703=\"Existe.\",IF(AE703=1,CONCATENATE(#REF!,AK703,\" m.\"),CONCATENATE(#REF!,AJ703,\" m x \",AK703,\" m.\")),IF(CL703=1,CONCATENATE(#REF!,CR703,\" m.\"),CONCATENATE(#REF!,CQ703,\" m x \",CR703,\" m.\")))","v":{"$error":"#REF!"}},"Concreto, L =  m, S = 0 %.","Cota clave eje= 0 msnm.",null,null,null,"","","","","",{"$f":"IF(EV703=\"\",\"\",VLOOKUP(EY703,'Estructura escalonada'!$D$3:$H$953,2))","v":""},"","","","","",""]
[null,null,null,null,null,null,null,null,null,null,null,0,null,0,null,null,null,null,null,null,{"$f":"IF(K706=\"No\",\"\",IF(O706=\"\",YcCi(P706,N706),YcTr(N706,O706,S706)))","v":{"$error":"#VALUE!"}},{"$f":"IF(K706=\"No\",\"\",IF(O706=\"\",Teta1(U706,P706),\"-\"))","v":{"$error":"#VALUE!"}},{"$error":"#VALUE!"},{"$error":"#VALUE!"},{"$f":"IF(K706=\"No\",\"\",IF(O706=\"\",Ynci(P706,N706,R706,T706),YnTr(1,R706,O706,S706,T706,N706)))","v":{"$error":"#VALUE!"}},{"$f":"IF(K706=\"No\",\"\",IF(O706=\"\",Teta1(Y706,P706),\"-\"))","v":{"$error":"#VALUE!"}},{"$f":"IF(K706=\"No\",\"\",IF(O706=\"\",AreaCi(P706,Y706),AreaTr(O706,S706,Y706)))","v":{"$error":"#VALUE!"}},{"$f":"IF(K706=\"No\",\"\",IF(O706=\"\",FrCi(AC706,9.806,Z706,P706),FrTr(AC706,9.806,O706,S706,Y706)))","v":{"$error":"#VALUE!"}},{"$error":"#VALUE!"},null,null,null,null,null,null,null,null,null,null,null,null,null,null,null,0,0,"","","",{"$f":"IF(AD706=\"\",\"\",IF(AE706=1,YcCi(AK706,J706),YcTr(J706,AJ706,AN706)))","v":""},{"$f":"IF(AD706=\"\",\"\",IF(AE706=1,Teta1(AX706,AK706),\"-\"))","v":""},{"$f":"IF(AD706=\"\",\"\",IF(AE706=1,AreaCi(AK706,AX706),AreaTr(AJ706,AN706,AX706)))","v":""},"",{"$f":"IF(AD706=\"\",\"\",IF(AE706=1,Ynci(AK706,J706,AM706,AO706),YnTr(1,AM706,AJ706,AN706,AO706,J706)))","v":""},{"$f":"IF(AD706=\"\",\"\",IF(AE706=1,Teta1(BB706,AK706),\"-\"))","v":""},{"$f":"IF(AD706=\"\",\"\",IF(AE706=1,AreaCi(AK706,BB706),AreaTr(AJ706,AN706,BB706)))","v":""},{"$f":"IF(AD706=\"\",\"\",IF(AE706=1,FrCi(BF706,9.806,BC706,AK706),FrTr(BF706,9.806,AJ706,AN706,BB706)))","v":""},"",{"$f":"IF(AD706=\"\",\"\",IF(AE706=1,LOOKUP(AI706,'Vmáx(material) - Tab.4.3'!$L$2:$L$11,'Vmáx(material) - Tab.4.3'!$M$2:$M$11),LOOKUP(AI706,'Vmáx(material) - Tab.4.3'!$L$15,'Vmáx(material) - Tab.4.3'!$M$15)))","v":""},{"$f":"IF(AD706=\"\",\"\",VLOOKUP($AH706,'Vmáx(material) - Tab.4.3'!$R$35:$X$41,2))","v":""},{"$f":"IF(AD706=\"\",\"\",VLOOKUP($AH706,'Vmáx(material) - Tab.4.3'!$R$35:$X$41,3))","v":""},{"$f":"IF(AD706=\"\",\"\",VLOOKUP($AH706,'Vmáx(material) - Tab.4.3'!$R$35:$X$41,4))","v":""},{"$f":"IF(AD706=\"\",\"\",VLOOKUP($AH706,'Vmáx(material) - Tab.4.3'!$R$35:$X$41,5))","v":""},{"$f":"IF(AD706=\"\",\"\",VLOOKUP($AH706,'Vmáx(material) - Tab.4.3'!$R$35:$X$41,6))","v":""},{"$f":"IF(AD706=\"\",\"\",IF(AD706=\"\",\"\",VLOOKUP($AH706,'Vmáx(material) - Tab.4.3'!$R$35:$X$41,7)))","v":""},{"$f":"IF(AD706=\"\",\"\",IF(AE706=1,FCi(J706,AK706),FTr(J706,AJ706,AK706)))","v":""},"",{"$f":"IF(AD706=\"\",\"\",Hw(BH706,BI706,BJ706,BK706,BL706,BM706,Z,BN706,AO706,AK706))","v":""},"","","","",{"$f":"IF(AD706=\"\",\"\",ho(BT706,AK706,AX706))","v":""},{"$f":"IF(AD706=\"\",\"\",IF(AE706=1,PeriCi(AK706,BB706),PeriTr(AJ706,AN706,BB706)))","v":""},{"$f":"IF(AD706=\"\",\"\",IF(AE706=1,AreaCi(AK706,BB706),AreaTr(AJ706,AN706,BB706)))","v":""},{"$f":"IF(AD706=\"\",\"\",RhCi(BW706,BV706))","v":""},"",{"$f":"IF(AD706=\"\",\"\",hf(AL706,J706,AM706,BW706,BX706))","v":""},{"$f":"IF(AD706=\"\",\"\",LOOKUP(AP706,Tab.4.5!$J$6:$J$27,Tab.4.5!$L$6:$L$27))","v":""},{"$f":"IF(AD706=\"\",\"\",He(CA706,BY706))","v":""},{"$f":"IF(AD706=\"\",\"\",Hs(BY706))","v":""},{"$f":"IF(AD706=\"\",\"\",Hm(BU706,BZ706,CB706,CC706,AL706,AO706))","v":""},"","","","","","",null,null,null,null,null,null,null,null,null,null,null,null,null,null,null,0,0,0,0,0,{"$f":"IF(CK706=\"\",\"\",IF(CL706=1,YcCi(CR706,J706),YcTr(J706,CQ706,CU706)))","v":""},{"$f":"IF(CK706=\"\",\"\",IF(CL706=1,Teta1(DE706,CR706),\"-\"))","v":""},"","",{"$f":"IF(CK706=\"\",\"\",IF(CL706=1,Ynci(CR706,J706,CT706,CV706),YnTr(1,CT706,CQ706,CU706,CV706,J706)))","v":""},{"$f":"IF(CK706=\"\",\"\",IF(CL706=1,Teta1(DI706,CR706),\"-\"))","v":""},{"$f":"IF(CK706=\"\",\"\",IF(CL706=1,AreaCi(CR706,J706),AreaTr(CQ706,CU706,DI706)))","v":""},{"$f":"IF(CK706=\"\",\"\",IF(CL706=1,FrCi(DM706,9.806,DJ706,CR706),FrTr(DM706,9.806,CQ706,CU706,DI706)))","v":""},"",{"$f":"IF(CK706=\"\",\"\",IF(CL706=1,LOOKUP(CP706,'Vmáx(material) - Tab.4.3'!$L$2:$L$11,'Vmáx(material) - Tab.4.3'!$M$2:$M$11),LOOKUP(CP706,'Vmáx(material) - Tab.4.3'!$L$15,'Vmáx(material) - Tab.4.3'!$M$15)))","v":""},{"$f":"IF(CK706=\"\",\"\",VLOOKUP($CO706,'Vmáx(material) - Tab.4.3'!$R$35:$X$41,2))","v":""},{"$f":"IF(CK706=\"\",\"\",VLOOKUP($CO706,'Vmáx(material) - Tab.4.3'!$R$35:$X$41,3))","v":""},{"$f":"IF(CK706=\"\",\"\",VLOOKUP($CO706,'Vmáx(material) - Tab.4.3'!$R$35:$X$41,4))","v":""},{"$f":"IF(CK706=\"\",\"\",VLOOKUP($CO706,'Vmáx(material) - Tab.4.3'!$R$35:$X$41,5))","v":""},{"$f":"IF(CK706=\"\",\"\",VLOOKUP($CO706,'Vmáx(material) - Tab.4.3'!$R$35:$X$41,6))","v":""},{"$f":"IF(CK706=\"\",\"\",IF(CK706=\"\",\"\",VLOOKUP(CO706,'Vmáx(material) - Tab.4.3'!$R$35:$X$41,7)))","v":""},{"$f":"IF(CK706=\"\",\"\",IF(CL706=1,FCi(J706,CR706),FTr(J706,CQ706,CR706)))","v":""},"",{"$f":"IF(CK706=\"\",\"\",Hw(DO706,DP706,DQ706,DR706,DS706,DT706,Z,DU706,CV706,CR706))","v":""},"","","","","",{"$f":"IF(CK706=\"\",\"\",IF(CL706=1,PeriCi(CR706,DI706),PeriTr(CQ706,CU706,DI706)))","v":""},{"$f":"IF(CK706=\"\",\"\",IF(CL706=1,AreaCi(CR706,DI706),AreaTr(CQ706,CU706,DI706)))","v":""},{"$f":"IF(CK706=\"\",\"\",RhCi(DK706,EC706))","v":""},"",{"$f":"IF(CK706=\"\",\"\",hf(CS706,J706,CT706,DK706,EE706))","v":""},{"$f":"IF(CK706=\"\",\"\",LOOKUP(CW706,Tab.4.5!$J$6:$J$27,Tab.4.5!$L$6:$L$27))","v":""},{"$f":"IF(CK706=\"\",\"\",He(EH706,DM706))","v":""},{"$f":"IF(CK706=\"\",\"\",Hs(DM706))","v":""},{"$f":"IF(CK706=\"\",\"\",Hm(EB706,EG706,EI706,EJ706,CS706,CV706))","v":""},"","","","","","","K45+-45000 () ",{"$f":"IF(B706=\"Existe.\",IF(AE706=1,CONCATENATE(#REF!,AK706,\" m.\"),CONCATENATE(#REF!,AJ706,\" m x \",AK706,\" m.\")),IF(CL706=1,CONCATENATE(#REF!,CR706,\" m.\"),CONCATENATE(#REF!,CQ706,\" m x \",CR706,\" m.\")))","v":{"$error":"#REF!"}},"Concreto, L =  m, S = 0 %.","Cota clave eje= 0 msnm.",null,null,null,"","","","","",{"$f":"IF(EV706=\"\",\"\",VLOOKUP(EY706,'Estructura escalonada'!$D$3:$H$953,2))","v":""},"","","","","",""]
[null,null,null,null,null,null,null,null,null,null,null,0,null,0,null,null,null,null,null,null,{"$f":"IF(K709=\"No\",\"\",IF(O709=\"\",YcCi(P709,N709),YcTr(N709,O709,S709)))","v":{"$error":"#VALUE!"}},{"$f":"IF(K709=\"No\",\"\",IF(O709=\"\",Teta1(U709,P709),\"-\"))","v":{"$error":"#VALUE!"}},{"$error":"#VALUE!"},{"$error":"#VALUE!"},{"$f":"IF(K709=\"No\",\"\",IF(O709=\"\",Ynci(P709,N709,R709,T709),YnTr(1,R709,O709,S709,T709,N709)))","v":{"$error":"#VALUE!"}},{"$f":"IF(K709=\"No\",\"\",IF(O709=\"\",Teta1(Y709,P709),\"-\"))","v":{"$error":"#VALUE!"}},{"$f":"IF(K709=\"No\",\"\",IF(O709=\"\",AreaCi(P709,Y709),AreaTr(O709,S709,Y709)))","v":{"$error":"#VALUE!"}},{"$f":"IF(K709=\"No\",\"\",IF(O709=\"\",FrCi(AC709,9.806,Z709,P709),FrTr(AC709,9.806,O709,S709,Y709)))","v":{"$error":"#VALUE!"}},{"$error":"#VALUE!"},null,null,null,null,null,null,null,null,null,null,null,null,null,null,null,0,0,"","","",{"$f":"IF(AD709=\"\",\"\",IF(AE709=1,YcCi(AK709,J709),YcTr(J709,AJ709,AN709)))","v":""},{"$f":"IF(AD709=\"\",\"\",IF(AE709=1,Teta1(AX709,AK709),\"-\"))","v":""},{"$f":"IF(AD709=\"\",\"\",IF(AE709=1,AreaCi(AK709,AX709),AreaTr(AJ709,AN709,AX709)))","v":""},"",{"$f":"IF(AD709=\"\",\"\",IF(AE709=1,Ynci(AK709,J709,AM709,AO709),YnTr(1,AM709,AJ709,AN709,AO709,J709)))","v":""},{"$f":"IF(AD709=\"\",\"\",IF(AE709=1,Teta1(BB709,AK709),\"-\"))","v":""},{"$f":"IF(AD709=\"\",\"\",IF(AE709=1,AreaCi(AK709,BB709),AreaTr(AJ709,AN709,BB709)))","v":""},{"$f":"IF(AD709=\"\",\"\",IF(AE709=1,FrCi(BF709,9.806,BC709,AK709),FrTr(BF709,9.806,AJ709,AN709,BB709)))","v":""},"",{"$f":"IF(AD709=\"\",\"\",IF(AE709=1,LOOKUP(AI709,'Vmáx(material) - Tab.4.3'!$L$2:$L$11,'Vmáx(material) - Tab.4.3'!$M$2:$M$11),LOOKUP(AI709,'Vmáx(material) - Tab.4.3'!$L$15,'Vmáx(material) - Tab.4.3'!$M$15)))","v":""},{"$f":"IF(AD709=\"\",\"\",VLOOKUP($AH709,'Vmáx(material) - Tab.4.3'!$R$35:$X$41,2))","v":""},{"$f":"IF(AD709=\"\",\"\",VLOOKUP($AH709,'Vmáx(material) - Tab.4.3'!$R$35:$X$41,3))","v":""},{"$f":"IF(AD709=\"\",\"\",VLOOKUP($AH709,'Vmáx(material) - Tab.4.3'!$R$35:$X$41,4))","v":""},{"$f":"IF(AD709=\"\",\"\",VLOOKUP($AH709,'Vmáx(material) - Tab.4.3'!$R$35:$X$41,5))","v":""},{"$f":"IF(AD709=\"\",\"\",VLOOKUP($AH709,'Vmáx(material) - Tab.4.3'!$R$35:$X$41,6))","v":""},{"$f":"IF(AD709=\"\",\"\",IF(AD709=\"\",\"\",VLOOKUP($AH709,'Vmáx(material) - Tab.4.3'!$R$35:$X$41,7)))","v":""},{"$f":"IF(AD709=\"\",\"\",IF(AE709=1,FCi(J709,AK709),FTr(J709,AJ709,AK709)))","v":""},"",{"$f":"IF(AD709=\"\",\"\",Hw(BH709,BI709,BJ709,BK709,BL709,BM709,Z,BN709,AO709,AK709))","v":""},"","","","",{"$f":"IF(AD709=\"\",\"\",ho(BT709,AK709,AX709))","v":""},{"$f":"IF(AD709=\"\",\"\",IF(AE709=1,PeriCi(AK709,BB709),PeriTr(AJ709,AN709,BB709)))","v":""},{"$f":"IF(AD709=\"\",\"\",IF(AE709=1,AreaCi(AK709,BB709),AreaTr(AJ709,AN709,BB709)))","v":""},{"$f":"IF(AD709=\"\",\"\",RhCi(BW709,BV709))","v":""},"",{"$f":"IF(AD709=\"\",\"\",hf(AL709,J709,AM709,BW709,BX709))","v":""},{"$f":"IF(AD709=\"\",\"\",LOOKUP(AP709,Tab.4.5!$J$6:$J$27,Tab.4.5!$L$6:$L$27))","v":""},{"$f":"IF(AD709=\"\",\"\",He(CA709,BY709))","v":""},{"$f":"IF(AD709=\"\",\"\",Hs(BY709))","v":""},{"$f":"IF(AD709=\"\",\"\",Hm(BU709,BZ709,CB709,CC709,AL709,AO709))","v":""},"","","","","","",null,null,null,null,null,null,null,null,null,null,null,null,null,null,null,0,0,0,0,0,{"$f":"IF(CK709=\"\",\"\",IF(CL709=1,YcCi(CR709,J709),YcTr(J709,CQ709,CU709)))","v":""},{"$f":"IF(CK709=\"\",\"\",IF(CL709=1,Teta1(DE709,CR709),\"-\"))","v":""},"","",{"$f":"IF(CK709=\"\",\"\",IF(CL709=1,Ynci(CR709,J709,CT709,CV709),YnTr(1,CT709,CQ709,CU709,CV709,J709)))","v":""},{"$f":"IF(CK709=\"\",\"\",IF(CL709=1,Teta1(DI709,CR709),\"-\"))","v":""},{"$f":"IF(CK709=\"\",\"\",IF(CL709=1,AreaCi(CR709,J709),AreaTr(CQ709,CU709,DI709)))","v":""},{"$f":"IF(CK709=\"\",\"\",IF(CL709=1,FrCi(DM709,9.806,DJ709,CR709),FrTr(DM709,9.806,CQ709,CU709,DI709)))","v":""},"",{"$f":"IF(CK709=\"\",\"\",IF(CL709=1,LOOKUP(CP709,'Vmáx(material) - Tab.4.3'!$L$2:$L$11,'Vmáx(material) - Tab.4.3'!$M$2:$M$11),LOOKUP(CP709,'Vmáx(material) - Tab.4.3'!$L$15,'Vmáx(material) - Tab.4.3'!$M$15)))","v":""},{"$f":"IF(CK709=\"\",\"\",VLOOKUP($CO709,'Vmáx(material) - Tab.4.3'!$R$35:$X$41,2))","v":""},{"$f":"IF(CK709=\"\",\"\",VLOOKUP($CO709,'Vmáx(material) - Tab.4.3'!$R$35:$X$41,3))","v":""},{"$f":"IF(CK709=\"\",\"\",VLOOKUP($CO709,'Vmáx(material) - Tab.4.3'!$R$35:$X$41,4))","v":""},{"$f":"IF(CK709=\"\",\"\",VLOOKUP($CO709,'Vmáx(material) - Tab.4.3'!$R$35:$X$41,5))","v":""},{"$f":"IF(CK709=\"\",\"\",VLOOKUP($CO709,'Vmáx(material) - Tab.4.3'!$R$35:$X$41,6))","v":""},{"$f":"IF(CK709=\"\",\"\",IF(CK709=\"\",\"\",VLOOKUP(CO709,'Vmáx(material) - Tab.4.3'!$R$35:$X$41,7)))","v":""},{"$f":"IF(CK709=\"\",\"\",IF(CL709=1,FCi(J709,CR709),FTr(J709,CQ709,CR709)))","v":""},"",{"$f":"IF(CK709=\"\",\"\",Hw(DO709,DP709,DQ709,DR709,DS709,DT709,Z,DU709,CV709,CR709))","v":""},"","","","","",{"$f":"IF(CK709=\"\",\"\",IF(CL709=1,PeriCi(CR709,DI709),PeriTr(CQ709,CU709,DI709)))","v":""},{"$f":"IF(CK709=\"\",\"\",IF(CL709=1,AreaCi(CR709,DI709),AreaTr(CQ709,CU709,DI709)))","v":""},{"$f":"IF(CK709=\"\",\"\",RhCi(DK709,EC709))","v":""},"",{"$f":"IF(CK709=\"\",\"\",hf(CS709,J709,CT709,DK709,EE709))","v":""},{"$f":"IF(CK709=\"\",\"\",LOOKUP(CW709,Tab.4.5!$J$6:$J$27,Tab.4.5!$L$6:$L$27))","v":""},{"$f":"IF(CK709=\"\",\"\",He(EH709,DM709))","v":""},{"$f":"IF(CK709=\"\",\"\",Hs(DM709))","v":""},{"$f":"IF(CK709=\"\",\"\",Hm(EB709,EG709,EI709,EJ709,CS709,CV709))","v":""},"","","","","","","K45+-45000 () ",{"$f":"IF(B709=\"Existe.\",IF(AE709=1,CONCATENATE(#REF!,AK709,\" m.\"),CONCATENATE(#REF!,AJ709,\" m x \",AK709,\" m.\")),IF(CL709=1,CONCATENATE(#REF!,CR709,\" m.\"),CONCATENATE(#REF!,CQ709,\" m x \",CR709,\" m.\")))","v":{"$error":"#REF!"}},"Concreto, L =  m, S = 0 %.","Cota clave eje= 0 msnm.",null,null,null,"","","","","",{"$f":"IF(EV709=\"\",\"\",VLOOKUP(EY709,'Estructura escalonada'!$D$3:$H$953,2))","v":""},"","","","","",""]
[null,null,null,null,null,null,null,null,null,null,null,0,null,0,null,null,null,null,null,null,{"$f":"IF(K712=\"No\",\"\",IF(O712=\"\",YcCi(P712,N712),YcTr(N712,O712,S712)))","v":{"$error":"#VALUE!"}},{"$f":"IF(K712=\"No\",\"\",IF(O712=\"\",Teta1(U712,P712),\"-\"))","v":{"$error":"#VALUE!"}},{"$error":"#VALUE!"},{"$error":"#VALUE!"},{"$f":"IF(K712=\"No\",\"\",IF(O712=\"\",Ynci(P712,N712,R712,T712),YnTr(1,R712,O712,S712,T712,N712)))","v":{"$error":"#VALUE!"}},{"$f":"IF(K712=\"No\",\"\",IF(O712=\"\",Teta1(Y712,P712),\"-\"))","v":{"$error":"#VALUE!"}},{"$f":"IF(K712=\"No\",\"\",IF(O712=\"\",AreaCi(P712,Y712),AreaTr(O712,S712,Y712)))","v":{"$error":"#VALUE!"}},{"$f":"IF(K712=\"No\",\"\",IF(O712=\"\",FrCi(AC712,9.806,Z712,P712),FrTr(AC712,9.806,O712,S712,Y712)))","v":{"$error":"#VALUE!"}},{"$error":"#VALUE!"},null,null,null,null,null,null,null,null,null,null,null,null,null,null,null,0,0,"","","",{"$f":"IF(AD712=\"\",\"\",IF(AE712=1,YcCi(AK712,J712),YcTr(J712,AJ712,AN712)))","v":""},{"$f":"IF(AD712=\"\",\"\",IF(AE712=1,Teta1(AX712,AK712),\"-\"))","v":""},{"$f":"IF(AD712=\"\",\"\",IF(AE712=1,AreaCi(AK712,AX712),AreaTr(AJ712,AN712,AX712)))","v":""},"",{"$f":"IF(AD712=\"\",\"\",IF(AE712=1,Ynci(AK712,J712,AM712,AO712),YnTr(1,AM712,AJ712,AN712,AO712,J712)))","v":""},{"$f":"IF(AD712=\"\",\"\",IF(AE712=1,Teta1(BB712,AK712),\"-\"))","v":""},{"$f":"IF(AD712=\"\",\"\",IF(AE712=1,AreaCi(AK712,BB712),AreaTr(AJ712,AN712,BB712)))","v":""},{"$f":"IF(AD712=\"\",\"\",IF(AE712=1,FrCi(BF712,9.806,BC712,AK712),FrTr(BF712,9.806,AJ712,AN712,BB712)))","v":""},"",{"$f":"IF(AD712=\"\",\"\",IF(AE712=1,LOOKUP(AI712,'Vmáx(material) - Tab.4.3'!$L$2:$L$11,'Vmáx(material) - Tab.4.3'!$M$2:$M$11),LOOKUP(AI712,'Vmáx(material) - Tab.4.3'!$L$15,'Vmáx(material) - Tab.4.3'!$M$15)))","v":""},{"$f":"IF(AD712=\"\",\"\",VLOOKUP($AH712,'Vmáx(material) - Tab.4.3'!$R$35:$X$41,2))","v":""},{"$f":"IF(AD712=\"\",\"\",VLOOKUP($AH712,'Vmáx(material) - Tab.4.3'!$R$35:$X$41,3))","v":""},{"$f":"IF(AD712=\"\",\"\",VLOOKUP($AH712,'Vmáx(material) - Tab.4.3'!$R$35:$X$41,4))","v":""},{"$f":"IF(AD712=\"\",\"\",VLOOKUP($AH712,'Vmáx(material) - Tab.4.3'!$R$35:$X$41,5))","v":""},{"$f":"IF(AD712=\"\",\"\",VLOOKUP($AH712,'Vmáx(material) - Tab.4.3'!$R$35:$X$41,6))","v":""},{"$f":"IF(AD712=\"\",\"\",IF(AD712=\"\",\"\",VLOOKUP($AH712,'Vmáx(material) - Tab.4.3'!$R$35:$X$41,7)))","v":""},{"$f":"IF(AD712=\"\",\"\",IF(AE712=1,FCi(J712,AK712),FTr(J712,AJ712,AK712)))","v":""},"",{"$f":"IF(AD712=\"\",\"\",Hw(BH712,BI712,BJ712,BK712,BL712,BM712,Z,BN712,AO712,AK712))","v":""},"","","","",{"$f":"IF(AD712=\"\",\"\",ho(BT712,AK712,AX712))","v":""},{"$f":"IF(AD712=\"\",\"\",IF(AE712=1,PeriCi(AK712,BB712),PeriTr(AJ712,AN712,BB712)))","v":""},{"$f":"IF(AD712=\"\",\"\",IF(AE712=1,AreaCi(AK712,BB712),AreaTr(AJ712,AN712,BB712)))","v":""},{"$f":"IF(AD712=\"\",\"\",RhCi(BW712,BV712))","v":""},"",{"$f":"IF(AD712=\"\",\"\",hf(AL712,J712,AM712,BW712,BX712))","v":""},{"$f":"IF(AD712=\"\",\"\",LOOKUP(AP712,Tab.4.5!$J$6:$J$27,Tab.4.5!$L$6:$L$27))","v":""},{"$f":"IF(AD712=\"\",\"\",He(CA712,BY712))","v":""},{"$f":"IF(AD712=\"\",\"\",Hs(BY712))","v":""},{"$f":"IF(AD712=\"\",\"\",Hm(BU712,BZ712,CB712,CC712,AL712,AO712))","v":""},"","","","","","",null,null,null,null,null,null,null,null,null,null,null,null,null,null,null,0,0,0,0,0,{"$f":"IF(CK712=\"\",\"\",IF(CL712=1,YcCi(CR712,J712),YcTr(J712,CQ712,CU712)))","v":""},{"$f":"IF(CK712=\"\",\"\",IF(CL712=1,Teta1(DE712,CR712),\"-\"))","v":""},"","",{"$f":"IF(CK712=\"\",\"\",IF(CL712=1,Ynci(CR712,J712,CT712,CV712),YnTr(1,CT712,CQ712,CU712,CV712,J712)))","v":""},{"$f":"IF(CK712=\"\",\"\",IF(CL712=1,Teta1(DI712,CR712),\"-\"))","v":""},{"$f":"IF(CK712=\"\",\"\",IF(CL712=1,AreaCi(CR712,J712),AreaTr(CQ712,CU712,DI712)))","v":""},{"$f":"IF(CK712=\"\",\"\",IF(CL712=1,FrCi(DM712,9.806,DJ712,CR712),FrTr(DM712,9.806,CQ712,CU712,DI712)))","v":""},"",{"$f":"IF(CK712=\"\",\"\",IF(CL712=1,LOOKUP(CP712,'Vmáx(material) - Tab.4.3'!$L$2:$L$11,'Vmáx(material) - Tab.4.3'!$M$2:$M$11),LOOKUP(CP712,'Vmáx(material) - Tab.4.3'!$L$15,'Vmáx(material) - Tab.4.3'!$M$15)))","v":""},{"$f":"IF(CK712=\"\",\"\",VLOOKUP($CO712,'Vmáx(material) - Tab.4.3'!$R$35:$X$41,2))","v":""},{"$f":"IF(CK712=\"\",\"\",VLOOKUP($CO712,'Vmáx(material) - Tab.4.3'!$R$35:$X$41,3))","v":""},{"$f":"IF(CK712=\"\",\"\",VLOOKUP($CO712,'Vmáx(material) - Tab.4.3'!$R$35:$X$41,4))","v":""},{"$f":"IF(CK712=\"\",\"\",VLOOKUP($CO712,'Vmáx(material) - Tab.4.3'!$R$35:$X$41,5))","v":""},{"$f":"IF(CK712=\"\",\"\",VLOOKUP($CO712,'Vmáx(material) - Tab.4.3'!$R$35:$X$41,6))","v":""},{"$f":"IF(CK712=\"\",\"\",IF(CK712=\"\",\"\",VLOOKUP(CO712,'Vmáx(material) - Tab.4.3'!$R$35:$X$41,7)))","v":""},{"$f":"IF(CK712=\"\",\"\",IF(CL712=1,FCi(J712,CR712),FTr(J712,CQ712,CR712)))","v":""},"",{"$f":"IF(CK712=\"\",\"\",Hw(DO712,DP712,DQ712,DR712,DS712,DT712,Z,DU712,CV712,CR712))","v":""},"","","","","",{"$f":"IF(CK712=\"\",\"\",IF(CL712=1,PeriCi(CR712,DI712),PeriTr(CQ712,CU712,DI712)))","v":""},{"$f":"IF(CK712=\"\",\"\",IF(CL712=1,AreaCi(CR712,DI712),AreaTr(CQ712,CU712,DI712)))","v":""},{"$f":"IF(CK712=\"\",\"\",RhCi(DK712,EC712))","v":""},"",{"$f":"IF(CK712=\"\",\"\",hf(CS712,J712,CT712,DK712,EE712))","v":""},{"$f":"IF(CK712=\"\",\"\",LOOKUP(CW712,Tab.4.5!$J$6:$J$27,Tab.4.5!$L$6:$L$27))","v":""},{"$f":"IF(CK712=\"\",\"\",He(EH712,DM712))","v":""},{"$f":"IF(CK712=\"\",\"\",Hs(DM712))","v":""},{"$f":"IF(CK712=\"\",\"\",Hm(EB712,EG712,EI712,EJ712,CS712,CV712))","v":""},"","","","","","","K45+-45000 () ",{"$f":"IF(B712=\"Existe.\",IF(AE712=1,CONCATENATE(#REF!,AK712,\" m.\"),CONCATENATE(#REF!,AJ712,\" m x \",AK712,\" m.\")),IF(CL712=1,CONCATENATE(#REF!,CR712,\" m.\"),CONCATENATE(#REF!,CQ712,\" m x \",CR712,\" m.\")))","v":{"$error":"#REF!"}},"Concreto, L =  m, S = 0 %.","Cota clave eje= 0 msnm.",null,null,null,"","","","","",{"$f":"IF(EV712=\"\",\"\",VLOOKUP(EY712,'Estructura escalonada'!$D$3:$H$953,2))","v":""},"","","","","",""]
[null,null,null,null,null,null,null,null,null,null,null,0,null,0,null,null,null,null,null,null,{"$f":"IF(K715=\"No\",\"\",IF(O715=\"\",YcCi(P715,N715),YcTr(N715,O715,S715)))","v":{"$error":"#VALUE!"}},{"$f":"IF(K715=\"No\",\"\",IF(O715=\"\",Teta1(U715,P715),\"-\"))","v":{"$error":"#VALUE!"}},{"$error":"#VALUE!"},{"$error":"#VALUE!"},{"$f":"IF(K715=\"No\",\"\",IF(O715=\"\",Ynci(P715,N715,R715,T715),YnTr(1,R715,O715,S715,T715,N715)))","v":{"$error":"#VALUE!"}},{"$f":"IF(K715=\"No\",\"\",IF(O715=\"\",Teta1(Y715,P715),\"-\"))","v":{"$error":"#VALUE!"}},{"$f":"IF(K715=\"No\",\"\",IF(O715=\"\",AreaCi(P715,Y715),AreaTr(O715,S715,Y715)))","v":{"$error":"#VALUE!"}},{"$f":"IF(K715=\"No\",\"\",IF(O715=\"\",FrCi(AC715,9.806,Z715,P715),FrTr(AC715,9.806,O715,S715,Y715)))","v":{"$error":"#VALUE!"}},{"$error":"#VALUE!"},null,null,null,null,null,null,null,null,null,null,null,null,null,null,null,0,0,"","","",{"$f":"IF(AD715=\"\",\"\",IF(AE715=1,YcCi(AK715,J715),YcTr(J715,AJ715,AN715)))","v":""},{"$f":"IF(AD715=\"\",\"\",IF(AE715=1,Teta1(AX715,AK715),\"-\"))","v":""},{"$f":"IF(AD715=\"\",\"\",IF(AE715=1,AreaCi(AK715,AX715),AreaTr(AJ715,AN715,AX715)))","v":""},"",{"$f":"IF(AD715=\"\",\"\",IF(AE715=1,Ynci(AK715,J715,AM715,AO715),YnTr(1,AM715,AJ715,AN715,AO715,J715)))","v":""},{"$f":"IF(AD715=\"\",\"\",IF(AE715=1,Teta1(BB715,AK715),\"-\"))","v":""},{"$f":"IF(AD715=\"\",\"\",IF(AE715=1,AreaCi(AK715,BB715),AreaTr(AJ715,AN715,BB715)))","v":""},{"$f":"IF(AD715=\"\",\"\",IF(AE715=1,FrCi(BF715,9.806,BC715,AK715),FrTr(BF715,9.806,AJ715,AN715,BB715)))","v":""},"",{"$f":"IF(AD715=\"\",\"\",IF(AE715=1,LOOKUP(AI715,'Vmáx(material) - Tab.4.3'!$L$2:$L$11,'Vmáx(material) - Tab.4.3'!$M$2:$M$11),LOOKUP(AI715,'Vmáx(material) - Tab.4.3'!$L$15,'Vmáx(material) - Tab.4.3'!$M$15)))","v":""},{"$f":"IF(AD715=\"\",\"\",VLOOKUP($AH715,'Vmáx(material) - Tab.4.3'!$R$35:$X$41,2))","v":""},{"$f":"IF(AD715=\"\",\"\",VLOOKUP($AH715,'Vmáx(material) - Tab.4.3'!$R$35:$X$41,3))","v":""},{"$f":"IF(AD715=\"\",\"\",VLOOKUP($AH715,'Vmáx(material) - Tab.4.3'!$R$35:$X$41,4))","v":""},{"$f":"IF(AD715=\"\",\"\",VLOOKUP($AH715,'Vmáx(material) - Tab.4.3'!$R$35:$X$41,5))","v":""},{"$f":"IF(AD715=\"\",\"\",VLOOKUP($AH715,'Vmáx(material) - Tab.4.3'!$R$35:$X$41,6))","v":""},{"$f":"IF(AD715=\"\",\"\",IF(AD715=\"\",\"\",VLOOKUP($AH715,'Vmáx(material) - Tab.4.3'!$R$35:$X$41,7)))","v":""},{"$f":"IF(AD715=\"\",\"\",IF(AE715=1,FCi(J715,AK715),FTr(J715,AJ715,AK715)))","v":""},"",{"$f":"IF(AD715=\"\",\"\",Hw(BH715,BI715,BJ715,BK715,BL715,BM715,Z,BN715,AO715,AK715))","v":""},"","","","",{"$f":"IF(AD715=\"\",\"\",ho(BT715,AK715,AX715))","v":""},{"$f":"IF(AD715=\"\",\"\",IF(AE715=1,PeriCi(AK715,BB715),PeriTr(AJ715,AN715,BB715)))","v":""},{"$f":"IF(AD715=\"\",\"\",IF(AE715=1,AreaCi(AK715,BB715),AreaTr(AJ715,AN715,BB715)))","v":""},{"$f":"IF(AD715=\"\",\"\",RhCi(BW715,BV715))","v":""},"",{"$f":"IF(AD715=\"\",\"\",hf(AL715,J715,AM715,BW715,BX715))","v":""},{"$f":"IF(AD715=\"\",\"\",LOOKUP(AP715,Tab.4.5!$J$6:$J$27,Tab.4.5!$L$6:$L$27))","v":""},{"$f":"IF(AD715=\"\",\"\",He(CA715,BY715))","v":""},{"$f":"IF(AD715=\"\",\"\",Hs(BY715))","v":""},{"$f":"IF(AD715=\"\",\"\",Hm(BU715,BZ715,CB715,CC715,AL715,AO715))","v":""},"","","","","","",null,null,null,null,null,null,null,null,null,null,null,null,null,null,null,0,0,0,0,0,{"$f":"IF(CK715=\"\",\"\",IF(CL715=1,YcCi(CR715,J715),YcTr(J715,CQ715,CU715)))","v":""},{"$f":"IF(CK715=\"\",\"\",IF(CL715=1,Teta1(DE715,CR715),\"-\"))","v":""},"","",{"$f":"IF(CK715=\"\",\"\",IF(CL715=1,Ynci(CR715,J715,CT715,CV715),YnTr(1,CT715,CQ715,CU715,CV715,J715)))","v":""},{"$f":"IF(CK715=\"\",\"\",IF(CL715=1,Teta1(DI715,CR715),\"-\"))","v":""},{"$f":"IF(CK715=\"\",\"\",IF(CL715=1,AreaCi(CR715,J715),AreaTr(CQ715,CU715,DI715)))","v":""},{"$f":"IF(CK715=\"\",\"\",IF(CL715=1,FrCi(DM715,9.806,DJ715,CR715),FrTr(DM715,9.806,CQ715,CU715,DI715)))","v":""},"",{"$f":"IF(CK715=\"\",\"\",IF(CL715=1,LOOKUP(CP715,'Vmáx(material) - Tab.4.3'!$L$2:$L$11,'Vmáx(material) - Tab.4.3'!$M$2:$M$11),LOOKUP(CP715,'Vmáx(material) - Tab.4.3'!$L$15,'Vmáx(material) - Tab.4.3'!$M$15)))","v":""},{"$f":"IF(CK715=\"\",\"\",VLOOKUP($CO715,'Vmáx(material) - Tab.4.3'!$R$35:$X$41,2))","v":""},{"$f":"IF(CK715=\"\",\"\",VLOOKUP($CO715,'Vmáx(material) - Tab.4.3'!$R$35:$X$41,3))","v":""},{"$f":"IF(CK715=\"\",\"\",VLOOKUP($CO715,'Vmáx(material) - Tab.4.3'!$R$35:$X$41,4))","v":""},{"$f":"IF(CK715=\"\",\"\",VLOOKUP($CO715,'Vmáx(material) - Tab.4.3'!$R$35:$X$41,5))","v":""},{"$f":"IF(CK715=\"\",\"\",VLOOKUP($CO715,'Vmáx(material) - Tab.4.3'!$R$35:$X$41,6))","v":""},{"$f":"IF(CK715=\"\",\"\",IF(CK715=\"\",\"\",VLOOKUP(CO715,'Vmáx(material) - Tab.4.3'!$R$35:$X$41,7)))","v":""},{"$f":"IF(CK715=\"\",\"\",IF(CL715=1,FCi(J715,CR715),FTr(J715,CQ715,CR715)))","v":""},"",{"$f":"IF(CK715=\"\",\"\",Hw(DO715,DP715,DQ715,DR715,DS715,DT715,Z,DU715,CV715,CR715))","v":""},"","","","","",{"$f":"IF(CK715=\"\",\"\",IF(CL715=1,PeriCi(CR715,DI715),PeriTr(CQ715,CU715,DI715)))","v":""},{"$f":"IF(CK715=\"\",\"\",IF(CL715=1,AreaCi(CR715,DI715),AreaTr(CQ715,CU715,DI715)))","v":""},{"$f":"IF(CK715=\"\",\"\",RhCi(DK715,EC715))","v":""},"",{"$f":"IF(CK715=\"\",\"\",hf(CS715,J715,CT715,DK715,EE715))","v":""},{"$f":"IF(CK715=\"\",\"\",LOOKUP(CW715,Tab.4.5!$J$6:$J$27,Tab.4.5!$L$6:$L$27))","v":""},{"$f":"IF(CK715=\"\",\"\",He(EH715,DM715))","v":""},{"$f":"IF(CK715=\"\",\"\",Hs(DM715))","v":""},{"$f":"IF(CK715=\"\",\"\",Hm(EB715,EG715,EI715,EJ715,CS715,CV715))","v":""},"","","","","","","K45+-45000 () ",{"$f":"IF(B715=\"Existe.\",IF(AE715=1,CONCATENATE(#REF!,AK715,\" m.\"),CONCATENATE(#REF!,AJ715,\" m x \",AK715,\" m.\")),IF(CL715=1,CONCATENATE(#REF!,CR715,\" m.\"),CONCATENATE(#REF!,CQ715,\" m x \",CR715,\" m.\")))","v":{"$error":"#REF!"}},"Concreto, L =  m, S = 0 %.","Cota clave eje= 0 msnm.",null,null,null,"","","","","",{"$f":"IF(EV715=\"\",\"\",VLOOKUP(EY715,'Estructura escalonada'!$D$3:$H$953,2))","v":""},"","","","","",""]
[null,null,null,null,null,null,null,null,null,null,null,0,null,0,null,null,null,null,null,null,{"$f":"IF(K719=\"No\",\"\",IF(O719=\"\",YcCi(P719,N719),YcTr(N719,O719,S719)))","v":{"$error":"#VALUE!"}},{"$f":"IF(K719=\"No\",\"\",IF(O719=\"\",Teta1(U719,P719),\"-\"))","v":{"$error":"#VALUE!"}},{"$error":"#VALUE!"},{"$error":"#VALUE!"},{"$f":"IF(K719=\"No\",\"\",IF(O719=\"\",Ynci(P719,N719,R719,T719),YnTr(1,R719,O719,S719,T719,N719)))","v":{"$error":"#VALUE!"}},{"$f":"IF(K719=\"No\",\"\",IF(O719=\"\",Teta1(Y719,P719),\"-\"))","v":{"$error":"#VALUE!"}},{"$f":"IF(K719=\"No\",\"\",IF(O719=\"\",AreaCi(P719,Y719),AreaTr(O719,S719,Y719)))","v":{"$error":"#VALUE!"}},{"$f":"IF(K719=\"No\",\"\",IF(O719=\"\",FrCi(AC719,9.806,Z719,P719),FrTr(AC719,9.806,O719,S719,Y719)))","v":{"$error":"#VALUE!"}},{"$error":"#VALUE!"},null,null,null,null,null,null,null,null,null,null,null,null,null,null,null,0,0,"","","",{"$f":"IF(AD719=\"\",\"\",IF(AE719=1,YcCi(AK719,J719),YcTr(J719,AJ719,AN719)))","v":""},{"$f":"IF(AD719=\"\",\"\",IF(AE719=1,Teta1(AX719,AK719),\"-\"))","v":""},{"$f":"IF(AD719=\"\",\"\",IF(AE719=1,AreaCi(AK719,AX719),AreaTr(AJ719,AN719,AX719)))","v":""},"",{"$f":"IF(AD719=\"\",\"\",IF(AE719=1,Ynci(AK719,J719,AM719,AO719),YnTr(1,AM719,AJ719,AN719,AO719,J719)))","v":""},{"$f":"IF(AD719=\"\",\"\",IF(AE719=1,Teta1(BB719,AK719),\"-\"))","v":""},{"$f":"IF(AD719=\"\",\"\",IF(AE719=1,AreaCi(AK719,BB719),AreaTr(AJ719,AN719,BB719)))","v":""},{"$f":"IF(AD719=\"\",\"\",IF(AE719=1,FrCi(BF719,9.806,BC719,AK719),FrTr(BF719,9.806,AJ719,AN719,BB719)))","v":""},"",{"$f":"IF(AD719=\"\",\"\",IF(AE719=1,LOOKUP(AI719,'Vmáx(material) - Tab.4.3'!$L$2:$L$11,'Vmáx(material) - Tab.4.3'!$M$2:$M$11),LOOKUP(AI719,'Vmáx(material) - Tab.4.3'!$L$15,'Vmáx(material) - Tab.4.3'!$M$15)))","v":""},{"$f":"IF(AD719=\"\",\"\",VLOOKUP($AH719,'Vmáx(material) - Tab.4.3'!$R$35:$X$41,2))","v":""},{"$f":"IF(AD719=\"\",\"\",VLOOKUP($AH719,'Vmáx(material) - Tab.4.3'!$R$35:$X$41,3))","v":""},{"$f":"IF(AD719=\"\",\"\",VLOOKUP($AH719,'Vmáx(material) - Tab.4.3'!$R$35:$X$41,4))","v":""},{"$f":"IF(AD719=\"\",\"\",VLOOKUP($AH719,'Vmáx(material) - Tab.4.3'!$R$35:$X$41,5))","v":""},{"$f":"IF(AD719=\"\",\"\",VLOOKUP($AH719,'Vmáx(material) - Tab.4.3'!$R$35:$X$41,6))","v":""},{"$f":"IF(AD719=\"\",\"\",IF(AD719=\"\",\"\",VLOOKUP($AH719,'Vmáx(material) - Tab.4.3'!$R$35:$X$41,7)))","v":""},{"$f":"IF(AD719=\"\",\"\",IF(AE719=1,FCi(J719,AK719),FTr(J719,AJ719,AK719)))","v":""},"",{"$f":"IF(AD719=\"\",\"\",Hw(BH719,BI719,BJ719,BK719,BL719,BM719,Z,BN719,AO719,AK719))","v":""},"","","","",{"$f":"IF(AD719=\"\",\"\",ho(BT719,AK719,AX719))","v":""},{"$f":"IF(AD719=\"\",\"\",IF(AE719=1,PeriCi(AK719,BB719),PeriTr(AJ719,AN719,BB719)))","v":""},{"$f":"IF(AD719=\"\",\"\",IF(AE719=1,AreaCi(AK719,BB719),AreaTr(AJ719,AN719,BB719)))","v":""},{"$f":"IF(AD719=\"\",\"\",RhCi(BW719,BV719))","v":""},"",{"$f":"IF(AD719=\"\",\"\",hf(AL719,J719,AM719,BW719,BX719))","v":""},{"$f":"IF(AD719=\"\",\"\",LOOKUP(AP719,Tab.4.5!$J$6:$J$27,Tab.4.5!$L$6:$L$27))","v":""},{"$f":"IF(AD719=\"\",\"\",He(CA719,BY719))","v":""},{"$f":"IF(AD719=\"\",\"\",Hs(BY719))","v":""},{"$f":"IF(AD719=\"\",\"\",Hm(BU719,BZ719,CB719,CC719,AL719,AO719))","v":""},"","","","","","",null,null,null,null,null,null,null,null,null,null,null,null,null,null,null,0,0,0,0,0,{"$f":"IF(CK719=\"\",\"\",IF(CL719=1,YcCi(CR719,J719),YcTr(J719,CQ719,CU719)))","v":""},{"$f":"IF(CK719=\"\",\"\",IF(CL719=1,Teta1(DE719,CR719),\"-\"))","v":""},"","",{"$f":"IF(CK719=\"\",\"\",IF(CL719=1,Ynci(CR719,J719,CT719,CV719),YnTr(1,CT719,CQ719,CU719,CV719,J719)))","v":""},{"$f":"IF(CK719=\"\",\"\",IF(CL719=1,Teta1(DI719,CR719),\"-\"))","v":""},{"$f":"IF(CK719=\"\",\"\",IF(CL719=1,AreaCi(CR719,J719),AreaTr(CQ719,CU719,DI719)))","v":""},{"$f":"IF(CK719=\"\",\"\",IF(CL719=1,FrCi(DM719,9.806,DJ719,CR719),FrTr(DM719,9.806,CQ719,CU719,DI719)))","v":""},"",{"$f":"IF(CK719=\"\",\"\",IF(CL719=1,LOOKUP(CP719,'Vmáx(material) - Tab.4.3'!$L$2:$L$11,'Vmáx(material) - Tab.4.3'!$M$2:$M$11),LOOKUP(CP719,'Vmáx(material) - Tab.4.3'!$L$15,'Vmáx(material) - Tab.4.3'!$M$15)))","v":""},{"$f":"IF(CK719=\"\",\"\",VLOOKUP($CO719,'Vmáx(material) - Tab.4.3'!$R$35:$X$41,2))","v":""},{"$f":"IF(CK719=\"\",\"\",VLOOKUP($CO719,'Vmáx(material) - Tab.4.3'!$R$35:$X$41,3))","v":""},{"$f":"IF(CK719=\"\",\"\",VLOOKUP($CO719,'Vmáx(material) - Tab.4.3'!$R$35:$X$41,4))","v":""},{"$f":"IF(CK719=\"\",\"\",VLOOKUP($CO719,'Vmáx(material) - Tab.4.3'!$R$35:$X$41,5))","v":""},{"$f":"IF(CK719=\"\",\"\",VLOOKUP($CO719,'Vmáx(material) - Tab.4.3'!$R$35:$X$41,6))","v":""},{"$f":"IF(CK719=\"\",\"\",IF(CK719=\"\",\"\",VLOOKUP(CO719,'Vmáx(material) - Tab.4.3'!$R$35:$X$41,7)))","v":""},{"$f":"IF(CK719=\"\",\"\",IF(CL719=1,FCi(J719,CR719),FTr(J719,CQ719,CR719)))","v":""},"",{"$f":"IF(CK719=\"\",\"\",Hw(DO719,DP719,DQ719,DR719,DS719,DT719,Z,DU719,CV719,CR719))","v":""},"","","","","",{"$f":"IF(CK719=\"\",\"\",IF(CL719=1,PeriCi(CR719,DI719),PeriTr(CQ719,CU719,DI719)))","v":""},{"$f":"IF(CK719=\"\",\"\",IF(CL719=1,AreaCi(CR719,DI719),AreaTr(CQ719,CU719,DI719)))","v":""},{"$f":"IF(CK719=\"\",\"\",RhCi(DK719,EC719))","v":""},"",{"$f":"IF(CK719=\"\",\"\",hf(CS719,J719,CT719,DK719,EE719))","v":""},{"$f":"IF(CK719=\"\",\"\",LOOKUP(CW719,Tab.4.5!$J$6:$J$27,Tab.4.5!$L$6:$L$27))","v":""},{"$f":"IF(CK719=\"\",\"\",He(EH719,DM719))","v":""},{"$f":"IF(CK719=\"\",\"\",Hs(DM719))","v":""},{"$f":"IF(CK719=\"\",\"\",Hm(EB719,EG719,EI719,EJ719,CS719,CV719))","v":""},"","","","","","","K45+-45000 () ",{"$f":"IF(B719=\"Existe.\",IF(AE719=1,CONCATENATE(#REF!,AK719,\" m.\"),CONCATENATE(#REF!,AJ719,\" m x \",AK719,\" m.\")),IF(CL719=1,CONCATENATE(#REF!,CR719,\" m.\"),CONCATENATE(#REF!,CQ719,\" m x \",CR719,\" m.\")))","v":{"$error":"#REF!"}},"Concreto, L =  m, S = 0 %.","Cota clave eje= 0 msnm.",null,null,null,"","","","","",{"$f":"IF(EV719=\"\",\"\",VLOOKUP(EY719,'Estructura escalonada'!$D$3:$H$953,2))","v":""},"","","","","",""]
[null,null,null,null,null,null,null,null,null,null,null,0,null,0,null,null,null,null,null,null,{"$f":"IF(K720=\"No\",\"\",IF(O720=\"\",YcCi(P720,N720),YcTr(N720,O720,S720)))","v":{"$error":"#VALUE!"}},{"$f":"IF(K720=\"No\",\"\",IF(O720=\"\",Teta1(U720,P720),\"-\"))","v":{"$error":"#VALUE!"}},{"$error":"#VALUE!"},{"$error":"#VALUE!"},{"$f":"IF(K720=\"No\",\"\",IF(O720=\"\",Ynci(P720,N720,R720,T720),YnTr(1,R720,O720,S720,T720,N720)))","v":{"$error":"#VALUE!"}},{"$f":"IF(K720=\"No\",\"\",IF(O720=\"\",Teta1(Y720,P720),\"-\"))","v":{"$error":"#VALUE!"}},{"$f":"IF(K720=\"No\",\"\",IF(O720=\"\",AreaCi(P720,Y720),AreaTr(O720,S720,Y720)))","v":{"$error":"#VALUE!"}},{"$f":"IF(K720=\"No\",\"\",IF(O720=\"\",FrCi(AC720,9.806,Z720,P720),FrTr(AC720,9.806,O720,S720,Y720)))","v":{"$error":"#VALUE!"}},{"$error":"#VALUE!"},null,null,null,null,null,null,null,null,null,null,null,null,null,null,null,0,0,"","","",{"$f":"IF(AD720=\"\",\"\",IF(AE720=1,YcCi(AK720,J720),YcTr(J720,AJ720,AN720)))","v":""},{"$f":"IF(AD720=\"\",\"\",IF(AE720=1,Teta1(AX720,AK720),\"-\"))","v":""},{"$f":"IF(AD720=\"\",\"\",IF(AE720=1,AreaCi(AK720,AX720),AreaTr(AJ720,AN720,AX720)))","v":""},"",{"$f":"IF(AD720=\"\",\"\",IF(AE720=1,Ynci(AK720,J720,AM720,AO720),YnTr(1,AM720,AJ720,AN720,AO720,J720)))","v":""},{"$f":"IF(AD720=\"\",\"\",IF(AE720=1,Teta1(BB720,AK720),\"-\"))","v":""},{"$f":"IF(AD720=\"\",\"\",IF(AE720=1,AreaCi(AK720,BB720),AreaTr(AJ720,AN720,BB720)))","v":""},{"$f":"IF(AD720=\"\",\"\",IF(AE720=1,FrCi(BF720,9.806,BC720,AK720),FrTr(BF720,9.806,AJ720,AN720,BB720)))","v":""},"",{"$f":"IF(AD720=\"\",\"\",IF(AE720=1,LOOKUP(AI720,'Vmáx(material) - Tab.4.3'!$L$2:$L$11,'Vmáx(material) - Tab.4.3'!$M$2:$M$11),LOOKUP(AI720,'Vmáx(material) - Tab.4.3'!$L$15,'Vmáx(material) - Tab.4.3'!$M$15)))","v":""},{"$f":"IF(AD720=\"\",\"\",VLOOKUP($AH720,'Vmáx(material) - Tab.4.3'!$R$35:$X$41,2))","v":""},{"$f":"IF(AD720=\"\",\"\",VLOOKUP($AH720,'Vmáx(material) - Tab.4.3'!$R$35:$X$41,3))","v":""},{"$f":"IF(AD720=\"\",\"\",VLOOKUP($AH720,'Vmáx(material) - Tab.4.3'!$R$35:$X$41,4))","v":""},{"$f":"IF(AD720=\"\",\"\",VLOOKUP($AH720,'Vmáx(material) - Tab.4.3'!$R$35:$X$41,5))","v":""},{"$f":"IF(AD720=\"\",\"\",VLOOKUP($AH720,'Vmáx(material) - Tab.4.3'!$R$35:$X$41,6))","v":""},{"$f":"IF(AD720=\"\",\"\",IF(AD720=\"\",\"\",VLOOKUP($AH720,'Vmáx(material) - Tab.4.3'!$R$35:$X$41,7)))","v":""},{"$f":"IF(AD720=\"\",\"\",IF(AE720=1,FCi(J720,AK720),FTr(J720,AJ720,AK720)))","v":""},"",{"$f":"IF(AD720=\"\",\"\",Hw(BH720,BI720,BJ720,BK720,BL720,BM720,Z,BN720,AO720,AK720))","v":""},"","","","",{"$f":"IF(AD720=\"\",\"\",ho(BT720,AK720,AX720))","v":""},{"$f":"IF(AD720=\"\",\"\",IF(AE720=1,PeriCi(AK720,BB720),PeriTr(AJ720,AN720,BB720)))","v":""},{"$f":"IF(AD720=\"\",\"\",IF(AE720=1,AreaCi(AK720,BB720),AreaTr(AJ720,AN720,BB720)))","v":""},{"$f":"IF(AD720=\"\",\"\",RhCi(BW720,BV720))","v":""},"",{"$f":"IF(AD720=\"\",\"\",hf(AL720,J720,AM720,BW720,BX720))","v":""},{"$f":"IF(AD720=\"\",\"\",LOOKUP(AP720,Tab.4.5!$J$6:$J$27,Tab.4.5!$L$6:$L$27))","v":""},{"$f":"IF(AD720=\"\",\"\",He(CA720,BY720))","v":""},{"$f":"IF(AD720=\"\",\"\",Hs(BY720))","v":""},{"$f":"IF(AD720=\"\",\"\",Hm(BU720,BZ720,CB720,CC720,AL720,AO720))","v":""},"","","","","","",null,null,null,null,null,null,null,null,null,null,null,null,null,null,null,0,0,0,0,0,{"$f":"IF(CK720=\"\",\"\",IF(CL720=1,YcCi(CR720,J720),YcTr(J720,CQ720,CU720)))","v":""},{"$f":"IF(CK720=\"\",\"\",IF(CL720=1,Teta1(DE720,CR720),\"-\"))","v":""},"","",{"$f":"IF(CK720=\"\",\"\",IF(CL720=1,Ynci(CR720,J720,CT720,CV720),YnTr(1,CT720,CQ720,CU720,CV720,J720)))","v":""},{"$f":"IF(CK720=\"\",\"\",IF(CL720=1,Teta1(DI720,CR720),\"-\"))","v":""},{"$f":"IF(CK720=\"\",\"\",IF(CL720=1,AreaCi(CR720,J720),AreaTr(CQ720,CU720,DI720)))","v":""},{"$f":"IF(CK720=\"\",\"\",IF(CL720=1,FrCi(DM720,9.806,DJ720,CR720),FrTr(DM720,9.806,CQ720,CU720,DI720)))","v":""},"",{"$f":"IF(CK720=\"\",\"\",IF(CL720=1,LOOKUP(CP720,'Vmáx(material) - Tab.4.3'!$L$2:$L$11,'Vmáx(material) - Tab.4.3'!$M$2:$M$11),LOOKUP(CP720,'Vmáx(material) - Tab.4.3'!$L$15,'Vmáx(material) - Tab.4.3'!$M$15)))","v":""},{"$f":"IF(CK720=\"\",\"\",VLOOKUP($CO720,'Vmáx(material) - Tab.4.3'!$R$35:$X$41,2))","v":""},{"$f":"IF(CK720=\"\",\"\",VLOOKUP($CO720,'Vmáx(material) - Tab.4.3'!$R$35:$X$41,3))","v":""},{"$f":"IF(CK720=\"\",\"\",VLOOKUP($CO720,'Vmáx(material) - Tab.4.3'!$R$35:$X$41,4))","v":""},{"$f":"IF(CK720=\"\",\"\",VLOOKUP($CO720,'Vmáx(material) - Tab.4.3'!$R$35:$X$41,5))","v":""},{"$f":"IF(CK720=\"\",\"\",VLOOKUP($CO720,'Vmáx(material) - Tab.4.3'!$R$35:$X$41,6))","v":""},{"$f":"IF(CK720=\"\",\"\",IF(CK720=\"\",\"\",VLOOKUP(CO720,'Vmáx(material) - Tab.4.3'!$R$35:$X$41,7)))","v":""},{"$f":"IF(CK720=\"\",\"\",IF(CL720=1,FCi(J720,CR720),FTr(J720,CQ720,CR720)))","v":""},"",{"$f":"IF(CK720=\"\",\"\",Hw(DO720,DP720,DQ720,DR720,DS720,DT720,Z,DU720,CV720,CR720))","v":""},"","","","","",{"$f":"IF(CK720=\"\",\"\",IF(CL720=1,PeriCi(CR720,DI720),PeriTr(CQ720,CU720,DI720)))","v":""},{"$f":"IF(CK720=\"\",\"\",IF(CL720=1,AreaCi(CR720,DI720),AreaTr(CQ720,CU720,DI720)))","v":""},{"$f":"IF(CK720=\"\",\"\",RhCi(DK720,EC720))","v":""},"",{"$f":"IF(CK720=\"\",\"\",hf(CS720,J720,CT720,DK720,EE720))","v":""},{"$f":"IF(CK720=\"\",\"\",LOOKUP(CW720,Tab.4.5!$J$6:$J$27,Tab.4.5!$L$6:$L$27))","v":""},{"$f":"IF(CK720=\"\",\"\",He(EH720,DM720))","v":""},{"$f":"IF(CK720=\"\",\"\",Hs(DM720))","v":""},{"$f":"IF(CK720=\"\",\"\",Hm(EB720,EG720,EI720,EJ720,CS720,CV720))","v":""},"","","","","","","K45+-45000 () ",{"$f":"IF(B720=\"Existe.\",IF(AE720=1,CONCATENATE(#REF!,AK720,\" m.\"),CONCATENATE(#REF!,AJ720,\" m x \",AK720,\" m.\")),IF(CL720=1,CONCATENATE(#REF!,CR720,\" m.\"),CONCATENATE(#REF!,CQ720,\" m x \",CR720,\" m.\")))","v":{"$error":"#REF!"}},"Concreto, L =  m, S = 0 %.","Cota clave eje= 0 msnm.",null,null,null,"","","","","",{"$f":"IF(EV720=\"\",\"\",VLOOKUP(EY720,'Estructura escalonada'!$D$3:$H$953,2))","v":""},"","","","","",""]
[null,null,null,null,null,null,null,null,null,null,null,0,null,0,null,null,null,null,null,null,{"$f":"IF(K724=\"No\",\"\",IF(O724=\"\",YcCi(P724,N724),YcTr(N724,O724,S724)))","v":{"$error":"#VALUE!"}},{"$f":"IF(K724=\"No\",\"\",IF(O724=\"\",Teta1(U724,P724),\"-\"))","v":{"$error":"#VALUE!"}},{"$error":"#VALUE!"},{"$error":"#VALUE!"},{"$f":"IF(K724=\"No\",\"\",IF(O724=\"\",Ynci(P724,N724,R724,T724),YnTr(1,R724,O724,S724,T724,N724)))","v":{"$error":"#VALUE!"}},{"$f":"IF(K724=\"No\",\"\",IF(O724=\"\",Teta1(Y724,P724),\"-\"))","v":{"$error":"#VALUE!"}},{"$f":"IF(K724=\"No\",\"\",IF(O724=\"\",AreaCi(P724,Y724),AreaTr(O724,S724,Y724)))","v":{"$error":"#VALUE!"}},{"$f":"IF(K724=\"No\",\"\",IF(O724=\"\",FrCi(AC724,9.806,Z724,P724),FrTr(AC724,9.806,O724,S724,Y724)))","v":{"$error":"#VALUE!"}},{"$error":"#VALUE!"},null,null,null,null,null,null,null,null,null,null,null,null,null,null,null,0,0,"","","",{"$f":"IF(AD724=\"\",\"\",IF(AE724=1,YcCi(AK724,J724),YcTr(J724,AJ724,AN724)))","v":""},{"$f":"IF(AD724=\"\",\"\",IF(AE724=1,Teta1(AX724,AK724),\"-\"))","v":""},{"$f":"IF(AD724=\"\",\"\",IF(AE724=1,AreaCi(AK724,AX724),AreaTr(AJ724,AN724,AX724)))","v":""},"",{"$f":"IF(AD724=\"\",\"\",IF(AE724=1,Ynci(AK724,J724,AM724,AO724),YnTr(1,AM724,AJ724,AN724,AO724,J724)))","v":""},{"$f":"IF(AD724=\"\",\"\",IF(AE724=1,Teta1(BB724,AK724),\"-\"))","v":""},{"$f":"IF(AD724=\"\",\"\",IF(AE724=1,AreaCi(AK724,BB724),AreaTr(AJ724,AN724,BB724)))","v":""},{"$f":"IF(AD724=\"\",\"\",IF(AE724=1,FrCi(BF724,9.806,BC724,AK724),FrTr(BF724,9.806,AJ724,AN724,BB724)))","v":""},"",{"$f":"IF(AD724=\"\",\"\",IF(AE724=1,LOOKUP(AI724,'Vmáx(material) - Tab.4.3'!$L$2:$L$11,'Vmáx(material) - Tab.4.3'!$M$2:$M$11),LOOKUP(AI724,'Vmáx(material) - Tab.4.3'!$L$15,'Vmáx(material) - Tab.4.3'!$M$15)))","v":""},{"$f":"IF(AD724=\"\",\"\",VLOOKUP($AH724,'Vmáx(material) - Tab.4.3'!$R$35:$X$41,2))","v":""},{"$f":"IF(AD724=\"\",\"\",VLOOKUP($AH724,'Vmáx(material) - Tab.4.3'!$R$35:$X$41,3))","v":""},{"$f":"IF(AD724=\"\",\"\",VLOOKUP($AH724,'Vmáx(material) - Tab.4.3'!$R$35:$X$41,4))","v":""},{"$f":"IF(AD724=\"\",\"\",VLOOKUP($AH724,'Vmáx(material) - Tab.4.3'!$R$35:$X$41,5))","v":""},{"$f":"IF(AD724=\"\",\"\",VLOOKUP($AH724,'Vmáx(material) - Tab.4.3'!$R$35:$X$41,6))","v":""},{"$f":"IF(AD724=\"\",\"\",IF(AD724=\"\",\"\",VLOOKUP($AH724,'Vmáx(material) - Tab.4.3'!$R$35:$X$41,7)))","v":""},{"$f":"IF(AD724=\"\",\"\",IF(AE724=1,FCi(J724,AK724),FTr(J724,AJ724,AK724)))","v":""},"",{"$f":"IF(AD724=\"\",\"\",Hw(BH724,BI724,BJ724,BK724,BL724,BM724,Z,BN724,AO724,AK724))","v":""},"","","","",{"$f":"IF(AD724=\"\",\"\",ho(BT724,AK724,AX724))","v":""},{"$f":"IF(AD724=\"\",\"\",IF(AE724=1,PeriCi(AK724,BB724),PeriTr(AJ724,AN724,BB724)))","v":""},{"$f":"IF(AD724=\"\",\"\",IF(AE724=1,AreaCi(AK724,BB724),AreaTr(AJ724,AN724,BB724)))","v":""},{"$f":"IF(AD724=\"\",\"\",RhCi(BW724,BV724))","v":""},"",{"$f":"IF(AD724=\"\",\"\",hf(AL724,J724,AM724,BW724,BX724))","v":""},{"$f":"IF(AD724=\"\",\"\",LOOKUP(AP724,Tab.4.5!$J$6:$J$27,Tab.4.5!$L$6:$L$27))","v":""},{"$f":"IF(AD724=\"\",\"\",He(CA724,BY724))","v":""},{"$f":"IF(AD724=\"\",\"\",Hs(BY724))","v":""},{"$f":"IF(AD724=\"\",\"\",Hm(BU724,BZ724,CB724,CC724,AL724,AO724))","v":""},"","","","","","",null,null,null,null,null,null,null,null,null,null,null,null,null,null,null,0,0,0,0,0,{"$f":"IF(CK724=\"\",\"\",IF(CL724=1,YcCi(CR724,J724),YcTr(J724,CQ724,CU724)))","v":""},{"$f":"IF(CK724=\"\",\"\",IF(CL724=1,Teta1(DE724,CR724),\"-\"))","v":""},"","",{"$f":"IF(CK724=\"\",\"\",IF(CL724=1,Ynci(CR724,J724,CT724,CV724),YnTr(1,CT724,CQ724,CU724,CV724,J724)))","v":""},{"$f":"IF(CK724=\"\",\"\",IF(CL724=1,Teta1(DI724,CR724),\"-\"))","v":""},{"$f":"IF(CK724=\"\",\"\",IF(CL724=1,AreaCi(CR724,J724),AreaTr(CQ724,CU724,DI724)))","v":""},{"$f":"IF(CK724=\"\",\"\",IF(CL724=1,FrCi(DM724,9.806,DJ724,CR724),FrTr(DM724,9.806,CQ724,CU724,DI724)))","v":""},"",{"$f":"IF(CK724=\"\",\"\",IF(CL724=1,LOOKUP(CP724,'Vmáx(material) - Tab.4.3'!$L$2:$L$11,'Vmáx(material) - Tab.4.3'!$M$2:$M$11),LOOKUP(CP724,'Vmáx(material) - Tab.4.3'!$L$15,'Vmáx(material) - Tab.4.3'!$M$15)))","v":""},{"$f":"IF(CK724=\"\",\"\",VLOOKUP($CO724,'Vmáx(material) - Tab.4.3'!$R$35:$X$41,2))","v":""},{"$f":"IF(CK724=\"\",\"\",VLOOKUP($CO724,'Vmáx(material) - Tab.4.3'!$R$35:$X$41,3))","v":""},{"$f":"IF(CK724=\"\",\"\",VLOOKUP($CO724,'Vmáx(material) - Tab.4.3'!$R$35:$X$41,4))","v":""},{"$f":"IF(CK724=\"\",\"\",VLOOKUP($CO724,'Vmáx(material) - Tab.4.3'!$R$35:$X$41,5))","v":""},{"$f":"IF(CK724=\"\",\"\",VLOOKUP($CO724,'Vmáx(material) - Tab.4.3'!$R$35:$X$41,6))","v":""},{"$f":"IF(CK724=\"\",\"\",IF(CK724=\"\",\"\",VLOOKUP(CO724,'Vmáx(material) - Tab.4.3'!$R$35:$X$41,7)))","v":""},{"$f":"IF(CK724=\"\",\"\",IF(CL724=1,FCi(J724,CR724),FTr(J724,CQ724,CR724)))","v":""},"",{"$f":"IF(CK724=\"\",\"\",Hw(DO724,DP724,DQ724,DR724,DS724,DT724,Z,DU724,CV724,CR724))","v":""},"","","","","",{"$f":"IF(CK724=\"\",\"\",IF(CL724=1,PeriCi(CR724,DI724),PeriTr(CQ724,CU724,DI724)))","v":""},{"$f":"IF(CK724=\"\",\"\",IF(CL724=1,AreaCi(CR724,DI724),AreaTr(CQ724,CU724,DI724)))","v":""},{"$f":"IF(CK724=\"\",\"\",RhCi(DK724,EC724))","v":""},"",{"$f":"IF(CK724=\"\",\"\",hf(CS724,J724,CT724,DK724,EE724))","v":""},{"$f":"IF(CK724=\"\",\"\",LOOKUP(CW724,Tab.4.5!$J$6:$J$27,Tab.4.5!$L$6:$L$27))","v":""},{"$f":"IF(CK724=\"\",\"\",He(EH724,DM724))","v":""},{"$f":"IF(CK724=\"\",\"\",Hs(DM724))","v":""},{"$f":"IF(CK724=\"\",\"\",Hm(EB724,EG724,EI724,EJ724,CS724,CV724))","v":""},"","","","","","","K45+-45000 () ",{"$f":"IF(B724=\"Existe.\",IF(AE724=1,CONCATENATE(#REF!,AK724,\" m.\"),CONCATENATE(#REF!,AJ724,\" m x \",AK724,\" m.\")),IF(CL724=1,CONCATENATE(#REF!,CR724,\" m.\"),CONCATENATE(#REF!,CQ724,\" m x \",CR724,\" m.\")))","v":{"$error":"#REF!"}},"Concreto, L =  m, S = 0 %.","Cota clave eje= 0 msnm.",null,null,null,"","","","","",{"$f":"IF(EV724=\"\",\"\",VLOOKUP(EY724,'Estructura escalonada'!$D$3:$H$953,2))","v":""},"","","","","",""]
[null,null,null,null,null,null,null,null,null,null,null,0,null,0,null,null,null,null,null,null,{"$f":"IF(K725=\"No\",\"\",IF(O725=\"\",YcCi(P725,N725),YcTr(N725,O725,S725)))","v":{"$error":"#VALUE!"}},{"$f":"IF(K725=\"No\",\"\",IF(O725=\"\",Teta1(U725,P725),\"-\"))","v":{"$error":"#VALUE!"}},{"$error":"#VALUE!"},{"$error":"#VALUE!"},{"$f":"IF(K725=\"No\",\"\",IF(O725=\"\",Ynci(P725,N725,R725,T725),YnTr(1,R725,O725,S725,T725,N725)))","v":{"$error":"#VALUE!"}},{"$f":"IF(K725=\"No\",\"\",IF(O725=\"\",Teta1(Y725,P725),\"-\"))","v":{"$error":"#VALUE!"}},{"$f":"IF(K725=\"No\",\"\",IF(O725=\"\",AreaCi(P725,Y725),AreaTr(O725,S725,Y725)))","v":{"$error":"#VALUE!"}},{"$f":"IF(K725=\"No\",\"\",IF(O725=\"\",FrCi(AC725,9.806,Z725,P725),FrTr(AC725,9.806,O725,S725,Y725)))","v":{"$error":"#VALUE!"}},{"$error":"#VALUE!"},null,null,null,null,null,null,null,null,null,null,null,null,null,null,null,0,0,"","","",{"$f":"IF(AD725=\"\",\"\",IF(AE725=1,YcCi(AK725,J725),YcTr(J725,AJ725,AN725)))","v":""},{"$f":"IF(AD725=\"\",\"\",IF(AE725=1,Teta1(AX725,AK725),\"-\"))","v":""},{"$f":"IF(AD725=\"\",\"\",IF(AE725=1,AreaCi(AK725,AX725),AreaTr(AJ725,AN725,AX725)))","v":""},"",{"$f":"IF(AD725=\"\",\"\",IF(AE725=1,Ynci(AK725,J725,AM725,AO725),YnTr(1,AM725,AJ725,AN725,AO725,J725)))","v":""},{"$f":"IF(AD725=\"\",\"\",IF(AE725=1,Teta1(BB725,AK725),\"-\"))","v":""},{"$f":"IF(AD725=\"\",\"\",IF(AE725=1,AreaCi(AK725,BB725),AreaTr(AJ725,AN725,BB725)))","v":""},{"$f":"IF(AD725=\"\",\"\",IF(AE725=1,FrCi(BF725,9.806,BC725,AK725),FrTr(BF725,9.806,AJ725,AN725,BB725)))","v":""},"",{"$f":"IF(AD725=\"\",\"\",IF(AE725=1,LOOKUP(AI725,'Vmáx(material) - Tab.4.3'!$L$2:$L$11,'Vmáx(material) - Tab.4.3'!$M$2:$M$11),LOOKUP(AI725,'Vmáx(material) - Tab.4.3'!$L$15,'Vmáx(material) - Tab.4.3'!$M$15)))","v":""},{"$f":"IF(AD725=\"\",\"\",VLOOKUP($AH725,'Vmáx(material) - Tab.4.3'!$R$35:$X$41,2))","v":""},{"$f":"IF(AD725=\"\",\"\",VLOOKUP($AH725,'Vmáx(material) - Tab.4.3'!$R$35:$X$41,3))","v":""},{"$f":"IF(AD725=\"\",\"\",VLOOKUP($AH725,'Vmáx(material) - Tab.4.3'!$R$35:$X$41,4))","v":""},{"$f":"IF(AD725=\"\",\"\",VLOOKUP($AH725,'Vmáx(material) - Tab.4.3'!$R$35:$X$41,5))","v":""},{"$f":"IF(AD725=\"\",\"\",VLOOKUP($AH725,'Vmáx(material) - Tab.4.3'!$R$35:$X$41,6))","v":""},{"$f":"IF(AD725=\"\",\"\",IF(AD725=\"\",\"\",VLOOKUP($AH725,'Vmáx(material) - Tab.4.3'!$R$35:$X$41,7)))","v":""},{"$f":"IF(AD725=\"\",\"\",IF(AE725=1,FCi(J725,AK725),FTr(J725,AJ725,AK725)))","v":""},"",{"$f":"IF(AD725=\"\",\"\",Hw(BH725,BI725,BJ725,BK725,BL725,BM725,Z,BN725,AO725,AK725))","v":""},"","","","",{"$f":"IF(AD725=\"\",\"\",ho(BT725,AK725,AX725))","v":""},{"$f":"IF(AD725=\"\",\"\",IF(AE725=1,PeriCi(AK725,BB725),PeriTr(AJ725,AN725,BB725)))","v":""},{"$f":"IF(AD725=\"\",\"\",IF(AE725=1,AreaCi(AK725,BB725),AreaTr(AJ725,AN725,BB725)))","v":""},{"$f":"IF(AD725=\"\",\"\",RhCi(BW725,BV725))","v":""},"",{"$f":"IF(AD725=\"\",\"\",hf(AL725,J725,AM725,BW725,BX725))","v":""},{"$f":"IF(AD725=\"\",\"\",LOOKUP(AP725,Tab.4.5!$J$6:$J$27,Tab.4.5!$L$6:$L$27))","v":""},{"$f":"IF(AD725=\"\",\"\",He(CA725,BY725))","v":""},{"$f":"IF(AD725=\"\",\"\",Hs(BY725))","v":""},{"$f":"IF(AD725=\"\",\"\",Hm(BU725,BZ725,CB725,CC725,AL725,AO725))","v":""},"","","","","","",null,null,null,null,null,null,null,null,null,null,null,null,null,null,null,0,0,0,0,0,{"$f":"IF(CK725=\"\",\"\",IF(CL725=1,YcCi(CR725,J725),YcTr(J725,CQ725,CU725)))","v":""},{"$f":"IF(CK725=\"\",\"\",IF(CL725=1,Teta1(DE725,CR725),\"-\"))","v":""},"","",{"$f":"IF(CK725=\"\",\"\",IF(CL725=1,Ynci(CR725,J725,CT725,CV725),YnTr(1,CT725,CQ725,CU725,CV725,J725)))","v":""},{"$f":"IF(CK725=\"\",\"\",IF(CL725=1,Teta1(DI725,CR725),\"-\"))","v":""},{"$f":"IF(CK725=\"\",\"\",IF(CL725=1,AreaCi(CR725,J725),AreaTr(CQ725,CU725,DI725)))","v":""},{"$f":"IF(CK725=\"\",\"\",IF(CL725=1,FrCi(DM725,9.806,DJ725,CR725),FrTr(DM725,9.806,CQ725,CU725,DI725)))","v":""},"",{"$f":"IF(CK725=\"\",\"\",IF(CL725=1,LOOKUP(CP725,'Vmáx(material) - Tab.4.3'!$L$2:$L$11,'Vmáx(material) - Tab.4.3'!$M$2:$M$11),LOOKUP(CP725,'Vmáx(material) - Tab.4.3'!$L$15,'Vmáx(material) - Tab.4.3'!$M$15)))","v":""},{"$f":"IF(CK725=\"\",\"\",VLOOKUP($CO725,'Vmáx(material) - Tab.4.3'!$R$35:$X$41,2))","v":""},{"$f":"IF(CK725=\"\",\"\",VLOOKUP($CO725,'Vmáx(material) - Tab.4.3'!$R$35:$X$41,3))","v":""},{"$f":"IF(CK725=\"\",\"\",VLOOKUP($CO725,'Vmáx(material) - Tab.4.3'!$R$35:$X$41,4))","v":""},{"$f":"IF(CK725=\"\",\"\",VLOOKUP($CO725,'Vmáx(material) - Tab.4.3'!$R$35:$X$41,5))","v":""},{"$f":"IF(CK725=\"\",\"\",VLOOKUP($CO725,'Vmáx(material) - Tab.4.3'!$R$35:$X$41,6))","v":""},{"$f":"IF(CK725=\"\",\"\",IF(CK725=\"\",\"\",VLOOKUP(CO725,'Vmáx(material) - Tab.4.3'!$R$35:$X$41,7)))","v":""},{"$f":"IF(CK725=\"\",\"\",IF(CL725=1,FCi(J725,CR725),FTr(J725,CQ725,CR725)))","v":""},"",{"$f":"IF(CK725=\"\",\"\",Hw(DO725,DP725,DQ725,DR725,DS725,DT725,Z,DU725,CV725,CR725))","v":""},"","","","","",{"$f":"IF(CK725=\"\",\"\",IF(CL725=1,PeriCi(CR725,DI725),PeriTr(CQ725,CU725,DI725)))","v":""},{"$f":"IF(CK725=\"\",\"\",IF(CL725=1,AreaCi(CR725,DI725),AreaTr(CQ725,CU725,DI725)))","v":""},{"$f":"IF(CK725=\"\",\"\",RhCi(DK725,EC725))","v":""},"",{"$f":"IF(CK725=\"\",\"\",hf(CS725,J725,CT725,DK725,EE725))","v":""},{"$f":"IF(CK725=\"\",\"\",LOOKUP(CW725,Tab.4.5!$J$6:$J$27,Tab.4.5!$L$6:$L$27))","v":""},{"$f":"IF(CK725=\"\",\"\",He(EH725,DM725))","v":""},{"$f":"IF(CK725=\"\",\"\",Hs(DM725))","v":""},{"$f":"IF(CK725=\"\",\"\",Hm(EB725,EG725,EI725,EJ725,CS725,CV725))","v":""},"","","","","","","K45+-45000 () ",{"$f":"IF(B725=\"Existe.\",IF(AE725=1,CONCATENATE(#REF!,AK725,\" m.\"),CONCATENATE(#REF!,AJ725,\" m x \",AK725,\" m.\")),IF(CL725=1,CONCATENATE(#REF!,CR725,\" m.\"),CONCATENATE(#REF!,CQ725,\" m x \",CR725,\" m.\")))","v":{"$error":"#REF!"}},"Concreto, L =  m, S = 0 %.","Cota clave eje= 0 msnm.",null,null,null,"","","","","",{"$f":"IF(EV725=\"\",\"\",VLOOKUP(EY725,'Estructura escalonada'!$D$3:$H$953,2))","v":""},"","","","","",""]
[null,null,null,null,null,null,null,null,null,null,null,0,null,0,null,null,null,null,null,null,{"$f":"IF(K728=\"No\",\"\",IF(O728=\"\",YcCi(P728,N728),YcTr(N728,O728,S728)))","v":{"$error":"#VALUE!"}},{"$f":"IF(K728=\"No\",\"\",IF(O728=\"\",Teta1(U728,P728),\"-\"))","v":{"$error":"#VALUE!"}},{"$error":"#VALUE!"},{"$error":"#VALUE!"},{"$f":"IF(K728=\"No\",\"\",IF(O728=\"\",Ynci(P728,N728,R728,T728),YnTr(1,R728,O728,S728,T728,N728)))","v":{"$error":"#VALUE!"}},{"$f":"IF(K728=\"No\",\"\",IF(O728=\"\",Teta1(Y728,P728),\"-\"))","v":{"$error":"#VALUE!"}},{"$f":"IF(K728=\"No\",\"\",IF(O728=\"\",AreaCi(P728,Y728),AreaTr(O728,S728,Y728)))","v":{"$error":"#VALUE!"}},{"$f":"IF(K728=\"No\",\"\",IF(O728=\"\",FrCi(AC728,9.806,Z728,P728),FrTr(AC728,9.806,O728,S728,Y728)))","v":{"$error":"#VALUE!"}},{"$error":"#VALUE!"},null,null,null,null,null,null,null,null,null,null,null,null,null,null,null,0,0,"","","",{"$f":"IF(AD728=\"\",\"\",IF(AE728=1,YcCi(AK728,J728),YcTr(J728,AJ728,AN728)))","v":""},{"$f":"IF(AD728=\"\",\"\",IF(AE728=1,Teta1(AX728,AK728),\"-\"))","v":""},{"$f":"IF(AD728=\"\",\"\",IF(AE728=1,AreaCi(AK728,AX728),AreaTr(AJ728,AN728,AX728)))","v":""},"",{"$f":"IF(AD728=\"\",\"\",IF(AE728=1,Ynci(AK728,J728,AM728,AO728),YnTr(1,AM728,AJ728,AN728,AO728,J728)))","v":""},{"$f":"IF(AD728=\"\",\"\",IF(AE728=1,Teta1(BB728,AK728),\"-\"))","v":""},{"$f":"IF(AD728=\"\",\"\",IF(AE728=1,AreaCi(AK728,BB728),AreaTr(AJ728,AN728,BB728)))","v":""},{"$f":"IF(AD728=\"\",\"\",IF(AE728=1,FrCi(BF728,9.806,BC728,AK728),FrTr(BF728,9.806,AJ728,AN728,BB728)))","v":""},"",{"$f":"IF(AD728=\"\",\"\",IF(AE728=1,LOOKUP(AI728,'Vmáx(material) - Tab.4.3'!$L$2:$L$11,'Vmáx(material) - Tab.4.3'!$M$2:$M$11),LOOKUP(AI728,'Vmáx(material) - Tab.4.3'!$L$15,'Vmáx(material) - Tab.4.3'!$M$15)))","v":""},{"$f":"IF(AD728=\"\",\"\",VLOOKUP($AH728,'Vmáx(material) - Tab.4.3'!$R$35:$X$41,2))","v":""},{"$f":"IF(AD728=\"\",\"\",VLOOKUP($AH728,'Vmáx(material) - Tab.4.3'!$R$35:$X$41,3))","v":""},{"$f":"IF(AD728=\"\",\"\",VLOOKUP($AH728,'Vmáx(material) - Tab.4.3'!$R$35:$X$41,4))","v":""},{"$f":"IF(AD728=\"\",\"\",VLOOKUP($AH728,'Vmáx(material) - Tab.4.3'!$R$35:$X$41,5))","v":""},{"$f":"IF(AD728=\"\",\"\",VLOOKUP($AH728,'Vmáx(material) - Tab.4.3'!$R$35:$X$41,6))","v":""},{"$f":"IF(AD728=\"\",\"\",IF(AD728=\"\",\"\",VLOOKUP($AH728,'Vmáx(material) - Tab.4.3'!$R$35:$X$41,7)))","v":""},{"$f":"IF(AD728=\"\",\"\",IF(AE728=1,FCi(J728,AK728),FTr(J728,AJ728,AK728)))","v":""},"",{"$f":"IF(AD728=\"\",\"\",Hw(BH728,BI728,BJ728,BK728,BL728,BM728,Z,BN728,AO728,AK728))","v":""},"","","","",{"$f":"IF(AD728=\"\",\"\",ho(BT728,AK728,AX728))","v":""},{"$f":"IF(AD728=\"\",\"\",IF(AE728=1,PeriCi(AK728,BB728),PeriTr(AJ728,AN728,BB728)))","v":""},{"$f":"IF(AD728=\"\",\"\",IF(AE728=1,AreaCi(AK728,BB728),AreaTr(AJ728,AN728,BB728)))","v":""},{"$f":"IF(AD728=\"\",\"\",RhCi(BW728,BV728))","v":""},"",{"$f":"IF(AD728=\"\",\"\",hf(AL728,J728,AM728,BW728,BX728))","v":""},{"$f":"IF(AD728=\"\",\"\",LOOKUP(AP728,Tab.4.5!$J$6:$J$27,Tab.4.5!$L$6:$L$27))","v":""},{"$f":"IF(AD728=\"\",\"\",He(CA728,BY728))","v":""},{"$f":"IF(AD728=\"\",\"\",Hs(BY728))","v":""},{"$f":"IF(AD728=\"\",\"\",Hm(BU728,BZ728,CB728,CC728,AL728,AO728))","v":""},"","","","","","",null,null,null,null,null,null,null,null,null,null,null,null,null,null,null,0,0,0,0,0,{"$f":"IF(CK728=\"\",\"\",IF(CL728=1,YcCi(CR728,J728),YcTr(J728,CQ728,CU728)))","v":""},{"$f":"IF(CK728=\"\",\"\",IF(CL728=1,Teta1(DE728,CR728),\"-\"))","v":""},"","",{"$f":"IF(CK728=\"\",\"\",IF(CL728=1,Ynci(CR728,J728,CT728,CV728),YnTr(1,CT728,CQ728,CU728,CV728,J728)))","v":""},{"$f":"IF(CK728=\"\",\"\",IF(CL728=1,Teta1(DI728,CR728),\"-\"))","v":""},{"$f":"IF(CK728=\"\",\"\",IF(CL728=1,AreaCi(CR728,J728),AreaTr(CQ728,CU728,DI728)))","v":""},{"$f":"IF(CK728=\"\",\"\",IF(CL728=1,FrCi(DM728,9.806,DJ728,CR728),FrTr(DM728,9.806,CQ728,CU728,DI728)))","v":""},"",{"$f":"IF(CK728=\"\",\"\",IF(CL728=1,LOOKUP(CP728,'Vmáx(material) - Tab.4.3'!$L$2:$L$11,'Vmáx(material) - Tab.4.3'!$M$2:$M$11),LOOKUP(CP728,'Vmáx(material) - Tab.4.3'!$L$15,'Vmáx(material) - Tab.4.3'!$M$15)))","v":""},{"$f":"IF(CK728=\"\",\"\",VLOOKUP($CO728,'Vmáx(material) - Tab.4.3'!$R$35:$X$41,2))","v":""},{"$f":"IF(CK728=\"\",\"\",VLOOKUP($CO728,'Vmáx(material) - Tab.4.3'!$R$35:$X$41,3))","v":""},{"$f":"IF(CK728=\"\",\"\",VLOOKUP($CO728,'Vmáx(material) - Tab.4.3'!$R$35:$X$41,4))","v":""},{"$f":"IF(CK728=\"\",\"\",VLOOKUP($CO728,'Vmáx(material) - Tab.4.3'!$R$35:$X$41,5))","v":""},{"$f":"IF(CK728=\"\",\"\",VLOOKUP($CO728,'Vmáx(material) - Tab.4.3'!$R$35:$X$41,6))","v":""},{"$f":"IF(CK728=\"\",\"\",IF(CK728=\"\",\"\",VLOOKUP(CO728,'Vmáx(material) - Tab.4.3'!$R$35:$X$41,7)))","v":""},{"$f":"IF(CK728=\"\",\"\",IF(CL728=1,FCi(J728,CR728),FTr(J728,CQ728,CR728)))","v":""},"",{"$f":"IF(CK728=\"\",\"\",Hw(DO728,DP728,DQ728,DR728,DS728,DT728,Z,DU728,CV728,CR728))","v":""},"","","","","",{"$f":"IF(CK728=\"\",\"\",IF(CL728=1,PeriCi(CR728,DI728),PeriTr(CQ728,CU728,DI728)))","v":""},{"$f":"IF(CK728=\"\",\"\",IF(CL728=1,AreaCi(CR728,DI728),AreaTr(CQ728,CU728,DI728)))","v":""},{"$f":"IF(CK728=\"\",\"\",RhCi(DK728,EC728))","v":""},"",{"$f":"IF(CK728=\"\",\"\",hf(CS728,J728,CT728,DK728,EE728))","v":""},{"$f":"IF(CK728=\"\",\"\",LOOKUP(CW728,Tab.4.5!$J$6:$J$27,Tab.4.5!$L$6:$L$27))","v":""},{"$f":"IF(CK728=\"\",\"\",He(EH728,DM728))","v":""},{"$f":"IF(CK728=\"\",\"\",Hs(DM728))","v":""},{"$f":"IF(CK728=\"\",\"\",Hm(EB728,EG728,EI728,EJ728,CS728,CV728))","v":""},"","","","","","","K45+-45000 () ",{"$f":"IF(B728=\"Existe.\",IF(AE728=1,CONCATENATE(#REF!,AK728,\" m.\"),CONCATENATE(#REF!,AJ728,\" m x \",AK728,\" m.\")),IF(CL728=1,CONCATENATE(#REF!,CR728,\" m.\"),CONCATENATE(#REF!,CQ728,\" m x \",CR728,\" m.\")))","v":{"$error":"#REF!"}},"Concreto, L =  m, S = 0 %.","Cota clave eje= 0 msnm.",null,null,null,"","","","","",{"$f":"IF(EV728=\"\",\"\",VLOOKUP(EY728,'Estructura escalonada'!$D$3:$H$953,2))","v":""},"","","","","",""]
[null,null,null,null,null,null,null,null,null,null,null,0,null,0,null,null,null,null,null,null,{"$f":"IF(K732=\"No\",\"\",IF(O732=\"\",YcCi(P732,N732),YcTr(N732,O732,S732)))","v":{"$error":"#VALUE!"}},{"$f":"IF(K732=\"No\",\"\",IF(O732=\"\",Teta1(U732,P732),\"-\"))","v":{"$error":"#VALUE!"}},{"$error":"#VALUE!"},{"$error":"#VALUE!"},{"$f":"IF(K732=\"No\",\"\",IF(O732=\"\",Ynci(P732,N732,R732,T732),YnTr(1,R732,O732,S732,T732,N732)))","v":{"$error":"#VALUE!"}},{"$f":"IF(K732=\"No\",\"\",IF(O732=\"\",Teta1(Y732,P732),\"-\"))","v":{"$error":"#VALUE!"}},{"$f":"IF(K732=\"No\",\"\",IF(O732=\"\",AreaCi(P732,Y732),AreaTr(O732,S732,Y732)))","v":{"$error":"#VALUE!"}},{"$f":"IF(K732=\"No\",\"\",IF(O732=\"\",FrCi(AC732,9.806,Z732,P732),FrTr(AC732,9.806,O732,S732,Y732)))","v":{"$error":"#VALUE!"}},{"$error":"#VALUE!"},null,null,null,null,null,null,null,null,null,null,null,null,null,null,null,0,0,"","","",{"$f":"IF(AD732=\"\",\"\",IF(AE732=1,YcCi(AK732,J732),YcTr(J732,AJ732,AN732)))","v":""},{"$f":"IF(AD732=\"\",\"\",IF(AE732=1,Teta1(AX732,AK732),\"-\"))","v":""},{"$f":"IF(AD732=\"\",\"\",IF(AE732=1,AreaCi(AK732,AX732),AreaTr(AJ732,AN732,AX732)))","v":""},"",{"$f":"IF(AD732=\"\",\"\",IF(AE732=1,Ynci(AK732,J732,AM732,AO732),YnTr(1,AM732,AJ732,AN732,AO732,J732)))","v":""},{"$f":"IF(AD732=\"\",\"\",IF(AE732=1,Teta1(BB732,AK732),\"-\"))","v":""},{"$f":"IF(AD732=\"\",\"\",IF(AE732=1,AreaCi(AK732,BB732),AreaTr(AJ732,AN732,BB732)))","v":""},{"$f":"IF(AD732=\"\",\"\",IF(AE732=1,FrCi(BF732,9.806,BC732,AK732),FrTr(BF732,9.806,AJ732,AN732,BB732)))","v":""},"",{"$f":"IF(AD732=\"\",\"\",IF(AE732=1,LOOKUP(AI732,'Vmáx(material) - Tab.4.3'!$L$2:$L$11,'Vmáx(material) - Tab.4.3'!$M$2:$M$11),LOOKUP(AI732,'Vmáx(material) - Tab.4.3'!$L$15,'Vmáx(material) - Tab.4.3'!$M$15)))","v":""},{"$f":"IF(AD732=\"\",\"\",VLOOKUP($AH732,'Vmáx(material) - Tab.4.3'!$R$35:$X$41,2))","v":""},{"$f":"IF(AD732=\"\",\"\",VLOOKUP($AH732,'Vmáx(material) - Tab.4.3'!$R$35:$X$41,3))","v":""},{"$f":"IF(AD732=\"\",\"\",VLOOKUP($AH732,'Vmáx(material) - Tab.4.3'!$R$35:$X$41,4))","v":""},{"$f":"IF(AD732=\"\",\"\",VLOOKUP($AH732,'Vmáx(material) - Tab.4.3'!$R$35:$X$41,5))","v":""},{"$f":"IF(AD732=\"\",\"\",VLOOKUP($AH732,'Vmáx(material) - Tab.4.3'!$R$35:$X$41,6))","v":""},{"$f":"IF(AD732=\"\",\"\",IF(AD732=\"\",\"\",VLOOKUP($AH732,'Vmáx(material) - Tab.4.3'!$R$35:$X$41,7)))","v":""},{"$f":"IF(AD732=\"\",\"\",IF(AE732=1,FCi(J732,AK732),FTr(J732,AJ732,AK732)))","v":""},"",{"$f":"IF(AD732=\"\",\"\",Hw(BH732,BI732,BJ732,BK732,BL732,BM732,Z,BN732,AO732,AK732))","v":""},"","","","",{"$f":"IF(AD732=\"\",\"\",ho(BT732,AK732,AX732))","v":""},{"$f":"IF(AD732=\"\",\"\",IF(AE732=1,PeriCi(AK732,BB732),PeriTr(AJ732,AN732,BB732)))","v":""},{"$f":"IF(AD732=\"\",\"\",IF(AE732=1,AreaCi(AK732,BB732),AreaTr(AJ732,AN732,BB732)))","v":""},{"$f":"IF(AD732=\"\",\"\",RhCi(BW732,BV732))","v":""},"",{"$f":"IF(AD732=\"\",\"\",hf(AL732,J732,AM732,BW732,BX732))","v":""},{"$f":"IF(AD732=\"\",\"\",LOOKUP(AP732,Tab.4.5!$J$6:$J$27,Tab.4.5!$L$6:$L$27))","v":""},{"$f":"IF(AD732=\"\",\"\",He(CA732,BY732))","v":""},{"$f":"IF(AD732=\"\",\"\",Hs(BY732))","v":""},{"$f":"IF(AD732=\"\",\"\",Hm(BU732,BZ732,CB732,CC732,AL732,AO732))","v":""},"","","","","","",null,null,null,null,null,null,null,null,null,null,null,null,null,null,null,0,0,0,0,0,{"$f":"IF(CK732=\"\",\"\",IF(CL732=1,YcCi(CR732,J732),YcTr(J732,CQ732,CU732)))","v":""},{"$f":"IF(CK732=\"\",\"\",IF(CL732=1,Teta1(DE732,CR732),\"-\"))","v":""},"","",{"$f":"IF(CK732=\"\",\"\",IF(CL732=1,Ynci(CR732,J732,CT732,CV732),YnTr(1,CT732,CQ732,CU732,CV732,J732)))","v":""},{"$f":"IF(CK732=\"\",\"\",IF(CL732=1,Teta1(DI732,CR732),\"-\"))","v":""},{"$f":"IF(CK732=\"\",\"\",IF(CL732=1,AreaCi(CR732,J732),AreaTr(CQ732,CU732,DI732)))","v":""},{"$f":"IF(CK732=\"\",\"\",IF(CL732=1,FrCi(DM732,9.806,DJ732,CR732),FrTr(DM732,9.806,CQ732,CU732,DI732)))","v":""},"",{"$f":"IF(CK732=\"\",\"\",IF(CL732=1,LOOKUP(CP732,'Vmáx(material) - Tab.4.3'!$L$2:$L$11,'Vmáx(material) - Tab.4.3'!$M$2:$M$11),LOOKUP(CP732,'Vmáx(material) - Tab.4.3'!$L$15,'Vmáx(material) - Tab.4.3'!$M$15)))","v":""},{"$f":"IF(CK732=\"\",\"\",VLOOKUP($CO732,'Vmáx(material) - Tab.4.3'!$R$35:$X$41,2))","v":""},{"$f":"IF(CK732=\"\",\"\",VLOOKUP($CO732,'Vmáx(material) - Tab.4.3'!$R$35:$X$41,3))","v":""},{"$f":"IF(CK732=\"\",\"\",VLOOKUP($CO732,'Vmáx(material) - Tab.4.3'!$R$35:$X$41,4))","v":""},{"$f":"IF(CK732=\"\",\"\",VLOOKUP($CO732,'Vmáx(material) - Tab.4.3'!$R$35:$X$41,5))","v":""},{"$f":"IF(CK732=\"\",\"\",VLOOKUP($CO732,'Vmáx(material) - Tab.4.3'!$R$35:$X$41,6))","v":""},{"$f":"IF(CK732=\"\",\"\",IF(CK732=\"\",\"\",VLOOKUP(CO732,'Vmáx(material) - Tab.4.3'!$R$35:$X$41,7)))","v":""},{"$f":"IF(CK732=\"\",\"\",IF(CL732=1,FCi(J732,CR732),FTr(J732,CQ732,CR732)))","v":""},"",{"$f":"IF(CK732=\"\",\"\",Hw(DO732,DP732,DQ732,DR732,DS732,DT732,Z,DU732,CV732,CR732))","v":""},"","","","","",{"$f":"IF(CK732=\"\",\"\",IF(CL732=1,PeriCi(CR732,DI732),PeriTr(CQ732,CU732,DI732)))","v":""},{"$f":"IF(CK732=\"\",\"\",IF(CL732=1,AreaCi(CR732,DI732),AreaTr(CQ732,CU732,DI732)))","v":""},{"$f":"IF(CK732=\"\",\"\",RhCi(DK732,EC732))","v":""},"",{"$f":"IF(CK732=\"\",\"\",hf(CS732,J732,CT732,DK732,EE732))","v":""},{"$f":"IF(CK732=\"\",\"\",LOOKUP(CW732,Tab.4.5!$J$6:$J$27,Tab.4.5!$L$6:$L$27))","v":""},{"$f":"IF(CK732=\"\",\"\",He(EH732,DM732))","v":""},{"$f":"IF(CK732=\"\",\"\",Hs(DM732))","v":""},{"$f":"IF(CK732=\"\",\"\",Hm(EB732,EG732,EI732,EJ732,CS732,CV732))","v":""},"","","","","","","K45+-45000 () ",{"$f":"IF(B732=\"Existe.\",IF(AE732=1,CONCATENATE(#REF!,AK732,\" m.\"),CONCATENATE(#REF!,AJ732,\" m x \",AK732,\" m.\")),IF(CL732=1,CONCATENATE(#REF!,CR732,\" m.\"),CONCATENATE(#REF!,CQ732,\" m x \",CR732,\" m.\")))","v":{"$error":"#REF!"}},"Concreto, L =  m, S = 0 %.","Cota clave eje= 0 msnm.",null,null,null,"","","","","",{"$f":"IF(EV732=\"\",\"\",VLOOKUP(EY732,'Estructura escalonada'!$D$3:$H$953,2))","v":""},"","","","","",""]
[null,null,null,null,null,null,null,null,null,null,null,0,null,0,null,null,null,null,null,null,{"$f":"IF(K735=\"No\",\"\",IF(O735=\"\",YcCi(P735,N735),YcTr(N735,O735,S735)))","v":{"$error":"#VALUE!"}},{"$f":"IF(K735=\"No\",\"\",IF(O735=\"\",Teta1(U735,P735),\"-\"))","v":{"$error":"#VALUE!"}},{"$error":"#VALUE!"},{"$error":"#VALUE!"},{"$f":"IF(K735=\"No\",\"\",IF(O735=\"\",Ynci(P735,N735,R735,T735),YnTr(1,R735,O735,S735,T735,N735)))","v":{"$error":"#VALUE!"}},{"$f":"IF(K735=\"No\",\"\",IF(O735=\"\",Teta1(Y735,P735),\"-\"))","v":{"$error":"#VALUE!"}},{"$f":"IF(K735=\"No\",\"\",IF(O735=\"\",AreaCi(P735,Y735),AreaTr(O735,S735,Y735)))","v":{"$error":"#VALUE!"}},{"$f":"IF(K735=\"No\",\"\",IF(O735=\"\",FrCi(AC735,9.806,Z735,P735),FrTr(AC735,9.806,O735,S735,Y735)))","v":{"$error":"#VALUE!"}},{"$error":"#VALUE!"},null,null,null,null,null,null,null,null,null,null,null,null,null,null,null,0,0,"","","",{"$f":"IF(AD735=\"\",\"\",IF(AE735=1,YcCi(AK735,J735),YcTr(J735,AJ735,AN735)))","v":""},{"$f":"IF(AD735=\"\",\"\",IF(AE735=1,Teta1(AX735,AK735),\"-\"))","v":""},{"$f":"IF(AD735=\"\",\"\",IF(AE735=1,AreaCi(AK735,AX735),AreaTr(AJ735,AN735,AX735)))","v":""},"",{"$f":"IF(AD735=\"\",\"\",IF(AE735=1,Ynci(AK735,J735,AM735,AO735),YnTr(1,AM735,AJ735,AN735,AO735,J735)))","v":""},{"$f":"IF(AD735=\"\",\"\",IF(AE735=1,Teta1(BB735,AK735),\"-\"))","v":""},{"$f":"IF(AD735=\"\",\"\",IF(AE735=1,AreaCi(AK735,BB735),AreaTr(AJ735,AN735,BB735)))","v":""},{"$f":"IF(AD735=\"\",\"\",IF(AE735=1,FrCi(BF735,9.806,BC735,AK735),FrTr(BF735,9.806,AJ735,AN735,BB735)))","v":""},"",{"$f":"IF(AD735=\"\",\"\",IF(AE735=1,LOOKUP(AI735,'Vmáx(material) - Tab.4.3'!$L$2:$L$11,'Vmáx(material) - Tab.4.3'!$M$2:$M$11),LOOKUP(AI735,'Vmáx(material) - Tab.4.3'!$L$15,'Vmáx(material) - Tab.4.3'!$M$15)))","v":""},{"$f":"IF(AD735=\"\",\"\",VLOOKUP($AH735,'Vmáx(material) - Tab.4.3'!$R$35:$X$41,2))","v":""},{"$f":"IF(AD735=\"\",\"\",VLOOKUP($AH735,'Vmáx(material) - Tab.4.3'!$R$35:$X$41,3))","v":""},{"$f":"IF(AD735=\"\",\"\",VLOOKUP($AH735,'Vmáx(material) - Tab.4.3'!$R$35:$X$41,4))","v":""},{"$f":"IF(AD735=\"\",\"\",VLOOKUP($AH735,'Vmáx(material) - Tab.4.3'!$R$35:$X$41,5))","v":""},{"$f":"IF(AD735=\"\",\"\",VLOOKUP($AH735,'Vmáx(material) - Tab.4.3'!$R$35:$X$41,6))","v":""},{"$f":"IF(AD735=\"\",\"\",IF(AD735=\"\",\"\",VLOOKUP($AH735,'Vmáx(material) - Tab.4.3'!$R$35:$X$41,7)))","v":""},{"$f":"IF(AD735=\"\",\"\",IF(AE735=1,FCi(J735,AK735),FTr(J735,AJ735,AK735)))","v":""},"",{"$f":"IF(AD735=\"\",\"\",Hw(BH735,BI735,BJ735,BK735,BL735,BM735,Z,BN735,AO735,AK735))","v":""},"","","","",{"$f":"IF(AD735=\"\",\"\",ho(BT735,AK735,AX735))","v":""},{"$f":"IF(AD735=\"\",\"\",IF(AE735=1,PeriCi(AK735,BB735),PeriTr(AJ735,AN735,BB735)))","v":""},{"$f":"IF(AD735=\"\",\"\",IF(AE735=1,AreaCi(AK735,BB735),AreaTr(AJ735,AN735,BB735)))","v":""},{"$f":"IF(AD735=\"\",\"\",RhCi(BW735,BV735))","v":""},"",{"$f":"IF(AD735=\"\",\"\",hf(AL735,J735,AM735,BW735,BX735))","v":""},{"$f":"IF(AD735=\"\",\"\",LOOKUP(AP735,Tab.4.5!$J$6:$J$27,Tab.4.5!$L$6:$L$27))","v":""},{"$f":"IF(AD735=\"\",\"\",He(CA735,BY735))","v":""},{"$f":"IF(AD735=\"\",\"\",Hs(BY735))","v":""},{"$f":"IF(AD735=\"\",\"\",Hm(BU735,BZ735,CB735,CC735,AL735,AO735))","v":""},"","","","","","",null,null,null,null,null,null,null,null,null,null,null,null,null,null,null,0,0,0,0,0,{"$f":"IF(CK735=\"\",\"\",IF(CL735=1,YcCi(CR735,J735),YcTr(J735,CQ735,CU735)))","v":""},{"$f":"IF(CK735=\"\",\"\",IF(CL735=1,Teta1(DE735,CR735),\"-\"))","v":""},"","",{"$f":"IF(CK735=\"\",\"\",IF(CL735=1,Ynci(CR735,J735,CT735,CV735),YnTr(1,CT735,CQ735,CU735,CV735,J735)))","v":""},{"$f":"IF(CK735=\"\",\"\",IF(CL735=1,Teta1(DI735,CR735),\"-\"))","v":""},{"$f":"IF(CK735=\"\",\"\",IF(CL735=1,AreaCi(CR735,J735),AreaTr(CQ735,CU735,DI735)))","v":""},{"$f":"IF(CK735=\"\",\"\",IF(CL735=1,FrCi(DM735,9.806,DJ735,CR735),FrTr(DM735,9.806,CQ735,CU735,DI735)))","v":""},"",{"$f":"IF(CK735=\"\",\"\",IF(CL735=1,LOOKUP(CP735,'Vmáx(material) - Tab.4.3'!$L$2:$L$11,'Vmáx(material) - Tab.4.3'!$M$2:$M$11),LOOKUP(CP735,'Vmáx(material) - Tab.4.3'!$L$15,'Vmáx(material) - Tab.4.3'!$M$15)))","v":""},{"$f":"IF(CK735=\"\",\"\",VLOOKUP($CO735,'Vmáx(material) - Tab.4.3'!$R$35:$X$41,2))","v":""},{"$f":"IF(CK735=\"\",\"\",VLOOKUP($CO735,'Vmáx(material) - Tab.4.3'!$R$35:$X$41,3))","v":""},{"$f":"IF(CK735=\"\",\"\",VLOOKUP($CO735,'Vmáx(material) - Tab.4.3'!$R$35:$X$41,4))","v":""},{"$f":"IF(CK735=\"\",\"\",VLOOKUP($CO735,'Vmáx(material) - Tab.4.3'!$R$35:$X$41,5))","v":""},{"$f":"IF(CK735=\"\",\"\",VLOOKUP($CO735,'Vmáx(material) - Tab.4.3'!$R$35:$X$41,6))","v":""},{"$f":"IF(CK735=\"\",\"\",IF(CK735=\"\",\"\",VLOOKUP(CO735,'Vmáx(material) - Tab.4.3'!$R$35:$X$41,7)))","v":""},{"$f":"IF(CK735=\"\",\"\",IF(CL735=1,FCi(J735,CR735),FTr(J735,CQ735,CR735)))","v":""},"",{"$f":"IF(CK735=\"\",\"\",Hw(DO735,DP735,DQ735,DR735,DS735,DT735,Z,DU735,CV735,CR735))","v":""},"","","","","",{"$f":"IF(CK735=\"\",\"\",IF(CL735=1,PeriCi(CR735,DI735),PeriTr(CQ735,CU735,DI735)))","v":""},{"$f":"IF(CK735=\"\",\"\",IF(CL735=1,AreaCi(CR735,DI735),AreaTr(CQ735,CU735,DI735)))","v":""},{"$f":"IF(CK735=\"\",\"\",RhCi(DK735,EC735))","v":""},"",{"$f":"IF(CK735=\"\",\"\",hf(CS735,J735,CT735,DK735,EE735))","v":""},{"$f":"IF(CK735=\"\",\"\",LOOKUP(CW735,Tab.4.5!$J$6:$J$27,Tab.4.5!$L$6:$L$27))","v":""},{"$f":"IF(CK735=\"\",\"\",He(EH735,DM735))","v":""},{"$f":"IF(CK735=\"\",\"\",Hs(DM735))","v":""},{"$f":"IF(CK735=\"\",\"\",Hm(EB735,EG735,EI735,EJ735,CS735,CV735))","v":""},"","","","","","","K45+-45000 () ",{"$f":"IF(B735=\"Existe.\",IF(AE735=1,CONCATENATE(#REF!,AK735,\" m.\"),CONCATENATE(#REF!,AJ735,\" m x \",AK735,\" m.\")),IF(CL735=1,CONCATENATE(#REF!,CR735,\" m.\"),CONCATENATE(#REF!,CQ735,\" m x \",CR735,\" m.\")))","v":{"$error":"#REF!"}},"Concreto, L =  m, S = 0 %.","Cota clave eje= 0 msnm.",null,null,null,"","","","","",{"$f":"IF(EV735=\"\",\"\",VLOOKUP(EY735,'Estructura escalonada'!$D$3:$H$953,2))","v":""},"","","","","",""]
[null,null,null,null,null,null,null,null,null,null,null,0,null,0,null,null,null,null,null,null,{"$f":"IF(K737=\"No\",\"\",IF(O737=\"\",YcCi(P737,N737),YcTr(N737,O737,S737)))","v":{"$error":"#VALUE!"}},{"$f":"IF(K737=\"No\",\"\",IF(O737=\"\",Teta1(U737,P737),\"-\"))","v":{"$error":"#VALUE!"}},{"$error":"#VALUE!"},{"$error":"#VALUE!"},{"$f":"IF(K737=\"No\",\"\",IF(O737=\"\",Ynci(P737,N737,R737,T737),YnTr(1,R737,O737,S737,T737,N737)))","v":{"$error":"#VALUE!"}},{"$f":"IF(K737=\"No\",\"\",IF(O737=\"\",Teta1(Y737,P737),\"-\"))","v":{"$error":"#VALUE!"}},{"$f":"IF(K737=\"No\",\"\",IF(O737=\"\",AreaCi(P737,Y737),AreaTr(O737,S737,Y737)))","v":{"$error":"#VALUE!"}},{"$f":"IF(K737=\"No\",\"\",IF(O737=\"\",FrCi(AC737,9.806,Z737,P737),FrTr(AC737,9.806,O737,S737,Y737)))","v":{"$error":"#VALUE!"}},{"$error":"#VALUE!"},null,null,null,null,null,null,null,null,null,null,null,null,null,null,null,0,0,"","","",{"$f":"IF(AD737=\"\",\"\",IF(AE737=1,YcCi(AK737,J737),YcTr(J737,AJ737,AN737)))","v":""},{"$f":"IF(AD737=\"\",\"\",IF(AE737=1,Teta1(AX737,AK737),\"-\"))","v":""},{"$f":"IF(AD737=\"\",\"\",IF(AE737=1,AreaCi(AK737,AX737),AreaTr(AJ737,AN737,AX737)))","v":""},"",{"$f":"IF(AD737=\"\",\"\",IF(AE737=1,Ynci(AK737,J737,AM737,AO737),YnTr(1,AM737,AJ737,AN737,AO737,J737)))","v":""},{"$f":"IF(AD737=\"\",\"\",IF(AE737=1,Teta1(BB737,AK737),\"-\"))","v":""},{"$f":"IF(AD737=\"\",\"\",IF(AE737=1,AreaCi(AK737,BB737),AreaTr(AJ737,AN737,BB737)))","v":""},{"$f":"IF(AD737=\"\",\"\",IF(AE737=1,FrCi(BF737,9.806,BC737,AK737),FrTr(BF737,9.806,AJ737,AN737,BB737)))","v":""},"",{"$f":"IF(AD737=\"\",\"\",IF(AE737=1,LOOKUP(AI737,'Vmáx(material) - Tab.4.3'!$L$2:$L$11,'Vmáx(material) - Tab.4.3'!$M$2:$M$11),LOOKUP(AI737,'Vmáx(material) - Tab.4.3'!$L$15,'Vmáx(material) - Tab.4.3'!$M$15)))","v":""},{"$f":"IF(AD737=\"\",\"\",VLOOKUP($AH737,'Vmáx(material) - Tab.4.3'!$R$35:$X$41,2))","v":""},{"$f":"IF(AD737=\"\",\"\",VLOOKUP($AH737,'Vmáx(material) - Tab.4.3'!$R$35:$X$41,3))","v":""},{"$f":"IF(AD737=\"\",\"\",VLOOKUP($AH737,'Vmáx(material) - Tab.4.3'!$R$35:$X$41,4))","v":""},{"$f":"IF(AD737=\"\",\"\",VLOOKUP($AH737,'Vmáx(material) - Tab.4.3'!$R$35:$X$41,5))","v":""},{"$f":"IF(AD737=\"\",\"\",VLOOKUP($AH737,'Vmáx(material) - Tab.4.3'!$R$35:$X$41,6))","v":""},{"$f":"IF(AD737=\"\",\"\",IF(AD737=\"\",\"\",VLOOKUP($AH737,'Vmáx(material) - Tab.4.3'!$R$35:$X$41,7)))","v":""},{"$f":"IF(AD737=\"\",\"\",IF(AE737=1,FCi(J737,AK737),FTr(J737,AJ737,AK737)))","v":""},"",{"$f":"IF(AD737=\"\",\"\",Hw(BH737,BI737,BJ737,BK737,BL737,BM737,Z,BN737,AO737,AK737))","v":""},"","","","",{"$f":"IF(AD737=\"\",\"\",ho(BT737,AK737,AX737))","v":""},{"$f":"IF(AD737=\"\",\"\",IF(AE737=1,PeriCi(AK737,BB737),PeriTr(AJ737,AN737,BB737)))","v":""},{"$f":"IF(AD737=\"\",\"\",IF(AE737=1,AreaCi(AK737,BB737),AreaTr(AJ737,AN737,BB737)))","v":""},{"$f":"IF(AD737=\"\",\"\",RhCi(BW737,BV737))","v":""},"",{"$f":"IF(AD737=\"\",\"\",hf(AL737,J737,AM737,BW737,BX737))","v":""},{"$f":"IF(AD737=\"\",\"\",LOOKUP(AP737,Tab.4.5!$J$6:$J$27,Tab.4.5!$L$6:$L$27))","v":""},{"$f":"IF(AD737=\"\",\"\",He(CA737,BY737))","v":""},{"$f":"IF(AD737=\"\",\"\",Hs(BY737))","v":""},{"$f":"IF(AD737=\"\",\"\",Hm(BU737,BZ737,CB737,CC737,AL737,AO737))","v":""},"","","","","","",null,null,null,null,null,null,null,null,null,null,null,null,null,null,null,0,0,0,0,0,{"$f":"IF(CK737=\"\",\"\",IF(CL737=1,YcCi(CR737,J737),YcTr(J737,CQ737,CU737)))","v":""},{"$f":"IF(CK737=\"\",\"\",IF(CL737=1,Teta1(DE737,CR737),\"-\"))","v":""},"","",{"$f":"IF(CK737=\"\",\"\",IF(CL737=1,Ynci(CR737,J737,CT737,CV737),YnTr(1,CT737,CQ737,CU737,CV737,J737)))","v":""},{"$f":"IF(CK737=\"\",\"\",IF(CL737=1,Teta1(DI737,CR737),\"-\"))","v":""},{"$f":"IF(CK737=\"\",\"\",IF(CL737=1,AreaCi(CR737,J737),AreaTr(CQ737,CU737,DI737)))","v":""},{"$f":"IF(CK737=\"\",\"\",IF(CL737=1,FrCi(DM737,9.806,DJ737,CR737),FrTr(DM737,9.806,CQ737,CU737,DI737)))","v":""},"",{"$f":"IF(CK737=\"\",\"\",IF(CL737=1,LOOKUP(CP737,'Vmáx(material) - Tab.4.3'!$L$2:$L$11,'Vmáx(material) - Tab.4.3'!$M$2:$M$11),LOOKUP(CP737,'Vmáx(material) - Tab.4.3'!$L$15,'Vmáx(material) - Tab.4.3'!$M$15)))","v":""},{"$f":"IF(CK737=\"\",\"\",VLOOKUP($CO737,'Vmáx(material) - Tab.4.3'!$R$35:$X$41,2))","v":""},{"$f":"IF(CK737=\"\",\"\",VLOOKUP($CO737,'Vmáx(material) - Tab.4.3'!$R$35:$X$41,3))","v":""},{"$f":"IF(CK737=\"\",\"\",VLOOKUP($CO737,'Vmáx(material) - Tab.4.3'!$R$35:$X$41,4))","v":""},{"$f":"IF(CK737=\"\",\"\",VLOOKUP($CO737,'Vmáx(material) - Tab.4.3'!$R$35:$X$41,5))","v":""},{"$f":"IF(CK737=\"\",\"\",VLOOKUP($CO737,'Vmáx(material) - Tab.4.3'!$R$35:$X$41,6))","v":""},{"$f":"IF(CK737=\"\",\"\",IF(CK737=\"\",\"\",VLOOKUP(CO737,'Vmáx(material) - Tab.4.3'!$R$35:$X$41,7)))","v":""},{"$f":"IF(CK737=\"\",\"\",IF(CL737=1,FCi(J737,CR737),FTr(J737,CQ737,CR737)))","v":""},"",{"$f":"IF(CK737=\"\",\"\",Hw(DO737,DP737,DQ737,DR737,DS737,DT737,Z,DU737,CV737,CR737))","v":""},"","","","","",{"$f":"IF(CK737=\"\",\"\",IF(CL737=1,PeriCi(CR737,DI737),PeriTr(CQ737,CU737,DI737)))","v":""},{"$f":"IF(CK737=\"\",\"\",IF(CL737=1,AreaCi(CR737,DI737),AreaTr(CQ737,CU737,DI737)))","v":""},{"$f":"IF(CK737=\"\",\"\",RhCi(DK737,EC737))","v":""},"",{"$f":"IF(CK737=\"\",\"\",hf(CS737,J737,CT737,DK737,EE737))","v":""},{"$f":"IF(CK737=\"\",\"\",LOOKUP(CW737,Tab.4.5!$J$6:$J$27,Tab.4.5!$L$6:$L$27))","v":""},{"$f":"IF(CK737=\"\",\"\",He(EH737,DM737))","v":""},{"$f":"IF(CK737=\"\",\"\",Hs(DM737))","v":""},{"$f":"IF(CK737=\"\",\"\",Hm(EB737,EG737,EI737,EJ737,CS737,CV737))","v":""},"","","","","","","K45+-45000 () ",{"$f":"IF(B737=\"Existe.\",IF(AE737=1,CONCATENATE(#REF!,AK737,\" m.\"),CONCATENATE(#REF!,AJ737,\" m x \",AK737,\" m.\")),IF(CL737=1,CONCATENATE(#REF!,CR737,\" m.\"),CONCATENATE(#REF!,CQ737,\" m x \",CR737,\" m.\")))","v":{"$error":"#REF!"}},"Concreto, L =  m, S = 0 %.","Cota clave eje= 0 msnm.",null,null,null,"","","","","",{"$f":"IF(EV737=\"\",\"\",VLOOKUP(EY737,'Estructura escalonada'!$D$3:$H$953,2))","v":""},"","","","","",""]
[null,null,null,null,null,null,null,null,null,null,null,0,null,0,null,null,null,null,null,null,{"$f":"IF(K741=\"No\",\"\",IF(O741=\"\",YcCi(P741,N741),YcTr(N741,O741,S741)))","v":{"$error":"#VALUE!"}},{"$f":"IF(K741=\"No\",\"\",IF(O741=\"\",Teta1(U741,P741),\"-\"))","v":{"$error":"#VALUE!"}},{"$error":"#VALUE!"},{"$error":"#VALUE!"},{"$f":"IF(K741=\"No\",\"\",IF(O741=\"\",Ynci(P741,N741,R741,T741),YnTr(1,R741,O741,S741,T741,N741)))","v":{"$error":"#VALUE!"}},{"$f":"IF(K741=\"No\",\"\",IF(O741=\"\",Teta1(Y741,P741),\"-\"))","v":{"$error":"#VALUE!"}},{"$f":"IF(K741=\"No\",\"\",IF(O741=\"\",AreaCi(P741,Y741),AreaTr(O741,S741,Y741)))","v":{"$error":"#VALUE!"}},{"$f":"IF(K741=\"No\",\"\",IF(O741=\"\",FrCi(AC741,9.806,Z741,P741),FrTr(AC741,9.806,O741,S741,Y741)))","v":{"$error":"#VALUE!"}},{"$error":"#VALUE!"},null,null,null,null,null,null,null,null,null,null,null,null,null,null,null,0,0,"","","",{"$f":"IF(AD741=\"\",\"\",IF(AE741=1,YcCi(AK741,J741),YcTr(J741,AJ741,AN741)))","v":""},{"$f":"IF(AD741=\"\",\"\",IF(AE741=1,Teta1(AX741,AK741),\"-\"))","v":""},{"$f":"IF(AD741=\"\",\"\",IF(AE741=1,AreaCi(AK741,AX741),AreaTr(AJ741,AN741,AX741)))","v":""},"",{"$f":"IF(AD741=\"\",\"\",IF(AE741=1,Ynci(AK741,J741,AM741,AO741),YnTr(1,AM741,AJ741,AN741,AO741,J741)))","v":""},{"$f":"IF(AD741=\"\",\"\",IF(AE741=1,Teta1(BB741,AK741),\"-\"))","v":""},{"$f":"IF(AD741=\"\",\"\",IF(AE741=1,AreaCi(AK741,BB741),AreaTr(AJ741,AN741,BB741)))","v":""},{"$f":"IF(AD741=\"\",\"\",IF(AE741=1,FrCi(BF741,9.806,BC741,AK741),FrTr(BF741,9.806,AJ741,AN741,BB741)))","v":""},"",{"$f":"IF(AD741=\"\",\"\",IF(AE741=1,LOOKUP(AI741,'Vmáx(material) - Tab.4.3'!$L$2:$L$11,'Vmáx(material) - Tab.4.3'!$M$2:$M$11),LOOKUP(AI741,'Vmáx(material) - Tab.4.3'!$L$15,'Vmáx(material) - Tab.4.3'!$M$15)))","v":""},{"$f":"IF(AD741=\"\",\"\",VLOOKUP($AH741,'Vmáx(material) - Tab.4.3'!$R$35:$X$41,2))","v":""},{"$f":"IF(AD741=\"\",\"\",VLOOKUP($AH741,'Vmáx(material) - Tab.4.3'!$R$35:$X$41,3))","v":""},{"$f":"IF(AD741=\"\",\"\",VLOOKUP($AH741,'Vmáx(material) - Tab.4.3'!$R$35:$X$41,4))","v":""},{"$f":"IF(AD741=\"\",\"\",VLOOKUP($AH741,'Vmáx(material) - Tab.4.3'!$R$35:$X$41,5))","v":""},{"$f":"IF(AD741=\"\",\"\",VLOOKUP($AH741,'Vmáx(material) - Tab.4.3'!$R$35:$X$41,6))","v":""},{"$f":"IF(AD741=\"\",\"\",IF(AD741=\"\",\"\",VLOOKUP($AH741,'Vmáx(material) - Tab.4.3'!$R$35:$X$41,7)))","v":""},{"$f":"IF(AD741=\"\",\"\",IF(AE741=1,FCi(J741,AK741),FTr(J741,AJ741,AK741)))","v":""},"",{"$f":"IF(AD741=\"\",\"\",Hw(BH741,BI741,BJ741,BK741,BL741,BM741,Z,BN741,AO741,AK741))","v":""},"","","","",{"$f":"IF(AD741=\"\",\"\",ho(BT741,AK741,AX741))","v":""},{"$f":"IF(AD741=\"\",\"\",IF(AE741=1,PeriCi(AK741,BB741),PeriTr(AJ741,AN741,BB741)))","v":""},{"$f":"IF(AD741=\"\",\"\",IF(AE741=1,AreaCi(AK741,BB741),AreaTr(AJ741,AN741,BB741)))","v":""},{"$f":"IF(AD741=\"\",\"\",RhCi(BW741,BV741))","v":""},"",{"$f":"IF(AD741=\"\",\"\",hf(AL741,J741,AM741,BW741,BX741))","v":""},{"$f":"IF(AD741=\"\",\"\",LOOKUP(AP741,Tab.4.5!$J$6:$J$27,Tab.4.5!$L$6:$L$27))","v":""},{"$f":"IF(AD741=\"\",\"\",He(CA741,BY741))","v":""},{"$f":"IF(AD741=\"\",\"\",Hs(BY741))","v":""},{"$f":"IF(AD741=\"\",\"\",Hm(BU741,BZ741,CB741,CC741,AL741,AO741))","v":""},"","","","","","",null,null,null,null,null,null,null,null,null,null,null,null,null,null,null,0,0,0,0,0,{"$f":"IF(CK741=\"\",\"\",IF(CL741=1,YcCi(CR741,J741),YcTr(J741,CQ741,CU741)))","v":""},{"$f":"IF(CK741=\"\",\"\",IF(CL741=1,Teta1(DE741,CR741),\"-\"))","v":""},"","",{"$f":"IF(CK741=\"\",\"\",IF(CL741=1,Ynci(CR741,J741,CT741,CV741),YnTr(1,CT741,CQ741,CU741,CV741,J741)))","v":""},{"$f":"IF(CK741=\"\",\"\",IF(CL741=1,Teta1(DI741,CR741),\"-\"))","v":""},{"$f":"IF(CK741=\"\",\"\",IF(CL741=1,AreaCi(CR741,J741),AreaTr(CQ741,CU741,DI741)))","v":""},{"$f":"IF(CK741=\"\",\"\",IF(CL741=1,FrCi(DM741,9.806,DJ741,CR741),FrTr(DM741,9.806,CQ741,CU741,DI741)))","v":""},"",{"$f":"IF(CK741=\"\",\"\",IF(CL741=1,LOOKUP(CP741,'Vmáx(material) - Tab.4.3'!$L$2:$L$11,'Vmáx(material) - Tab.4.3'!$M$2:$M$11),LOOKUP(CP741,'Vmáx(material) - Tab.4.3'!$L$15,'Vmáx(material) - Tab.4.3'!$M$15)))","v":""},{"$f":"IF(CK741=\"\",\"\",VLOOKUP($CO741,'Vmáx(material) - Tab.4.3'!$R$35:$X$41,2))","v":""},{"$f":"IF(CK741=\"\",\"\",VLOOKUP($CO741,'Vmáx(material) - Tab.4.3'!$R$35:$X$41,3))","v":""},{"$f":"IF(CK741=\"\",\"\",VLOOKUP($CO741,'Vmáx(material) - Tab.4.3'!$R$35:$X$41,4))","v":""},{"$f":"IF(CK741=\"\",\"\",VLOOKUP($CO741,'Vmáx(material) - Tab.4.3'!$R$35:$X$41,5))","v":""},{"$f":"IF(CK741=\"\",\"\",VLOOKUP($CO741,'Vmáx(material) - Tab.4.3'!$R$35:$X$41,6))","v":""},{"$f":"IF(CK741=\"\",\"\",IF(CK741=\"\",\"\",VLOOKUP(CO741,'Vmáx(material) - Tab.4.3'!$R$35:$X$41,7)))","v":""},{"$f":"IF(CK741=\"\",\"\",IF(CL741=1,FCi(J741,CR741),FTr(J741,CQ741,CR741)))","v":""},"",{"$f":"IF(CK741=\"\",\"\",Hw(DO741,DP741,DQ741,DR741,DS741,DT741,Z,DU741,CV741,CR741))","v":""},"","","","","",{"$f":"IF(CK741=\"\",\"\",IF(CL741=1,PeriCi(CR741,DI741),PeriTr(CQ741,CU741,DI741)))","v":""},{"$f":"IF(CK741=\"\",\"\",IF(CL741=1,AreaCi(CR741,DI741),AreaTr(CQ741,CU741,DI741)))","v":""},{"$f":"IF(CK741=\"\",\"\",RhCi(DK741,EC741))","v":""},"",{"$f":"IF(CK741=\"\",\"\",hf(CS741,J741,CT741,DK741,EE741))","v":""},{"$f":"IF(CK741=\"\",\"\",LOOKUP(CW741,Tab.4.5!$J$6:$J$27,Tab.4.5!$L$6:$L$27))","v":""},{"$f":"IF(CK741=\"\",\"\",He(EH741,DM741))","v":""},{"$f":"IF(CK741=\"\",\"\",Hs(DM741))","v":""},{"$f":"IF(CK741=\"\",\"\",Hm(EB741,EG741,EI741,EJ741,CS741,CV741))","v":""},"","","","","","","K45+-45000 () ",{"$f":"IF(B741=\"Existe.\",IF(AE741=1,CONCATENATE(#REF!,AK741,\" m.\"),CONCATENATE(#REF!,AJ741,\" m x \",AK741,\" m.\")),IF(CL741=1,CONCATENATE(#REF!,CR741,\" m.\"),CONCATENATE(#REF!,CQ741,\" m x \",CR741,\" m.\")))","v":{"$error":"#REF!"}},"Concreto, L =  m, S = 0 %.","Cota clave eje= 0 msnm.",null,null,null,"","","","","",{"$f":"IF(EV741=\"\",\"\",VLOOKUP(EY741,'Estructura escalonada'!$D$3:$H$953,2))","v":""},"","","","","",""]
[null,null,null,null,null,null,null,null,null,null,null,0,null,0,null,null,null,null,null,null,{"$f":"IF(K744=\"No\",\"\",IF(O744=\"\",YcCi(P744,N744),YcTr(N744,O744,S744)))","v":{"$error":"#VALUE!"}},{"$f":"IF(K744=\"No\",\"\",IF(O744=\"\",Teta1(U744,P744),\"-\"))","v":{"$error":"#VALUE!"}},{"$error":"#VALUE!"},{"$error":"#VALUE!"},{"$f":"IF(K744=\"No\",\"\",IF(O744=\"\",Ynci(P744,N744,R744,T744),YnTr(1,R744,O744,S744,T744,N744)))","v":{"$error":"#VALUE!"}},{"$f":"IF(K744=\"No\",\"\",IF(O744=\"\",Teta1(Y744,P744),\"-\"))","v":{"$error":"#VALUE!"}},{"$f":"IF(K744=\"No\",\"\",IF(O744=\"\",AreaCi(P744,Y744),AreaTr(O744,S744,Y744)))","v":{"$error":"#VALUE!"}},{"$f":"IF(K744=\"No\",\"\",IF(O744=\"\",FrCi(AC744,9.806,Z744,P744),FrTr(AC744,9.806,O744,S744,Y744)))","v":{"$error":"#VALUE!"}},{"$error":"#VALUE!"},null,null,null,null,null,null,null,null,null,null,null,null,null,null,null,0,0,"","","",{"$f":"IF(AD744=\"\",\"\",IF(AE744=1,YcCi(AK744,J744),YcTr(J744,AJ744,AN744)))","v":""},{"$f":"IF(AD744=\"\",\"\",IF(AE744=1,Teta1(AX744,AK744),\"-\"))","v":""},{"$f":"IF(AD744=\"\",\"\",IF(AE744=1,AreaCi(AK744,AX744),AreaTr(AJ744,AN744,AX744)))","v":""},"",{"$f":"IF(AD744=\"\",\"\",IF(AE744=1,Ynci(AK744,J744,AM744,AO744),YnTr(1,AM744,AJ744,AN744,AO744,J744)))","v":""},{"$f":"IF(AD744=\"\",\"\",IF(AE744=1,Teta1(BB744,AK744),\"-\"))","v":""},{"$f":"IF(AD744=\"\",\"\",IF(AE744=1,AreaCi(AK744,BB744),AreaTr(AJ744,AN744,BB744)))","v":""},{"$f":"IF(AD744=\"\",\"\",IF(AE744=1,FrCi(BF744,9.806,BC744,AK744),FrTr(BF744,9.806,AJ744,AN744,BB744)))","v":""},"",{"$f":"IF(AD744=\"\",\"\",IF(AE744=1,LOOKUP(AI744,'Vmáx(material) - Tab.4.3'!$L$2:$L$11,'Vmáx(material) - Tab.4.3'!$M$2:$M$11),LOOKUP(AI744,'Vmáx(material) - Tab.4.3'!$L$15,'Vmáx(material) - Tab.4.3'!$M$15)))","v":""},{"$f":"IF(AD744=\"\",\"\",VLOOKUP($AH744,'Vmáx(material) - Tab.4.3'!$R$35:$X$41,2))","v":""},{"$f":"IF(AD744=\"\",\"\",VLOOKUP($AH744,'Vmáx(material) - Tab.4.3'!$R$35:$X$41,3))","v":""},{"$f":"IF(AD744=\"\",\"\",VLOOKUP($AH744,'Vmáx(material) - Tab.4.3'!$R$35:$X$41,4))","v":""},{"$f":"IF(AD744=\"\",\"\",VLOOKUP($AH744,'Vmáx(material) - Tab.4.3'!$R$35:$X$41,5))","v":""},{"$f":"IF(AD744=\"\",\"\",VLOOKUP($AH744,'Vmáx(material) - Tab.4.3'!$R$35:$X$41,6))","v":""},{"$f":"IF(AD744=\"\",\"\",IF(AD744=\"\",\"\",VLOOKUP($AH744,'Vmáx(material) - Tab.4.3'!$R$35:$X$41,7)))","v":""},{"$f":"IF(AD744=\"\",\"\",IF(AE744=1,FCi(J744,AK744),FTr(J744,AJ744,AK744)))","v":""},"",{"$f":"IF(AD744=\"\",\"\",Hw(BH744,BI744,BJ744,BK744,BL744,BM744,Z,BN744,AO744,AK744))","v":""},"","","","",{"$f":"IF(AD744=\"\",\"\",ho(BT744,AK744,AX744))","v":""},{"$f":"IF(AD744=\"\",\"\",IF(AE744=1,PeriCi(AK744,BB744),PeriTr(AJ744,AN744,BB744)))","v":""},{"$f":"IF(AD744=\"\",\"\",IF(AE744=1,AreaCi(AK744,BB744),AreaTr(AJ744,AN744,BB744)))","v":""},{"$f":"IF(AD744=\"\",\"\",RhCi(BW744,BV744))","v":""},"",{"$f":"IF(AD744=\"\",\"\",hf(AL744,J744,AM744,BW744,BX744))","v":""},{"$f":"IF(AD744=\"\",\"\",LOOKUP(AP744,Tab.4.5!$J$6:$J$27,Tab.4.5!$L$6:$L$27))","v":""},{"$f":"IF(AD744=\"\",\"\",He(CA744,BY744))","v":""},{"$f":"IF(AD744=\"\",\"\",Hs(BY744))","v":""},{"$f":"IF(AD744=\"\",\"\",Hm(BU744,BZ744,CB744,CC744,AL744,AO744))","v":""},"","","","","","",null,null,null,null,null,null,null,null,null,null,null,null,null,null,null,0,0,0,0,0,{"$f":"IF(CK744=\"\",\"\",IF(CL744=1,YcCi(CR744,J744),YcTr(J744,CQ744,CU744)))","v":""},{"$f":"IF(CK744=\"\",\"\",IF(CL744=1,Teta1(DE744,CR744),\"-\"))","v":""},"","",{"$f":"IF(CK744=\"\",\"\",IF(CL744=1,Ynci(CR744,J744,CT744,CV744),YnTr(1,CT744,CQ744,CU744,CV744,J744)))","v":""},{"$f":"IF(CK744=\"\",\"\",IF(CL744=1,Teta1(DI744,CR744),\"-\"))","v":""},{"$f":"IF(CK744=\"\",\"\",IF(CL744=1,AreaCi(CR744,J744),AreaTr(CQ744,CU744,DI744)))","v":""},{"$f":"IF(CK744=\"\",\"\",IF(CL744=1,FrCi(DM744,9.806,DJ744,CR744),FrTr(DM744,9.806,CQ744,CU744,DI744)))","v":""},"",{"$f":"IF(CK744=\"\",\"\",IF(CL744=1,LOOKUP(CP744,'Vmáx(material) - Tab.4.3'!$L$2:$L$11,'Vmáx(material) - Tab.4.3'!$M$2:$M$11),LOOKUP(CP744,'Vmáx(material) - Tab.4.3'!$L$15,'Vmáx(material) - Tab.4.3'!$M$15)))","v":""},{"$f":"IF(CK744=\"\",\"\",VLOOKUP($CO744,'Vmáx(material) - Tab.4.3'!$R$35:$X$41,2))","v":""},{"$f":"IF(CK744=\"\",\"\",VLOOKUP($CO744,'Vmáx(material) - Tab.4.3'!$R$35:$X$41,3))","v":""},{"$f":"IF(CK744=\"\",\"\",VLOOKUP($CO744,'Vmáx(material) - Tab.4.3'!$R$35:$X$41,4))","v":""},{"$f":"IF(CK744=\"\",\"\",VLOOKUP($CO744,'Vmáx(material) - Tab.4.3'!$R$35:$X$41,5))","v":""},{"$f":"IF(CK744=\"\",\"\",VLOOKUP($CO744,'Vmáx(material) - Tab.4.3'!$R$35:$X$41,6))","v":""},{"$f":"IF(CK744=\"\",\"\",IF(CK744=\"\",\"\",VLOOKUP(CO744,'Vmáx(material) - Tab.4.3'!$R$35:$X$41,7)))","v":""},{"$f":"IF(CK744=\"\",\"\",IF(CL744=1,FCi(J744,CR744),FTr(J744,CQ744,CR744)))","v":""},"",{"$f":"IF(CK744=\"\",\"\",Hw(DO744,DP744,DQ744,DR744,DS744,DT744,Z,DU744,CV744,CR744))","v":""},"","","","","",{"$f":"IF(CK744=\"\",\"\",IF(CL744=1,PeriCi(CR744,DI744),PeriTr(CQ744,CU744,DI744)))","v":""},{"$f":"IF(CK744=\"\",\"\",IF(CL744=1,AreaCi(CR744,DI744),AreaTr(CQ744,CU744,DI744)))","v":""},{"$f":"IF(CK744=\"\",\"\",RhCi(DK744,EC744))","v":""},"",{"$f":"IF(CK744=\"\",\"\",hf(CS744,J744,CT744,DK744,EE744))","v":""},{"$f":"IF(CK744=\"\",\"\",LOOKUP(CW744,Tab.4.5!$J$6:$J$27,Tab.4.5!$L$6:$L$27))","v":""},{"$f":"IF(CK744=\"\",\"\",He(EH744,DM744))","v":""},{"$f":"IF(CK744=\"\",\"\",Hs(DM744))","v":""},{"$f":"IF(CK744=\"\",\"\",Hm(EB744,EG744,EI744,EJ744,CS744,CV744))","v":""},"","","","","","","K45+-45000 () ",{"$f":"IF(B744=\"Existe.\",IF(AE744=1,CONCATENATE(#REF!,AK744,\" m.\"),CONCATENATE(#REF!,AJ744,\" m x \",AK744,\" m.\")),IF(CL744=1,CONCATENATE(#REF!,CR744,\" m.\"),CONCATENATE(#REF!,CQ744,\" m x \",CR744,\" m.\")))","v":{"$error":"#REF!"}},"Concreto, L =  m, S = 0 %.","Cota clave eje= 0 msnm.",null,null,null,"","","","","",{"$f":"IF(EV744=\"\",\"\",VLOOKUP(EY744,'Estructura escalonada'!$D$3:$H$953,2))","v":""},"","","","","",""]
[null,null,null,null,null,null,null,null,null,null,null,0,null,0,null,null,null,null,null,null,{"$f":"IF(K746=\"No\",\"\",IF(O746=\"\",YcCi(P746,N746),YcTr(N746,O746,S746)))","v":{"$error":"#VALUE!"}},{"$f":"IF(K746=\"No\",\"\",IF(O746=\"\",Teta1(U746,P746),\"-\"))","v":{"$error":"#VALUE!"}},{"$error":"#VALUE!"},{"$error":"#VALUE!"},{"$f":"IF(K746=\"No\",\"\",IF(O746=\"\",Ynci(P746,N746,R746,T746),YnTr(1,R746,O746,S746,T746,N746)))","v":{"$error":"#VALUE!"}},{"$f":"IF(K746=\"No\",\"\",IF(O746=\"\",Teta1(Y746,P746),\"-\"))","v":{"$error":"#VALUE!"}},{"$f":"IF(K746=\"No\",\"\",IF(O746=\"\",AreaCi(P746,Y746),AreaTr(O746,S746,Y746)))","v":{"$error":"#VALUE!"}},{"$f":"IF(K746=\"No\",\"\",IF(O746=\"\",FrCi(AC746,9.806,Z746,P746),FrTr(AC746,9.806,O746,S746,Y746)))","v":{"$error":"#VALUE!"}},{"$error":"#VALUE!"},null,null,null,null,null,null,null,null,null,null,null,null,null,null,null,0,0,"","","",{"$f":"IF(AD746=\"\",\"\",IF(AE746=1,YcCi(AK746,J746),YcTr(J746,AJ746,AN746)))","v":""},{"$f":"IF(AD746=\"\",\"\",IF(AE746=1,Teta1(AX746,AK746),\"-\"))","v":""},{"$f":"IF(AD746=\"\",\"\",IF(AE746=1,AreaCi(AK746,AX746),AreaTr(AJ746,AN746,AX746)))","v":""},"",{"$f":"IF(AD746=\"\",\"\",IF(AE746=1,Ynci(AK746,J746,AM746,AO746),YnTr(1,AM746,AJ746,AN746,AO746,J746)))","v":""},{"$f":"IF(AD746=\"\",\"\",IF(AE746=1,Teta1(BB746,AK746),\"-\"))","v":""},{"$f":"IF(AD746=\"\",\"\",IF(AE746=1,AreaCi(AK746,BB746),AreaTr(AJ746,AN746,BB746)))","v":""},{"$f":"IF(AD746=\"\",\"\",IF(AE746=1,FrCi(BF746,9.806,BC746,AK746),FrTr(BF746,9.806,AJ746,AN746,BB746)))","v":""},"",{"$f":"IF(AD746=\"\",\"\",IF(AE746=1,LOOKUP(AI746,'Vmáx(material) - Tab.4.3'!$L$2:$L$11,'Vmáx(material) - Tab.4.3'!$M$2:$M$11),LOOKUP(AI746,'Vmáx(material) - Tab.4.3'!$L$15,'Vmáx(material) - Tab.4.3'!$M$15)))","v":""},{"$f":"IF(AD746=\"\",\"\",VLOOKUP($AH746,'Vmáx(material) - Tab.4.3'!$R$35:$X$41,2))","v":""},{"$f":"IF(AD746=\"\",\"\",VLOOKUP($AH746,'Vmáx(material) - Tab.4.3'!$R$35:$X$41,3))","v":""},{"$f":"IF(AD746=\"\",\"\",VLOOKUP($AH746,'Vmáx(material) - Tab.4.3'!$R$35:$X$41,4))","v":""},{"$f":"IF(AD746=\"\",\"\",VLOOKUP($AH746,'Vmáx(material) - Tab.4.3'!$R$35:$X$41,5))","v":""},{"$f":"IF(AD746=\"\",\"\",VLOOKUP($AH746,'Vmáx(material) - Tab.4.3'!$R$35:$X$41,6))","v":""},{"$f":"IF(AD746=\"\",\"\",IF(AD746=\"\",\"\",VLOOKUP($AH746,'Vmáx(material) - Tab.4.3'!$R$35:$X$41,7)))","v":""},{"$f":"IF(AD746=\"\",\"\",IF(AE746=1,FCi(J746,AK746),FTr(J746,AJ746,AK746)))","v":""},"",{"$f":"IF(AD746=\"\",\"\",Hw(BH746,BI746,BJ746,BK746,BL746,BM746,Z,BN746,AO746,AK746))","v":""},"","","","",{"$f":"IF(AD746=\"\",\"\",ho(BT746,AK746,AX746))","v":""},{"$f":"IF(AD746=\"\",\"\",IF(AE746=1,PeriCi(AK746,BB746),PeriTr(AJ746,AN746,BB746)))","v":""},{"$f":"IF(AD746=\"\",\"\",IF(AE746=1,AreaCi(AK746,BB746),AreaTr(AJ746,AN746,BB746)))","v":""},{"$f":"IF(AD746=\"\",\"\",RhCi(BW746,BV746))","v":""},"",{"$f":"IF(AD746=\"\",\"\",hf(AL746,J746,AM746,BW746,BX746))","v":""},{"$f":"IF(AD746=\"\",\"\",LOOKUP(AP746,Tab.4.5!$J$6:$J$27,Tab.4.5!$L$6:$L$27))","v":""},{"$f":"IF(AD746=\"\",\"\",He(CA746,BY746))","v":""},{"$f":"IF(AD746=\"\",\"\",Hs(BY746))","v":""},{"$f":"IF(AD746=\"\",\"\",Hm(BU746,BZ746,CB746,CC746,AL746,AO746))","v":""},"","","","","","",null,null,null,null,null,null,null,null,null,null,null,null,null,null,null,0,0,0,0,0,{"$f":"IF(CK746=\"\",\"\",IF(CL746=1,YcCi(CR746,J746),YcTr(J746,CQ746,CU746)))","v":""},{"$f":"IF(CK746=\"\",\"\",IF(CL746=1,Teta1(DE746,CR746),\"-\"))","v":""},"","",{"$f":"IF(CK746=\"\",\"\",IF(CL746=1,Ynci(CR746,J746,CT746,CV746),YnTr(1,CT746,CQ746,CU746,CV746,J746)))","v":""},{"$f":"IF(CK746=\"\",\"\",IF(CL746=1,Teta1(DI746,CR746),\"-\"))","v":""},{"$f":"IF(CK746=\"\",\"\",IF(CL746=1,AreaCi(CR746,J746),AreaTr(CQ746,CU746,DI746)))","v":""},{"$f":"IF(CK746=\"\",\"\",IF(CL746=1,FrCi(DM746,9.806,DJ746,CR746),FrTr(DM746,9.806,CQ746,CU746,DI746)))","v":""},"",{"$f":"IF(CK746=\"\",\"\",IF(CL746=1,LOOKUP(CP746,'Vmáx(material) - Tab.4.3'!$L$2:$L$11,'Vmáx(material) - Tab.4.3'!$M$2:$M$11),LOOKUP(CP746,'Vmáx(material) - Tab.4.3'!$L$15,'Vmáx(material) - Tab.4.3'!$M$15)))","v":""},{"$f":"IF(CK746=\"\",\"\",VLOOKUP($CO746,'Vmáx(material) - Tab.4.3'!$R$35:$X$41,2))","v":""},{"$f":"IF(CK746=\"\",\"\",VLOOKUP($CO746,'Vmáx(material) - Tab.4.3'!$R$35:$X$41,3))","v":""},{"$f":"IF(CK746=\"\",\"\",VLOOKUP($CO746,'Vmáx(material) - Tab.4.3'!$R$35:$X$41,4))","v":""},{"$f":"IF(CK746=\"\",\"\",VLOOKUP($CO746,'Vmáx(material) - Tab.4.3'!$R$35:$X$41,5))","v":""},{"$f":"IF(CK746=\"\",\"\",VLOOKUP($CO746,'Vmáx(material) - Tab.4.3'!$R$35:$X$41,6))","v":""},{"$f":"IF(CK746=\"\",\"\",IF(CK746=\"\",\"\",VLOOKUP(CO746,'Vmáx(material) - Tab.4.3'!$R$35:$X$41,7)))","v":""},{"$f":"IF(CK746=\"\",\"\",IF(CL746=1,FCi(J746,CR746),FTr(J746,CQ746,CR746)))","v":""},"",{"$f":"IF(CK746=\"\",\"\",Hw(DO746,DP746,DQ746,DR746,DS746,DT746,Z,DU746,CV746,CR746))","v":""},"","","","","",{"$f":"IF(CK746=\"\",\"\",IF(CL746=1,PeriCi(CR746,DI746),PeriTr(CQ746,CU746,DI746)))","v":""},{"$f":"IF(CK746=\"\",\"\",IF(CL746=1,AreaCi(CR746,DI746),AreaTr(CQ746,CU746,DI746)))","v":""},{"$f":"IF(CK746=\"\",\"\",RhCi(DK746,EC746))","v":""},"",{"$f":"IF(CK746=\"\",\"\",hf(CS746,J746,CT746,DK746,EE746))","v":""},{"$f":"IF(CK746=\"\",\"\",LOOKUP(CW746,Tab.4.5!$J$6:$J$27,Tab.4.5!$L$6:$L$27))","v":""},{"$f":"IF(CK746=\"\",\"\",He(EH746,DM746))","v":""},{"$f":"IF(CK746=\"\",\"\",Hs(DM746))","v":""},{"$f":"IF(CK746=\"\",\"\",Hm(EB746,EG746,EI746,EJ746,CS746,CV746))","v":""},"","","","","","","K45+-45000 () ",{"$f":"IF(B746=\"Existe.\",IF(AE746=1,CONCATENATE(#REF!,AK746,\" m.\"),CONCATENATE(#REF!,AJ746,\" m x \",AK746,\" m.\")),IF(CL746=1,CONCATENATE(#REF!,CR746,\" m.\"),CONCATENATE(#REF!,CQ746,\" m x \",CR746,\" m.\")))","v":{"$error":"#REF!"}},"Concreto, L =  m, S = 0 %.","Cota clave eje= 0 msnm.",null,null,null,"","","","","",{"$f":"IF(EV746=\"\",\"\",VLOOKUP(EY746,'Estructura escalonada'!$D$3:$H$953,2))","v":""},"","","","","",""]
[null,null,null,null,null,null,null,null,null,null,null,0,null,0,null,null,null,null,null,null,{"$f":"IF(K747=\"No\",\"\",IF(O747=\"\",YcCi(P747,N747),YcTr(N747,O747,S747)))","v":{"$error":"#VALUE!"}},{"$f":"IF(K747=\"No\",\"\",IF(O747=\"\",Teta1(U747,P747),\"-\"))","v":{"$error":"#VALUE!"}},{"$error":"#VALUE!"},{"$error":"#VALUE!"},{"$f":"IF(K747=\"No\",\"\",IF(O747=\"\",Ynci(P747,N747,R747,T747),YnTr(1,R747,O747,S747,T747,N747)))","v":{"$error":"#VALUE!"}},{"$f":"IF(K747=\"No\",\"\",IF(O747=\"\",Teta1(Y747,P747),\"-\"))","v":{"$error":"#VALUE!"}},{"$f":"IF(K747=\"No\",\"\",IF(O747=\"\",AreaCi(P747,Y747),AreaTr(O747,S747,Y747)))","v":{"$error":"#VALUE!"}},{"$f":"IF(K747=\"No\",\"\",IF(O747=\"\",FrCi(AC747,9.806,Z747,P747),FrTr(AC747,9.806,O747,S747,Y747)))","v":{"$error":"#VALUE!"}},{"$error":"#VALUE!"},null,null,null,null,null,null,null,null,null,null,null,null,null,null,null,0,0,"","","",{"$f":"IF(AD747=\"\",\"\",IF(AE747=1,YcCi(AK747,J747),YcTr(J747,AJ747,AN747)))","v":""},{"$f":"IF(AD747=\"\",\"\",IF(AE747=1,Teta1(AX747,AK747),\"-\"))","v":""},{"$f":"IF(AD747=\"\",\"\",IF(AE747=1,AreaCi(AK747,AX747),AreaTr(AJ747,AN747,AX747)))","v":""},"",{"$f":"IF(AD747=\"\",\"\",IF(AE747=1,Ynci(AK747,J747,AM747,AO747),YnTr(1,AM747,AJ747,AN747,AO747,J747)))","v":""},{"$f":"IF(AD747=\"\",\"\",IF(AE747=1,Teta1(BB747,AK747),\"-\"))","v":""},{"$f":"IF(AD747=\"\",\"\",IF(AE747=1,AreaCi(AK747,BB747),AreaTr(AJ747,AN747,BB747)))","v":""},{"$f":"IF(AD747=\"\",\"\",IF(AE747=1,FrCi(BF747,9.806,BC747,AK747),FrTr(BF747,9.806,AJ747,AN747,BB747)))","v":""},"",{"$f":"IF(AD747=\"\",\"\",IF(AE747=1,LOOKUP(AI747,'Vmáx(material) - Tab.4.3'!$L$2:$L$11,'Vmáx(material) - Tab.4.3'!$M$2:$M$11),LOOKUP(AI747,'Vmáx(material) - Tab.4.3'!$L$15,'Vmáx(material) - Tab.4.3'!$M$15)))","v":""},{"$f":"IF(AD747=\"\",\"\",VLOOKUP($AH747,'Vmáx(material) - Tab.4.3'!$R$35:$X$41,2))","v":""},{"$f":"IF(AD747=\"\",\"\",VLOOKUP($AH747,'Vmáx(material) - Tab.4.3'!$R$35:$X$41,3))","v":""},{"$f":"IF(AD747=\"\",\"\",VLOOKUP($AH747,'Vmáx(material) - Tab.4.3'!$R$35:$X$41,4))","v":""},{"$f":"IF(AD747=\"\",\"\",VLOOKUP($AH747,'Vmáx(material) - Tab.4.3'!$R$35:$X$41,5))","v":""},{"$f":"IF(AD747=\"\",\"\",VLOOKUP($AH747,'Vmáx(material) - Tab.4.3'!$R$35:$X$41,6))","v":""},{"$f":"IF(AD747=\"\",\"\",IF(AD747=\"\",\"\",VLOOKUP($AH747,'Vmáx(material) - Tab.4.3'!$R$35:$X$41,7)))","v":""},{"$f":"IF(AD747=\"\",\"\",IF(AE747=1,FCi(J747,AK747),FTr(J747,AJ747,AK747)))","v":""},"",{"$f":"IF(AD747=\"\",\"\",Hw(BH747,BI747,BJ747,BK747,BL747,BM747,Z,BN747,AO747,AK747))","v":""},"","","","",{"$f":"IF(AD747=\"\",\"\",ho(BT747,AK747,AX747))","v":""},{"$f":"IF(AD747=\"\",\"\",IF(AE747=1,PeriCi(AK747,BB747),PeriTr(AJ747,AN747,BB747)))","v":""},{"$f":"IF(AD747=\"\",\"\",IF(AE747=1,AreaCi(AK747,BB747),AreaTr(AJ747,AN747,BB747)))","v":""},{"$f":"IF(AD747=\"\",\"\",RhCi(BW747,BV747))","v":""},"",{"$f":"IF(AD747=\"\",\"\",hf(AL747,J747,AM747,BW747,BX747))","v":""},{"$f":"IF(AD747=\"\",\"\",LOOKUP(AP747,Tab.4.5!$J$6:$J$27,Tab.4.5!$L$6:$L$27))","v":""},{"$f":"IF(AD747=\"\",\"\",He(CA747,BY747))","v":""},{"$f":"IF(AD747=\"\",\"\",Hs(BY747))","v":""},{"$f":"IF(AD747=\"\",\"\",Hm(BU747,BZ747,CB747,CC747,AL747,AO747))","v":""},"","","","","","",null,null,null,null,null,null,null,null,null,null,null,null,null,null,null,0,0,0,0,0,{"$f":"IF(CK747=\"\",\"\",IF(CL747=1,YcCi(CR747,J747),YcTr(J747,CQ747,CU747)))","v":""},{"$f":"IF(CK747=\"\",\"\",IF(CL747=1,Teta1(DE747,CR747),\"-\"))","v":""},"","",{"$f":"IF(CK747=\"\",\"\",IF(CL747=1,Ynci(CR747,J747,CT747,CV747),YnTr(1,CT747,CQ747,CU747,CV747,J747)))","v":""},{"$f":"IF(CK747=\"\",\"\",IF(CL747=1,Teta1(DI747,CR747),\"-\"))","v":""},{"$f":"IF(CK747=\"\",\"\",IF(CL747=1,AreaCi(CR747,J747),AreaTr(CQ747,CU747,DI747)))","v":""},{"$f":"IF(CK747=\"\",\"\",IF(CL747=1,FrCi(DM747,9.806,DJ747,CR747),FrTr(DM747,9.806,CQ747,CU747,DI747)))","v":""},"",{"$f":"IF(CK747=\"\",\"\",IF(CL747=1,LOOKUP(CP747,'Vmáx(material) - Tab.4.3'!$L$2:$L$11,'Vmáx(material) - Tab.4.3'!$M$2:$M$11),LOOKUP(CP747,'Vmáx(material) - Tab.4.3'!$L$15,'Vmáx(material) - Tab.4.3'!$M$15)))","v":""},{"$f":"IF(CK747=\"\",\"\",VLOOKUP($CO747,'Vmáx(material) - Tab.4.3'!$R$35:$X$41,2))","v":""},{"$f":"IF(CK747=\"\",\"\",VLOOKUP($CO747,'Vmáx(material) - Tab.4.3'!$R$35:$X$41,3))","v":""},{"$f":"IF(CK747=\"\",\"\",VLOOKUP($CO747,'Vmáx(material) - Tab.4.3'!$R$35:$X$41,4))","v":""},{"$f":"IF(CK747=\"\",\"\",VLOOKUP($CO747,'Vmáx(material) - Tab.4.3'!$R$35:$X$41,5))","v":""},{"$f":"IF(CK747=\"\",\"\",VLOOKUP($CO747,'Vmáx(material) - Tab.4.3'!$R$35:$X$41,6))","v":""},{"$f":"IF(CK747=\"\",\"\",IF(CK747=\"\",\"\",VLOOKUP(CO747,'Vmáx(material) - Tab.4.3'!$R$35:$X$41,7)))","v":""},{"$f":"IF(CK747=\"\",\"\",IF(CL747=1,FCi(J747,CR747),FTr(J747,CQ747,CR747)))","v":""},"",{"$f":"IF(CK747=\"\",\"\",Hw(DO747,DP747,DQ747,DR747,DS747,DT747,Z,DU747,CV747,CR747))","v":""},"","","","","",{"$f":"IF(CK747=\"\",\"\",IF(CL747=1,PeriCi(CR747,DI747),PeriTr(CQ747,CU747,DI747)))","v":""},{"$f":"IF(CK747=\"\",\"\",IF(CL747=1,AreaCi(CR747,DI747),AreaTr(CQ747,CU747,DI747)))","v":""},{"$f":"IF(CK747=\"\",\"\",RhCi(DK747,EC747))","v":""},"",{"$f":"IF(CK747=\"\",\"\",hf(CS747,J747,CT747,DK747,EE747))","v":""},{"$f":"IF(CK747=\"\",\"\",LOOKUP(CW747,Tab.4.5!$J$6:$J$27,Tab.4.5!$L$6:$L$27))","v":""},{"$f":"IF(CK747=\"\",\"\",He(EH747,DM747))","v":""},{"$f":"IF(CK747=\"\",\"\",Hs(DM747))","v":""},{"$f":"IF(CK747=\"\",\"\",Hm(EB747,EG747,EI747,EJ747,CS747,CV747))","v":""},"","","","","","","K45+-45000 () ",{"$f":"IF(B747=\"Existe.\",IF(AE747=1,CONCATENATE(#REF!,AK747,\" m.\"),CONCATENATE(#REF!,AJ747,\" m x \",AK747,\" m.\")),IF(CL747=1,CONCATENATE(#REF!,CR747,\" m.\"),CONCATENATE(#REF!,CQ747,\" m x \",CR747,\" m.\")))","v":{"$error":"#REF!"}},"Concreto, L =  m, S = 0 %.","Cota clave eje= 0 msnm.",null,null,null,"","","","","",{"$f":"IF(EV747=\"\",\"\",VLOOKUP(EY747,'Estructura escalonada'!$D$3:$H$953,2))","v":""},"","","","","",""]
[null,null,null,null,null,null,null,null,null,null,null,0,null,0,null,null,null,null,null,null,{"$f":"IF(K750=\"No\",\"\",IF(O750=\"\",YcCi(P750,N750),YcTr(N750,O750,S750)))","v":{"$error":"#VALUE!"}},{"$f":"IF(K750=\"No\",\"\",IF(O750=\"\",Teta1(U750,P750),\"-\"))","v":{"$error":"#VALUE!"}},{"$error":"#VALUE!"},{"$error":"#VALUE!"},{"$f":"IF(K750=\"No\",\"\",IF(O750=\"\",Ynci(P750,N750,R750,T750),YnTr(1,R750,O750,S750,T750,N750)))","v":{"$error":"#VALUE!"}},{"$f":"IF(K750=\"No\",\"\",IF(O750=\"\",Teta1(Y750,P750),\"-\"))","v":{"$error":"#VALUE!"}},{"$f":"IF(K750=\"No\",\"\",IF(O750=\"\",AreaCi(P750,Y750),AreaTr(O750,S750,Y750)))","v":{"$error":"#VALUE!"}},{"$f":"IF(K750=\"No\",\"\",IF(O750=\"\",FrCi(AC750,9.806,Z750,P750),FrTr(AC750,9.806,O750,S750,Y750)))","v":{"$error":"#VALUE!"}},{"$error":"#VALUE!"},null,null,null,null,null,null,null,null,null,null,null,null,null,null,null,0,0,"","","",{"$f":"IF(AD750=\"\",\"\",IF(AE750=1,YcCi(AK750,J750),YcTr(J750,AJ750,AN750)))","v":""},{"$f":"IF(AD750=\"\",\"\",IF(AE750=1,Teta1(AX750,AK750),\"-\"))","v":""},{"$f":"IF(AD750=\"\",\"\",IF(AE750=1,AreaCi(AK750,AX750),AreaTr(AJ750,AN750,AX750)))","v":""},"",{"$f":"IF(AD750=\"\",\"\",IF(AE750=1,Ynci(AK750,J750,AM750,AO750),YnTr(1,AM750,AJ750,AN750,AO750,J750)))","v":""},{"$f":"IF(AD750=\"\",\"\",IF(AE750=1,Teta1(BB750,AK750),\"-\"))","v":""},{"$f":"IF(AD750=\"\",\"\",IF(AE750=1,AreaCi(AK750,BB750),AreaTr(AJ750,AN750,BB750)))","v":""},{"$f":"IF(AD750=\"\",\"\",IF(AE750=1,FrCi(BF750,9.806,BC750,AK750),FrTr(BF750,9.806,AJ750,AN750,BB750)))","v":""},"",{"$f":"IF(AD750=\"\",\"\",IF(AE750=1,LOOKUP(AI750,'Vmáx(material) - Tab.4.3'!$L$2:$L$11,'Vmáx(material) - Tab.4.3'!$M$2:$M$11),LOOKUP(AI750,'Vmáx(material) - Tab.4.3'!$L$15,'Vmáx(material) - Tab.4.3'!$M$15)))","v":""},{"$f":"IF(AD750=\"\",\"\",VLOOKUP($AH750,'Vmáx(material) - Tab.4.3'!$R$35:$X$41,2))","v":""},{"$f":"IF(AD750=\"\",\"\",VLOOKUP($AH750,'Vmáx(material) - Tab.4.3'!$R$35:$X$41,3))","v":""},{"$f":"IF(AD750=\"\",\"\",VLOOKUP($AH750,'Vmáx(material) - Tab.4.3'!$R$35:$X$41,4))","v":""},{"$f":"IF(AD750=\"\",\"\",VLOOKUP($AH750,'Vmáx(material) - Tab.4.3'!$R$35:$X$41,5))","v":""},{"$f":"IF(AD750=\"\",\"\",VLOOKUP($AH750,'Vmáx(material) - Tab.4.3'!$R$35:$X$41,6))","v":""},{"$f":"IF(AD750=\"\",\"\",IF(AD750=\"\",\"\",VLOOKUP($AH750,'Vmáx(material) - Tab.4.3'!$R$35:$X$41,7)))","v":""},{"$f":"IF(AD750=\"\",\"\",IF(AE750=1,FCi(J750,AK750),FTr(J750,AJ750,AK750)))","v":""},"",{"$f":"IF(AD750=\"\",\"\",Hw(BH750,BI750,BJ750,BK750,BL750,BM750,Z,BN750,AO750,AK750))","v":""},"","","","",{"$f":"IF(AD750=\"\",\"\",ho(BT750,AK750,AX750))","v":""},{"$f":"IF(AD750=\"\",\"\",IF(AE750=1,PeriCi(AK750,BB750),PeriTr(AJ750,AN750,BB750)))","v":""},{"$f":"IF(AD750=\"\",\"\",IF(AE750=1,AreaCi(AK750,BB750),AreaTr(AJ750,AN750,BB750)))","v":""},{"$f":"IF(AD750=\"\",\"\",RhCi(BW750,BV750))","v":""},"",{"$f":"IF(AD750=\"\",\"\",hf(AL750,J750,AM750,BW750,BX750))","v":""},{"$f":"IF(AD750=\"\",\"\",LOOKUP(AP750,Tab.4.5!$J$6:$J$27,Tab.4.5!$L$6:$L$27))","v":""},{"$f":"IF(AD750=\"\",\"\",He(CA750,BY750))","v":""},{"$f":"IF(AD750=\"\",\"\",Hs(BY750))","v":""},{"$f":"IF(AD750=\"\",\"\",Hm(BU750,BZ750,CB750,CC750,AL750,AO750))","v":""},"","","","","","",null,null,null,null,null,null,null,null,null,null,null,null,null,null,null,0,0,0,0,0,{"$f":"IF(CK750=\"\",\"\",IF(CL750=1,YcCi(CR750,J750),YcTr(J750,CQ750,CU750)))","v":""},{"$f":"IF(CK750=\"\",\"\",IF(CL750=1,Teta1(DE750,CR750),\"-\"))","v":""},"","",{"$f":"IF(CK750=\"\",\"\",IF(CL750=1,Ynci(CR750,J750,CT750,CV750),YnTr(1,CT750,CQ750,CU750,CV750,J750)))","v":""},{"$f":"IF(CK750=\"\",\"\",IF(CL750=1,Teta1(DI750,CR750),\"-\"))","v":""},{"$f":"IF(CK750=\"\",\"\",IF(CL750=1,AreaCi(CR750,J750),AreaTr(CQ750,CU750,DI750)))","v":""},{"$f":"IF(CK750=\"\",\"\",IF(CL750=1,FrCi(DM750,9.806,DJ750,CR750),FrTr(DM750,9.806,CQ750,CU750,DI750)))","v":""},"",{"$f":"IF(CK750=\"\",\"\",IF(CL750=1,LOOKUP(CP750,'Vmáx(material) - Tab.4.3'!$L$2:$L$11,'Vmáx(material) - Tab.4.3'!$M$2:$M$11),LOOKUP(CP750,'Vmáx(material) - Tab.4.3'!$L$15,'Vmáx(material) - Tab.4.3'!$M$15)))","v":""},{"$f":"IF(CK750=\"\",\"\",VLOOKUP($CO750,'Vmáx(material) - Tab.4.3'!$R$35:$X$41,2))","v":""},{"$f":"IF(CK750=\"\",\"\",VLOOKUP($CO750,'Vmáx(material) - Tab.4.3'!$R$35:$X$41,3))","v":""},{"$f":"IF(CK750=\"\",\"\",VLOOKUP($CO750,'Vmáx(material) - Tab.4.3'!$R$35:$X$41,4))","v":""},{"$f":"IF(CK750=\"\",\"\",VLOOKUP($CO750,'Vmáx(material) - Tab.4.3'!$R$35:$X$41,5))","v":""},{"$f":"IF(CK750=\"\",\"\",VLOOKUP($CO750,'Vmáx(material) - Tab.4.3'!$R$35:$X$41,6))","v":""},{"$f":"IF(CK750=\"\",\"\",IF(CK750=\"\",\"\",VLOOKUP(CO750,'Vmáx(material) - Tab.4.3'!$R$35:$X$41,7)))","v":""},{"$f":"IF(CK750=\"\",\"\",IF(CL750=1,FCi(J750,CR750),FTr(J750,CQ750,CR750)))","v":""},"",{"$f":"IF(CK750=\"\",\"\",Hw(DO750,DP750,DQ750,DR750,DS750,DT750,Z,DU750,CV750,CR750))","v":""},"","","","","",{"$f":"IF(CK750=\"\",\"\",IF(CL750=1,PeriCi(CR750,DI750),PeriTr(CQ750,CU750,DI750)))","v":""},{"$f":"IF(CK750=\"\",\"\",IF(CL750=1,AreaCi(CR750,DI750),AreaTr(CQ750,CU750,DI750)))","v":""},{"$f":"IF(CK750=\"\",\"\",RhCi(DK750,EC750))","v":""},"",{"$f":"IF(CK750=\"\",\"\",hf(CS750,J750,CT750,DK750,EE750))","v":""},{"$f":"IF(CK750=\"\",\"\",LOOKUP(CW750,Tab.4.5!$J$6:$J$27,Tab.4.5!$L$6:$L$27))","v":""},{"$f":"IF(CK750=\"\",\"\",He(EH750,DM750))","v":""},{"$f":"IF(CK750=\"\",\"\",Hs(DM750))","v":""},{"$f":"IF(CK750=\"\",\"\",Hm(EB750,EG750,EI750,EJ750,CS750,CV750))","v":""},"","","","","","","K45+-45000 () ",{"$f":"IF(B750=\"Existe.\",IF(AE750=1,CONCATENATE(#REF!,AK750,\" m.\"),CONCATENATE(#REF!,AJ750,\" m x \",AK750,\" m.\")),IF(CL750=1,CONCATENATE(#REF!,CR750,\" m.\"),CONCATENATE(#REF!,CQ750,\" m x \",CR750,\" m.\")))","v":{"$error":"#REF!"}},"Concreto, L =  m, S = 0 %.","Cota clave eje= 0 msnm.",null,null,null,"","","","","",{"$f":"IF(EV750=\"\",\"\",VLOOKUP(EY750,'Estructura escalonada'!$D$3:$H$953,2))","v":""},"","","","","",""]
[null,null,null,null,null,null,null,null,null,null,null,0,null,0,null,null,null,null,null,null,{"$f":"IF(K754=\"No\",\"\",IF(O754=\"\",YcCi(P754,N754),YcTr(N754,O754,S754)))","v":{"$error":"#VALUE!"}},{"$f":"IF(K754=\"No\",\"\",IF(O754=\"\",Teta1(U754,P754),\"-\"))","v":{"$error":"#VALUE!"}},{"$error":"#VALUE!"},{"$error":"#VALUE!"},{"$f":"IF(K754=\"No\",\"\",IF(O754=\"\",Ynci(P754,N754,R754,T754),YnTr(1,R754,O754,S754,T754,N754)))","v":{"$error":"#VALUE!"}},{"$f":"IF(K754=\"No\",\"\",IF(O754=\"\",Teta1(Y754,P754),\"-\"))","v":{"$error":"#VALUE!"}},{"$f":"IF(K754=\"No\",\"\",IF(O754=\"\",AreaCi(P754,Y754),AreaTr(O754,S754,Y754)))","v":{"$error":"#VALUE!"}},{"$f":"IF(K754=\"No\",\"\",IF(O754=\"\",FrCi(AC754,9.806,Z754,P754),FrTr(AC754,9.806,O754,S754,Y754)))","v":{"$error":"#VALUE!"}},{"$error":"#VALUE!"},null,null,null,null,null,null,null,null,null,null,null,null,null,null,null,0,0,"","","",{"$f":"IF(AD754=\"\",\"\",IF(AE754=1,YcCi(AK754,J754),YcTr(J754,AJ754,AN754)))","v":""},{"$f":"IF(AD754=\"\",\"\",IF(AE754=1,Teta1(AX754,AK754),\"-\"))","v":""},{"$f":"IF(AD754=\"\",\"\",IF(AE754=1,AreaCi(AK754,AX754),AreaTr(AJ754,AN754,AX754)))","v":""},"",{"$f":"IF(AD754=\"\",\"\",IF(AE754=1,Ynci(AK754,J754,AM754,AO754),YnTr(1,AM754,AJ754,AN754,AO754,J754)))","v":""},{"$f":"IF(AD754=\"\",\"\",IF(AE754=1,Teta1(BB754,AK754),\"-\"))","v":""},{"$f":"IF(AD754=\"\",\"\",IF(AE754=1,AreaCi(AK754,BB754),AreaTr(AJ754,AN754,BB754)))","v":""},{"$f":"IF(AD754=\"\",\"\",IF(AE754=1,FrCi(BF754,9.806,BC754,AK754),FrTr(BF754,9.806,AJ754,AN754,BB754)))","v":""},"",{"$f":"IF(AD754=\"\",\"\",IF(AE754=1,LOOKUP(AI754,'Vmáx(material) - Tab.4.3'!$L$2:$L$11,'Vmáx(material) - Tab.4.3'!$M$2:$M$11),LOOKUP(AI754,'Vmáx(material) - Tab.4.3'!$L$15,'Vmáx(material) - Tab.4.3'!$M$15)))","v":""},{"$f":"IF(AD754=\"\",\"\",VLOOKUP($AH754,'Vmáx(material) - Tab.4.3'!$R$35:$X$41,2))","v":""},{"$f":"IF(AD754=\"\",\"\",VLOOKUP($AH754,'Vmáx(material) - Tab.4.3'!$R$35:$X$41,3))","v":""},{"$f":"IF(AD754=\"\",\"\",VLOOKUP($AH754,'Vmáx(material) - Tab.4.3'!$R$35:$X$41,4))","v":""},{"$f":"IF(AD754=\"\",\"\",VLOOKUP($AH754,'Vmáx(material) - Tab.4.3'!$R$35:$X$41,5))","v":""},{"$f":"IF(AD754=\"\",\"\",VLOOKUP($AH754,'Vmáx(material) - Tab.4.3'!$R$35:$X$41,6))","v":""},{"$f":"IF(AD754=\"\",\"\",IF(AD754=\"\",\"\",VLOOKUP($AH754,'Vmáx(material) - Tab.4.3'!$R$35:$X$41,7)))","v":""},{"$f":"IF(AD754=\"\",\"\",IF(AE754=1,FCi(J754,AK754),FTr(J754,AJ754,AK754)))","v":""},"",{"$f":"IF(AD754=\"\",\"\",Hw(BH754,BI754,BJ754,BK754,BL754,BM754,Z,BN754,AO754,AK754))","v":""},"","","","",{"$f":"IF(AD754=\"\",\"\",ho(BT754,AK754,AX754))","v":""},{"$f":"IF(AD754=\"\",\"\",IF(AE754=1,PeriCi(AK754,BB754),PeriTr(AJ754,AN754,BB754)))","v":""},{"$f":"IF(AD754=\"\",\"\",IF(AE754=1,AreaCi(AK754,BB754),AreaTr(AJ754,AN754,BB754)))","v":""},{"$f":"IF(AD754=\"\",\"\",RhCi(BW754,BV754))","v":""},"",{"$f":"IF(AD754=\"\",\"\",hf(AL754,J754,AM754,BW754,BX754))","v":""},{"$f":"IF(AD754=\"\",\"\",LOOKUP(AP754,Tab.4.5!$J$6:$J$27,Tab.4.5!$L$6:$L$27))","v":""},{"$f":"IF(AD754=\"\",\"\",He(CA754,BY754))","v":""},{"$f":"IF(AD754=\"\",\"\",Hs(BY754))","v":""},{"$f":"IF(AD754=\"\",\"\",Hm(BU754,BZ754,CB754,CC754,AL754,AO754))","v":""},"","","","","","",null,null,null,null,null,null,null,null,null,null,null,null,null,null,null,0,0,0,0,0,{"$f":"IF(CK754=\"\",\"\",IF(CL754=1,YcCi(CR754,J754),YcTr(J754,CQ754,CU754)))","v":""},{"$f":"IF(CK754=\"\",\"\",IF(CL754=1,Teta1(DE754,CR754),\"-\"))","v":""},"","",{"$f":"IF(CK754=\"\",\"\",IF(CL754=1,Ynci(CR754,J754,CT754,CV754),YnTr(1,CT754,CQ754,CU754,CV754,J754)))","v":""},{"$f":"IF(CK754=\"\",\"\",IF(CL754=1,Teta1(DI754,CR754),\"-\"))","v":""},{"$f":"IF(CK754=\"\",\"\",IF(CL754=1,AreaCi(CR754,J754),AreaTr(CQ754,CU754,DI754)))","v":""},{"$f":"IF(CK754=\"\",\"\",IF(CL754=1,FrCi(DM754,9.806,DJ754,CR754),FrTr(DM754,9.806,CQ754,CU754,DI754)))","v":""},"",{"$f":"IF(CK754=\"\",\"\",IF(CL754=1,LOOKUP(CP754,'Vmáx(material) - Tab.4.3'!$L$2:$L$11,'Vmáx(material) - Tab.4.3'!$M$2:$M$11),LOOKUP(CP754,'Vmáx(material) - Tab.4.3'!$L$15,'Vmáx(material) - Tab.4.3'!$M$15)))","v":""},{"$f":"IF(CK754=\"\",\"\",VLOOKUP($CO754,'Vmáx(material) - Tab.4.3'!$R$35:$X$41,2))","v":""},{"$f":"IF(CK754=\"\",\"\",VLOOKUP($CO754,'Vmáx(material) - Tab.4.3'!$R$35:$X$41,3))","v":""},{"$f":"IF(CK754=\"\",\"\",VLOOKUP($CO754,'Vmáx(material) - Tab.4.3'!$R$35:$X$41,4))","v":""},{"$f":"IF(CK754=\"\",\"\",VLOOKUP($CO754,'Vmáx(material) - Tab.4.3'!$R$35:$X$41,5))","v":""},{"$f":"IF(CK754=\"\",\"\",VLOOKUP($CO754,'Vmáx(material) - Tab.4.3'!$R$35:$X$41,6))","v":""},{"$f":"IF(CK754=\"\",\"\",IF(CK754=\"\",\"\",VLOOKUP(CO754,'Vmáx(material) - Tab.4.3'!$R$35:$X$41,7)))","v":""},{"$f":"IF(CK754=\"\",\"\",IF(CL754=1,FCi(J754,CR754),FTr(J754,CQ754,CR754)))","v":""},"",{"$f":"IF(CK754=\"\",\"\",Hw(DO754,DP754,DQ754,DR754,DS754,DT754,Z,DU754,CV754,CR754))","v":""},"","","","","",{"$f":"IF(CK754=\"\",\"\",IF(CL754=1,PeriCi(CR754,DI754),PeriTr(CQ754,CU754,DI754)))","v":""},{"$f":"IF(CK754=\"\",\"\",IF(CL754=1,AreaCi(CR754,DI754),AreaTr(CQ754,CU754,DI754)))","v":""},{"$f":"IF(CK754=\"\",\"\",RhCi(DK754,EC754))","v":""},"",{"$f":"IF(CK754=\"\",\"\",hf(CS754,J754,CT754,DK754,EE754))","v":""},{"$f":"IF(CK754=\"\",\"\",LOOKUP(CW754,Tab.4.5!$J$6:$J$27,Tab.4.5!$L$6:$L$27))","v":""},{"$f":"IF(CK754=\"\",\"\",He(EH754,DM754))","v":""},{"$f":"IF(CK754=\"\",\"\",Hs(DM754))","v":""},{"$f":"IF(CK754=\"\",\"\",Hm(EB754,EG754,EI754,EJ754,CS754,CV754))","v":""},"","","","","","","K45+-45000 () ",{"$f":"IF(B754=\"Existe.\",IF(AE754=1,CONCATENATE(#REF!,AK754,\" m.\"),CONCATENATE(#REF!,AJ754,\" m x \",AK754,\" m.\")),IF(CL754=1,CONCATENATE(#REF!,CR754,\" m.\"),CONCATENATE(#REF!,CQ754,\" m x \",CR754,\" m.\")))","v":{"$error":"#REF!"}},"Concreto, L =  m, S = 0 %.","Cota clave eje= 0 msnm.",null,null,null,"","","","","",{"$f":"IF(EV754=\"\",\"\",VLOOKUP(EY754,'Estructura escalonada'!$D$3:$H$953,2))","v":""},"","","","","",""]
[null,null,null,null,null,null,null,null,null,null,null,0,null,0,null,null,null,null,null,null,{"$f":"IF(K757=\"No\",\"\",IF(O757=\"\",YcCi(P757,N757),YcTr(N757,O757,S757)))","v":{"$error":"#VALUE!"}},{"$f":"IF(K757=\"No\",\"\",IF(O757=\"\",Teta1(U757,P757),\"-\"))","v":{"$error":"#VALUE!"}},{"$error":"#VALUE!"},{"$error":"#VALUE!"},{"$f":"IF(K757=\"No\",\"\",IF(O757=\"\",Ynci(P757,N757,R757,T757),YnTr(1,R757,O757,S757,T757,N757)))","v":{"$error":"#VALUE!"}},{"$f":"IF(K757=\"No\",\"\",IF(O757=\"\",Teta1(Y757,P757),\"-\"))","v":{"$error":"#VALUE!"}},{"$f":"IF(K757=\"No\",\"\",IF(O757=\"\",AreaCi(P757,Y757),AreaTr(O757,S757,Y757)))","v":{"$error":"#VALUE!"}},{"$f":"IF(K757=\"No\",\"\",IF(O757=\"\",FrCi(AC757,9.806,Z757,P757),FrTr(AC757,9.806,O757,S757,Y757)))","v":{"$error":"#VALUE!"}},{"$error":"#VALUE!"},null,null,null,null,null,null,null,null,null,null,null,null,null,null,null,0,0,"","","",{"$f":"IF(AD757=\"\",\"\",IF(AE757=1,YcCi(AK757,J757),YcTr(J757,AJ757,AN757)))","v":""},{"$f":"IF(AD757=\"\",\"\",IF(AE757=1,Teta1(AX757,AK757),\"-\"))","v":""},{"$f":"IF(AD757=\"\",\"\",IF(AE757=1,AreaCi(AK757,AX757),AreaTr(AJ757,AN757,AX757)))","v":""},"",{"$f":"IF(AD757=\"\",\"\",IF(AE757=1,Ynci(AK757,J757,AM757,AO757),YnTr(1,AM757,AJ757,AN757,AO757,J757)))","v":""},{"$f":"IF(AD757=\"\",\"\",IF(AE757=1,Teta1(BB757,AK757),\"-\"))","v":""},{"$f":"IF(AD757=\"\",\"\",IF(AE757=1,AreaCi(AK757,BB757),AreaTr(AJ757,AN757,BB757)))","v":""},{"$f":"IF(AD757=\"\",\"\",IF(AE757=1,FrCi(BF757,9.806,BC757,AK757),FrTr(BF757,9.806,AJ757,AN757,BB757)))","v":""},"",{"$f":"IF(AD757=\"\",\"\",IF(AE757=1,LOOKUP(AI757,'Vmáx(material) - Tab.4.3'!$L$2:$L$11,'Vmáx(material) - Tab.4.3'!$M$2:$M$11),LOOKUP(AI757,'Vmáx(material) - Tab.4.3'!$L$15,'Vmáx(material) - Tab.4.3'!$M$15)))","v":""},{"$f":"IF(AD757=\"\",\"\",VLOOKUP($AH757,'Vmáx(material) - Tab.4.3'!$R$35:$X$41,2))","v":""},{"$f":"IF(AD757=\"\",\"\",VLOOKUP($AH757,'Vmáx(material) - Tab.4.3'!$R$35:$X$41,3))","v":""},{"$f":"IF(AD757=\"\",\"\",VLOOKUP($AH757,'Vmáx(material) - Tab.4.3'!$R$35:$X$41,4))","v":""},{"$f":"IF(AD757=\"\",\"\",VLOOKUP($AH757,'Vmáx(material) - Tab.4.3'!$R$35:$X$41,5))","v":""},{"$f":"IF(AD757=\"\",\"\",VLOOKUP($AH757,'Vmáx(material) - Tab.4.3'!$R$35:$X$41,6))","v":""},{"$f":"IF(AD757=\"\",\"\",IF(AD757=\"\",\"\",VLOOKUP($AH757,'Vmáx(material) - Tab.4.3'!$R$35:$X$41,7)))","v":""},{"$f":"IF(AD757=\"\",\"\",IF(AE757=1,FCi(J757,AK757),FTr(J757,AJ757,AK757)))","v":""},"",{"$f":"IF(AD757=\"\",\"\",Hw(BH757,BI757,BJ757,BK757,BL757,BM757,Z,BN757,AO757,AK757))","v":""},"","","","",{"$f":"IF(AD757=\"\",\"\",ho(BT757,AK757,AX757))","v":""},{"$f":"IF(AD757=\"\",\"\",IF(AE757=1,PeriCi(AK757,BB757),PeriTr(AJ757,AN757,BB757)))","v":""},{"$f":"IF(AD757=\"\",\"\",IF(AE757=1,AreaCi(AK757,BB757),AreaTr(AJ757,AN757,BB757)))","v":""},{"$f":"IF(AD757=\"\",\"\",RhCi(BW757,BV757))","v":""},"",{"$f":"IF(AD757=\"\",\"\",hf(AL757,J757,AM757,BW757,BX757))","v":""},{"$f":"IF(AD757=\"\",\"\",LOOKUP(AP757,Tab.4.5!$J$6:$J$27,Tab.4.5!$L$6:$L$27))","v":""},{"$f":"IF(AD757=\"\",\"\",He(CA757,BY757))","v":""},{"$f":"IF(AD757=\"\",\"\",Hs(BY757))","v":""},{"$f":"IF(AD757=\"\",\"\",Hm(BU757,BZ757,CB757,CC757,AL757,AO757))","v":""},"","","","","","",null,null,null,null,null,null,null,null,null,null,null,null,null,null,null,0,0,0,0,0,{"$f":"IF(CK757=\"\",\"\",IF(CL757=1,YcCi(CR757,J757),YcTr(J757,CQ757,CU757)))","v":""},{"$f":"IF(CK757=\"\",\"\",IF(CL757=1,Teta1(DE757,CR757),\"-\"))","v":""},"","",{"$f":"IF(CK757=\"\",\"\",IF(CL757=1,Ynci(CR757,J757,CT757,CV757),YnTr(1,CT757,CQ757,CU757,CV757,J757)))","v":""},{"$f":"IF(CK757=\"\",\"\",IF(CL757=1,Teta1(DI757,CR757),\"-\"))","v":""},{"$f":"IF(CK757=\"\",\"\",IF(CL757=1,AreaCi(CR757,J757),AreaTr(CQ757,CU757,DI757)))","v":""},{"$f":"IF(CK757=\"\",\"\",IF(CL757=1,FrCi(DM757,9.806,DJ757,CR757),FrTr(DM757,9.806,CQ757,CU757,DI757)))","v":""},"",{"$f":"IF(CK757=\"\",\"\",IF(CL757=1,LOOKUP(CP757,'Vmáx(material) - Tab.4.3'!$L$2:$L$11,'Vmáx(material) - Tab.4.3'!$M$2:$M$11),LOOKUP(CP757,'Vmáx(material) - Tab.4.3'!$L$15,'Vmáx(material) - Tab.4.3'!$M$15)))","v":""},{"$f":"IF(CK757=\"\",\"\",VLOOKUP($CO757,'Vmáx(material) - Tab.4.3'!$R$35:$X$41,2))","v":""},{"$f":"IF(CK757=\"\",\"\",VLOOKUP($CO757,'Vmáx(material) - Tab.4.3'!$R$35:$X$41,3))","v":""},{"$f":"IF(CK757=\"\",\"\",VLOOKUP($CO757,'Vmáx(material) - Tab.4.3'!$R$35:$X$41,4))","v":""},{"$f":"IF(CK757=\"\",\"\",VLOOKUP($CO757,'Vmáx(material) - Tab.4.3'!$R$35:$X$41,5))","v":""},{"$f":"IF(CK757=\"\",\"\",VLOOKUP($CO757,'Vmáx(material) - Tab.4.3'!$R$35:$X$41,6))","v":""},{"$f":"IF(CK757=\"\",\"\",IF(CK757=\"\",\"\",VLOOKUP(CO757,'Vmáx(material) - Tab.4.3'!$R$35:$X$41,7)))","v":""},{"$f":"IF(CK757=\"\",\"\",IF(CL757=1,FCi(J757,CR757),FTr(J757,CQ757,CR757)))","v":""},"",{"$f":"IF(CK757=\"\",\"\",Hw(DO757,DP757,DQ757,DR757,DS757,DT757,Z,DU757,CV757,CR757))","v":""},"","","","","",{"$f":"IF(CK757=\"\",\"\",IF(CL757=1,PeriCi(CR757,DI757),PeriTr(CQ757,CU757,DI757)))","v":""},{"$f":"IF(CK757=\"\",\"\",IF(CL757=1,AreaCi(CR757,DI757),AreaTr(CQ757,CU757,DI757)))","v":""},{"$f":"IF(CK757=\"\",\"\",RhCi(DK757,EC757))","v":""},"",{"$f":"IF(CK757=\"\",\"\",hf(CS757,J757,CT757,DK757,EE757))","v":""},{"$f":"IF(CK757=\"\",\"\",LOOKUP(CW757,Tab.4.5!$J$6:$J$27,Tab.4.5!$L$6:$L$27))","v":""},{"$f":"IF(CK757=\"\",\"\",He(EH757,DM757))","v":""},{"$f":"IF(CK757=\"\",\"\",Hs(DM757))","v":""},{"$f":"IF(CK757=\"\",\"\",Hm(EB757,EG757,EI757,EJ757,CS757,CV757))","v":""},"","","","","","","K45+-45000 () ",{"$f":"IF(B757=\"Existe.\",IF(AE757=1,CONCATENATE(#REF!,AK757,\" m.\"),CONCATENATE(#REF!,AJ757,\" m x \",AK757,\" m.\")),IF(CL757=1,CONCATENATE(#REF!,CR757,\" m.\"),CONCATENATE(#REF!,CQ757,\" m x \",CR757,\" m.\")))","v":{"$error":"#REF!"}},"Concreto, L =  m, S = 0 %.","Cota clave eje= 0 msnm.",null,null,null,"","","","","",{"$f":"IF(EV757=\"\",\"\",VLOOKUP(EY757,'Estructura escalonada'!$D$3:$H$953,2))","v":""},"","","","","",""]
[null,null,null,null,null,null,null,null,null,null,null,0,null,0,null,null,null,null,null,null,{"$f":"IF(K759=\"No\",\"\",IF(O759=\"\",YcCi(P759,N759),YcTr(N759,O759,S759)))","v":{"$error":"#VALUE!"}},{"$f":"IF(K759=\"No\",\"\",IF(O759=\"\",Teta1(U759,P759),\"-\"))","v":{"$error":"#VALUE!"}},{"$error":"#VALUE!"},{"$error":"#VALUE!"},{"$f":"IF(K759=\"No\",\"\",IF(O759=\"\",Ynci(P759,N759,R759,T759),YnTr(1,R759,O759,S759,T759,N759)))","v":{"$error":"#VALUE!"}},{"$f":"IF(K759=\"No\",\"\",IF(O759=\"\",Teta1(Y759,P759),\"-\"))","v":{"$error":"#VALUE!"}},{"$f":"IF(K759=\"No\",\"\",IF(O759=\"\",AreaCi(P759,Y759),AreaTr(O759,S759,Y759)))","v":{"$error":"#VALUE!"}},{"$f":"IF(K759=\"No\",\"\",IF(O759=\"\",FrCi(AC759,9.806,Z759,P759),FrTr(AC759,9.806,O759,S759,Y759)))","v":{"$error":"#VALUE!"}},{"$error":"#VALUE!"},null,null,null,null,null,null,null,null,null,null,null,null,null,null,null,0,0,"","","",{"$f":"IF(AD759=\"\",\"\",IF(AE759=1,YcCi(AK759,J759),YcTr(J759,AJ759,AN759)))","v":""},{"$f":"IF(AD759=\"\",\"\",IF(AE759=1,Teta1(AX759,AK759),\"-\"))","v":""},{"$f":"IF(AD759=\"\",\"\",IF(AE759=1,AreaCi(AK759,AX759),AreaTr(AJ759,AN759,AX759)))","v":""},"",{"$f":"IF(AD759=\"\",\"\",IF(AE759=1,Ynci(AK759,J759,AM759,AO759),YnTr(1,AM759,AJ759,AN759,AO759,J759)))","v":""},{"$f":"IF(AD759=\"\",\"\",IF(AE759=1,Teta1(BB759,AK759),\"-\"))","v":""},{"$f":"IF(AD759=\"\",\"\",IF(AE759=1,AreaCi(AK759,BB759),AreaTr(AJ759,AN759,BB759)))","v":""},{"$f":"IF(AD759=\"\",\"\",IF(AE759=1,FrCi(BF759,9.806,BC759,AK759),FrTr(BF759,9.806,AJ759,AN759,BB759)))","v":""},"",{"$f":"IF(AD759=\"\",\"\",IF(AE759=1,LOOKUP(AI759,'Vmáx(material) - Tab.4.3'!$L$2:$L$11,'Vmáx(material) - Tab.4.3'!$M$2:$M$11),LOOKUP(AI759,'Vmáx(material) - Tab.4.3'!$L$15,'Vmáx(material) - Tab.4.3'!$M$15)))","v":""},{"$f":"IF(AD759=\"\",\"\",VLOOKUP($AH759,'Vmáx(material) - Tab.4.3'!$R$35:$X$41,2))","v":""},{"$f":"IF(AD759=\"\",\"\",VLOOKUP($AH759,'Vmáx(material) - Tab.4.3'!$R$35:$X$41,3))","v":""},{"$f":"IF(AD759=\"\",\"\",VLOOKUP($AH759,'Vmáx(material) - Tab.4.3'!$R$35:$X$41,4))","v":""},{"$f":"IF(AD759=\"\",\"\",VLOOKUP($AH759,'Vmáx(material) - Tab.4.3'!$R$35:$X$41,5))","v":""},{"$f":"IF(AD759=\"\",\"\",VLOOKUP($AH759,'Vmáx(material) - Tab.4.3'!$R$35:$X$41,6))","v":""},{"$f":"IF(AD759=\"\",\"\",IF(AD759=\"\",\"\",VLOOKUP($AH759,'Vmáx(material) - Tab.4.3'!$R$35:$X$41,7)))","v":""},{"$f":"IF(AD759=\"\",\"\",IF(AE759=1,FCi(J759,AK759),FTr(J759,AJ759,AK759)))","v":""},"",{"$f":"IF(AD759=\"\",\"\",Hw(BH759,BI759,BJ759,BK759,BL759,BM759,Z,BN759,AO759,AK759))","v":""},"","","","",{"$f":"IF(AD759=\"\",\"\",ho(BT759,AK759,AX759))","v":""},{"$f":"IF(AD759=\"\",\"\",IF(AE759=1,PeriCi(AK759,BB759),PeriTr(AJ759,AN759,BB759)))","v":""},{"$f":"IF(AD759=\"\",\"\",IF(AE759=1,AreaCi(AK759,BB759),AreaTr(AJ759,AN759,BB759)))","v":""},{"$f":"IF(AD759=\"\",\"\",RhCi(BW759,BV759))","v":""},"",{"$f":"IF(AD759=\"\",\"\",hf(AL759,J759,AM759,BW759,BX759))","v":""},{"$f":"IF(AD759=\"\",\"\",LOOKUP(AP759,Tab.4.5!$J$6:$J$27,Tab.4.5!$L$6:$L$27))","v":""},{"$f":"IF(AD759=\"\",\"\",He(CA759,BY759))","v":""},{"$f":"IF(AD759=\"\",\"\",Hs(BY759))","v":""},{"$f":"IF(AD759=\"\",\"\",Hm(BU759,BZ759,CB759,CC759,AL759,AO759))","v":""},"","","","","","",null,null,null,null,null,null,null,null,null,null,null,null,null,null,null,0,0,0,0,0,{"$f":"IF(CK759=\"\",\"\",IF(CL759=1,YcCi(CR759,J759),YcTr(J759,CQ759,CU759)))","v":""},{"$f":"IF(CK759=\"\",\"\",IF(CL759=1,Teta1(DE759,CR759),\"-\"))","v":""},"","",{"$f":"IF(CK759=\"\",\"\",IF(CL759=1,Ynci(CR759,J759,CT759,CV759),YnTr(1,CT759,CQ759,CU759,CV759,J759)))","v":""},{"$f":"IF(CK759=\"\",\"\",IF(CL759=1,Teta1(DI759,CR759),\"-\"))","v":""},{"$f":"IF(CK759=\"\",\"\",IF(CL759=1,AreaCi(CR759,J759),AreaTr(CQ759,CU759,DI759)))","v":""},{"$f":"IF(CK759=\"\",\"\",IF(CL759=1,FrCi(DM759,9.806,DJ759,CR759),FrTr(DM759,9.806,CQ759,CU759,DI759)))","v":""},"",{"$f":"IF(CK759=\"\",\"\",IF(CL759=1,LOOKUP(CP759,'Vmáx(material) - Tab.4.3'!$L$2:$L$11,'Vmáx(material) - Tab.4.3'!$M$2:$M$11),LOOKUP(CP759,'Vmáx(material) - Tab.4.3'!$L$15,'Vmáx(material) - Tab.4.3'!$M$15)))","v":""},{"$f":"IF(CK759=\"\",\"\",VLOOKUP($CO759,'Vmáx(material) - Tab.4.3'!$R$35:$X$41,2))","v":""},{"$f":"IF(CK759=\"\",\"\",VLOOKUP($CO759,'Vmáx(material) - Tab.4.3'!$R$35:$X$41,3))","v":""},{"$f":"IF(CK759=\"\",\"\",VLOOKUP($CO759,'Vmáx(material) - Tab.4.3'!$R$35:$X$41,4))","v":""},{"$f":"IF(CK759=\"\",\"\",VLOOKUP($CO759,'Vmáx(material) - Tab.4.3'!$R$35:$X$41,5))","v":""},{"$f":"IF(CK759=\"\",\"\",VLOOKUP($CO759,'Vmáx(material) - Tab.4.3'!$R$35:$X$41,6))","v":""},{"$f":"IF(CK759=\"\",\"\",IF(CK759=\"\",\"\",VLOOKUP(CO759,'Vmáx(material) - Tab.4.3'!$R$35:$X$41,7)))","v":""},{"$f":"IF(CK759=\"\",\"\",IF(CL759=1,FCi(J759,CR759),FTr(J759,CQ759,CR759)))","v":""},"",{"$f":"IF(CK759=\"\",\"\",Hw(DO759,DP759,DQ759,DR759,DS759,DT759,Z,DU759,CV759,CR759))","v":""},"","","","","",{"$f":"IF(CK759=\"\",\"\",IF(CL759=1,PeriCi(CR759,DI759),PeriTr(CQ759,CU759,DI759)))","v":""},{"$f":"IF(CK759=\"\",\"\",IF(CL759=1,AreaCi(CR759,DI759),AreaTr(CQ759,CU759,DI759)))","v":""},{"$f":"IF(CK759=\"\",\"\",RhCi(DK759,EC759))","v":""},"",{"$f":"IF(CK759=\"\",\"\",hf(CS759,J759,CT759,DK759,EE759))","v":""},{"$f":"IF(CK759=\"\",\"\",LOOKUP(CW759,Tab.4.5!$J$6:$J$27,Tab.4.5!$L$6:$L$27))","v":""},{"$f":"IF(CK759=\"\",\"\",He(EH759,DM759))","v":""},{"$f":"IF(CK759=\"\",\"\",Hs(DM759))","v":""},{"$f":"IF(CK759=\"\",\"\",Hm(EB759,EG759,EI759,EJ759,CS759,CV759))","v":""},"","","","","","","K45+-45000 () ",{"$f":"IF(B759=\"Existe.\",IF(AE759=1,CONCATENATE(#REF!,AK759,\" m.\"),CONCATENATE(#REF!,AJ759,\" m x \",AK759,\" m.\")),IF(CL759=1,CONCATENATE(#REF!,CR759,\" m.\"),CONCATENATE(#REF!,CQ759,\" m x \",CR759,\" m.\")))","v":{"$error":"#REF!"}},"Concreto, L =  m, S = 0 %.","Cota clave eje= 0 msnm.",null,null,null,"","","","","",{"$f":"IF(EV759=\"\",\"\",VLOOKUP(EY759,'Estructura escalonada'!$D$3:$H$953,2))","v":""},"","","","","",""]
[null,null,null,null,null,null,null,null,null,null,null,0,null,0,null,null,null,null,null,null,{"$f":"IF(K763=\"No\",\"\",IF(O763=\"\",YcCi(P763,N763),YcTr(N763,O763,S763)))","v":{"$error":"#VALUE!"}},{"$f":"IF(K763=\"No\",\"\",IF(O763=\"\",Teta1(U763,P763),\"-\"))","v":{"$error":"#VALUE!"}},{"$error":"#VALUE!"},{"$error":"#VALUE!"},{"$f":"IF(K763=\"No\",\"\",IF(O763=\"\",Ynci(P763,N763,R763,T763),YnTr(1,R763,O763,S763,T763,N763)))","v":{"$error":"#VALUE!"}},{"$f":"IF(K763=\"No\",\"\",IF(O763=\"\",Teta1(Y763,P763),\"-\"))","v":{"$error":"#VALUE!"}},{"$f":"IF(K763=\"No\",\"\",IF(O763=\"\",AreaCi(P763,Y763),AreaTr(O763,S763,Y763)))","v":{"$error":"#VALUE!"}},{"$f":"IF(K763=\"No\",\"\",IF(O763=\"\",FrCi(AC763,9.806,Z763,P763),FrTr(AC763,9.806,O763,S763,Y763)))","v":{"$error":"#VALUE!"}},{"$error":"#VALUE!"},null,null,null,null,null,null,null,null,null,null,null,null,null,null,null,0,0,"","","",{"$f":"IF(AD763=\"\",\"\",IF(AE763=1,YcCi(AK763,J763),YcTr(J763,AJ763,AN763)))","v":""},{"$f":"IF(AD763=\"\",\"\",IF(AE763=1,Teta1(AX763,AK763),\"-\"))","v":""},{"$f":"IF(AD763=\"\",\"\",IF(AE763=1,AreaCi(AK763,AX763),AreaTr(AJ763,AN763,AX763)))","v":""},"",{"$f":"IF(AD763=\"\",\"\",IF(AE763=1,Ynci(AK763,J763,AM763,AO763),YnTr(1,AM763,AJ763,AN763,AO763,J763)))","v":""},{"$f":"IF(AD763=\"\",\"\",IF(AE763=1,Teta1(BB763,AK763),\"-\"))","v":""},{"$f":"IF(AD763=\"\",\"\",IF(AE763=1,AreaCi(AK763,BB763),AreaTr(AJ763,AN763,BB763)))","v":""},{"$f":"IF(AD763=\"\",\"\",IF(AE763=1,FrCi(BF763,9.806,BC763,AK763),FrTr(BF763,9.806,AJ763,AN763,BB763)))","v":""},"",{"$f":"IF(AD763=\"\",\"\",IF(AE763=1,LOOKUP(AI763,'Vmáx(material) - Tab.4.3'!$L$2:$L$11,'Vmáx(material) - Tab.4.3'!$M$2:$M$11),LOOKUP(AI763,'Vmáx(material) - Tab.4.3'!$L$15,'Vmáx(material) - Tab.4.3'!$M$15)))","v":""},{"$f":"IF(AD763=\"\",\"\",VLOOKUP($AH763,'Vmáx(material) - Tab.4.3'!$R$35:$X$41,2))","v":""},{"$f":"IF(AD763=\"\",\"\",VLOOKUP($AH763,'Vmáx(material) - Tab.4.3'!$R$35:$X$41,3))","v":""},{"$f":"IF(AD763=\"\",\"\",VLOOKUP($AH763,'Vmáx(material) - Tab.4.3'!$R$35:$X$41,4))","v":""},{"$f":"IF(AD763=\"\",\"\",VLOOKUP($AH763,'Vmáx(material) - Tab.4.3'!$R$35:$X$41,5))","v":""},{"$f":"IF(AD763=\"\",\"\",VLOOKUP($AH763,'Vmáx(material) - Tab.4.3'!$R$35:$X$41,6))","v":""},{"$f":"IF(AD763=\"\",\"\",IF(AD763=\"\",\"\",VLOOKUP($AH763,'Vmáx(material) - Tab.4.3'!$R$35:$X$41,7)))","v":""},{"$f":"IF(AD763=\"\",\"\",IF(AE763=1,FCi(J763,AK763),FTr(J763,AJ763,AK763)))","v":""},"",{"$f":"IF(AD763=\"\",\"\",Hw(BH763,BI763,BJ763,BK763,BL763,BM763,Z,BN763,AO763,AK763))","v":""},"","","","",{"$f":"IF(AD763=\"\",\"\",ho(BT763,AK763,AX763))","v":""},{"$f":"IF(AD763=\"\",\"\",IF(AE763=1,PeriCi(AK763,BB763),PeriTr(AJ763,AN763,BB763)))","v":""},{"$f":"IF(AD763=\"\",\"\",IF(AE763=1,AreaCi(AK763,BB763),AreaTr(AJ763,AN763,BB763)))","v":""},{"$f":"IF(AD763=\"\",\"\",RhCi(BW763,BV763))","v":""},"",{"$f":"IF(AD763=\"\",\"\",hf(AL763,J763,AM763,BW763,BX763))","v":""},{"$f":"IF(AD763=\"\",\"\",LOOKUP(AP763,Tab.4.5!$J$6:$J$27,Tab.4.5!$L$6:$L$27))","v":""},{"$f":"IF(AD763=\"\",\"\",He(CA763,BY763))","v":""},{"$f":"IF(AD763=\"\",\"\",Hs(BY763))","v":""},{"$f":"IF(AD763=\"\",\"\",Hm(BU763,BZ763,CB763,CC763,AL763,AO763))","v":""},"","","","","","",null,null,null,null,null,null,null,null,null,null,null,null,null,null,null,0,0,0,0,0,{"$f":"IF(CK763=\"\",\"\",IF(CL763=1,YcCi(CR763,J763),YcTr(J763,CQ763,CU763)))","v":""},{"$f":"IF(CK763=\"\",\"\",IF(CL763=1,Teta1(DE763,CR763),\"-\"))","v":""},"","",{"$f":"IF(CK763=\"\",\"\",IF(CL763=1,Ynci(CR763,J763,CT763,CV763),YnTr(1,CT763,CQ763,CU763,CV763,J763)))","v":""},{"$f":"IF(CK763=\"\",\"\",IF(CL763=1,Teta1(DI763,CR763),\"-\"))","v":""},{"$f":"IF(CK763=\"\",\"\",IF(CL763=1,AreaCi(CR763,J763),AreaTr(CQ763,CU763,DI763)))","v":""},{"$f":"IF(CK763=\"\",\"\",IF(CL763=1,FrCi(DM763,9.806,DJ763,CR763),FrTr(DM763,9.806,CQ763,CU763,DI763)))","v":""},"",{"$f":"IF(CK763=\"\",\"\",IF(CL763=1,LOOKUP(CP763,'Vmáx(material) - Tab.4.3'!$L$2:$L$11,'Vmáx(material) - Tab.4.3'!$M$2:$M$11),LOOKUP(CP763,'Vmáx(material) - Tab.4.3'!$L$15,'Vmáx(material) - Tab.4.3'!$M$15)))","v":""},{"$f":"IF(CK763=\"\",\"\",VLOOKUP($CO763,'Vmáx(material) - Tab.4.3'!$R$35:$X$41,2))","v":""},{"$f":"IF(CK763=\"\",\"\",VLOOKUP($CO763,'Vmáx(material) - Tab.4.3'!$R$35:$X$41,3))","v":""},{"$f":"IF(CK763=\"\",\"\",VLOOKUP($CO763,'Vmáx(material) - Tab.4.3'!$R$35:$X$41,4))","v":""},{"$f":"IF(CK763=\"\",\"\",VLOOKUP($CO763,'Vmáx(material) - Tab.4.3'!$R$35:$X$41,5))","v":""},{"$f":"IF(CK763=\"\",\"\",VLOOKUP($CO763,'Vmáx(material) - Tab.4.3'!$R$35:$X$41,6))","v":""},{"$f":"IF(CK763=\"\",\"\",IF(CK763=\"\",\"\",VLOOKUP(CO763,'Vmáx(material) - Tab.4.3'!$R$35:$X$41,7)))","v":""},{"$f":"IF(CK763=\"\",\"\",IF(CL763=1,FCi(J763,CR763),FTr(J763,CQ763,CR763)))","v":""},"",{"$f":"IF(CK763=\"\",\"\",Hw(DO763,DP763,DQ763,DR763,DS763,DT763,Z,DU763,CV763,CR763))","v":""},"","","","","",{"$f":"IF(CK763=\"\",\"\",IF(CL763=1,PeriCi(CR763,DI763),PeriTr(CQ763,CU763,DI763)))","v":""},{"$f":"IF(CK763=\"\",\"\",IF(CL763=1,AreaCi(CR763,DI763),AreaTr(CQ763,CU763,DI763)))","v":""},{"$f":"IF(CK763=\"\",\"\",RhCi(DK763,EC763))","v":""},"",{"$f":"IF(CK763=\"\",\"\",hf(CS763,J763,CT763,DK763,EE763))","v":""},{"$f":"IF(CK763=\"\",\"\",LOOKUP(CW763,Tab.4.5!$J$6:$J$27,Tab.4.5!$L$6:$L$27))","v":""},{"$f":"IF(CK763=\"\",\"\",He(EH763,DM763))","v":""},{"$f":"IF(CK763=\"\",\"\",Hs(DM763))","v":""},{"$f":"IF(CK763=\"\",\"\",Hm(EB763,EG763,EI763,EJ763,CS763,CV763))","v":""},"","","","","","","K45+-45000 () ",{"$f":"IF(B763=\"Existe.\",IF(AE763=1,CONCATENATE(#REF!,AK763,\" m.\"),CONCATENATE(#REF!,AJ763,\" m x \",AK763,\" m.\")),IF(CL763=1,CONCATENATE(#REF!,CR763,\" m.\"),CONCATENATE(#REF!,CQ763,\" m x \",CR763,\" m.\")))","v":{"$error":"#REF!"}},"Concreto, L =  m, S = 0 %.","Cota clave eje= 0 msnm.",null,null,null,"","","","","",{"$f":"IF(EV763=\"\",\"\",VLOOKUP(EY763,'Estructura escalonada'!$D$3:$H$953,2))","v":""},"","","","","",""]
[null,null,null,null,null,null,null,null,null,null,null,0,null,0,null,null,null,null,null,null,{"$f":"IF(K766=\"No\",\"\",IF(O766=\"\",YcCi(P766,N766),YcTr(N766,O766,S766)))","v":{"$error":"#VALUE!"}},{"$f":"IF(K766=\"No\",\"\",IF(O766=\"\",Teta1(U766,P766),\"-\"))","v":{"$error":"#VALUE!"}},{"$error":"#VALUE!"},{"$error":"#VALUE!"},{"$f":"IF(K766=\"No\",\"\",IF(O766=\"\",Ynci(P766,N766,R766,T766),YnTr(1,R766,O766,S766,T766,N766)))","v":{"$error":"#VALUE!"}},{"$f":"IF(K766=\"No\",\"\",IF(O766=\"\",Teta1(Y766,P766),\"-\"))","v":{"$error":"#VALUE!"}},{"$f":"IF(K766=\"No\",\"\",IF(O766=\"\",AreaCi(P766,Y766),AreaTr(O766,S766,Y766)))","v":{"$error":"#VALUE!"}},{"$f":"IF(K766=\"No\",\"\",IF(O766=\"\",FrCi(AC766,9.806,Z766,P766),FrTr(AC766,9.806,O766,S766,Y766)))","v":{"$error":"#VALUE!"}},{"$error":"#VALUE!"},null,null,null,null,null,null,null,null,null,null,null,null,null,null,null,0,0,"","","",{"$f":"IF(AD766=\"\",\"\",IF(AE766=1,YcCi(AK766,J766),YcTr(J766,AJ766,AN766)))","v":""},{"$f":"IF(AD766=\"\",\"\",IF(AE766=1,Teta1(AX766,AK766),\"-\"))","v":""},{"$f":"IF(AD766=\"\",\"\",IF(AE766=1,AreaCi(AK766,AX766),AreaTr(AJ766,AN766,AX766)))","v":""},"",{"$f":"IF(AD766=\"\",\"\",IF(AE766=1,Ynci(AK766,J766,AM766,AO766),YnTr(1,AM766,AJ766,AN766,AO766,J766)))","v":""},{"$f":"IF(AD766=\"\",\"\",IF(AE766=1,Teta1(BB766,AK766),\"-\"))","v":""},{"$f":"IF(AD766=\"\",\"\",IF(AE766=1,AreaCi(AK766,BB766),AreaTr(AJ766,AN766,BB766)))","v":""},{"$f":"IF(AD766=\"\",\"\",IF(AE766=1,FrCi(BF766,9.806,BC766,AK766),FrTr(BF766,9.806,AJ766,AN766,BB766)))","v":""},"",{"$f":"IF(AD766=\"\",\"\",IF(AE766=1,LOOKUP(AI766,'Vmáx(material) - Tab.4.3'!$L$2:$L$11,'Vmáx(material) - Tab.4.3'!$M$2:$M$11),LOOKUP(AI766,'Vmáx(material) - Tab.4.3'!$L$15,'Vmáx(material) - Tab.4.3'!$M$15)))","v":""},{"$f":"IF(AD766=\"\",\"\",VLOOKUP($AH766,'Vmáx(material) - Tab.4.3'!$R$35:$X$41,2))","v":""},{"$f":"IF(AD766=\"\",\"\",VLOOKUP($AH766,'Vmáx(material) - Tab.4.3'!$R$35:$X$41,3))","v":""},{"$f":"IF(AD766=\"\",\"\",VLOOKUP($AH766,'Vmáx(material) - Tab.4.3'!$R$35:$X$41,4))","v":""},{"$f":"IF(AD766=\"\",\"\",VLOOKUP($AH766,'Vmáx(material) - Tab.4.3'!$R$35:$X$41,5))","v":""},{"$f":"IF(AD766=\"\",\"\",VLOOKUP($AH766,'Vmáx(material) - Tab.4.3'!$R$35:$X$41,6))","v":""},{"$f":"IF(AD766=\"\",\"\",IF(AD766=\"\",\"\",VLOOKUP($AH766,'Vmáx(material) - Tab.4.3'!$R$35:$X$41,7)))","v":""},{"$f":"IF(AD766=\"\",\"\",IF(AE766=1,FCi(J766,AK766),FTr(J766,AJ766,AK766)))","v":""},"",{"$f":"IF(AD766=\"\",\"\",Hw(BH766,BI766,BJ766,BK766,BL766,BM766,Z,BN766,AO766,AK766))","v":""},"","","","",{"$f":"IF(AD766=\"\",\"\",ho(BT766,AK766,AX766))","v":""},{"$f":"IF(AD766=\"\",\"\",IF(AE766=1,PeriCi(AK766,BB766),PeriTr(AJ766,AN766,BB766)))","v":""},{"$f":"IF(AD766=\"\",\"\",IF(AE766=1,AreaCi(AK766,BB766),AreaTr(AJ766,AN766,BB766)))","v":""},{"$f":"IF(AD766=\"\",\"\",RhCi(BW766,BV766))","v":""},"",{"$f":"IF(AD766=\"\",\"\",hf(AL766,J766,AM766,BW766,BX766))","v":""},{"$f":"IF(AD766=\"\",\"\",LOOKUP(AP766,Tab.4.5!$J$6:$J$27,Tab.4.5!$L$6:$L$27))","v":""},{"$f":"IF(AD766=\"\",\"\",He(CA766,BY766))","v":""},{"$f":"IF(AD766=\"\",\"\",Hs(BY766))","v":""},{"$f":"IF(AD766=\"\",\"\",Hm(BU766,BZ766,CB766,CC766,AL766,AO766))","v":""},"","","","","","",null,null,null,null,null,null,null,null,null,null,null,null,null,null,null,0,0,0,0,0,{"$f":"IF(CK766=\"\",\"\",IF(CL766=1,YcCi(CR766,J766),YcTr(J766,CQ766,CU766)))","v":""},{"$f":"IF(CK766=\"\",\"\",IF(CL766=1,Teta1(DE766,CR766),\"-\"))","v":""},"","",{"$f":"IF(CK766=\"\",\"\",IF(CL766=1,Ynci(CR766,J766,CT766,CV766),YnTr(1,CT766,CQ766,CU766,CV766,J766)))","v":""},{"$f":"IF(CK766=\"\",\"\",IF(CL766=1,Teta1(DI766,CR766),\"-\"))","v":""},{"$f":"IF(CK766=\"\",\"\",IF(CL766=1,AreaCi(CR766,J766),AreaTr(CQ766,CU766,DI766)))","v":""},{"$f":"IF(CK766=\"\",\"\",IF(CL766=1,FrCi(DM766,9.806,DJ766,CR766),FrTr(DM766,9.806,CQ766,CU766,DI766)))","v":""},"",{"$f":"IF(CK766=\"\",\"\",IF(CL766=1,LOOKUP(CP766,'Vmáx(material) - Tab.4.3'!$L$2:$L$11,'Vmáx(material) - Tab.4.3'!$M$2:$M$11),LOOKUP(CP766,'Vmáx(material) - Tab.4.3'!$L$15,'Vmáx(material) - Tab.4.3'!$M$15)))","v":""},{"$f":"IF(CK766=\"\",\"\",VLOOKUP($CO766,'Vmáx(material) - Tab.4.3'!$R$35:$X$41,2))","v":""},{"$f":"IF(CK766=\"\",\"\",VLOOKUP($CO766,'Vmáx(material) - Tab.4.3'!$R$35:$X$41,3))","v":""},{"$f":"IF(CK766=\"\",\"\",VLOOKUP($CO766,'Vmáx(material) - Tab.4.3'!$R$35:$X$41,4))","v":""},{"$f":"IF(CK766=\"\",\"\",VLOOKUP($CO766,'Vmáx(material) - Tab.4.3'!$R$35:$X$41,5))","v":""},{"$f":"IF(CK766=\"\",\"\",VLOOKUP($CO766,'Vmáx(material) - Tab.4.3'!$R$35:$X$41,6))","v":""},{"$f":"IF(CK766=\"\",\"\",IF(CK766=\"\",\"\",VLOOKUP(CO766,'Vmáx(material) - Tab.4.3'!$R$35:$X$41,7)))","v":""},{"$f":"IF(CK766=\"\",\"\",IF(CL766=1,FCi(J766,CR766),FTr(J766,CQ766,CR766)))","v":""},"",{"$f":"IF(CK766=\"\",\"\",Hw(DO766,DP766,DQ766,DR766,DS766,DT766,Z,DU766,CV766,CR766))","v":""},"","","","","",{"$f":"IF(CK766=\"\",\"\",IF(CL766=1,PeriCi(CR766,DI766),PeriTr(CQ766,CU766,DI766)))","v":""},{"$f":"IF(CK766=\"\",\"\",IF(CL766=1,AreaCi(CR766,DI766),AreaTr(CQ766,CU766,DI766)))","v":""},{"$f":"IF(CK766=\"\",\"\",RhCi(DK766,EC766))","v":""},"",{"$f":"IF(CK766=\"\",\"\",hf(CS766,J766,CT766,DK766,EE766))","v":""},{"$f":"IF(CK766=\"\",\"\",LOOKUP(CW766,Tab.4.5!$J$6:$J$27,Tab.4.5!$L$6:$L$27))","v":""},{"$f":"IF(CK766=\"\",\"\",He(EH766,DM766))","v":""},{"$f":"IF(CK766=\"\",\"\",Hs(DM766))","v":""},{"$f":"IF(CK766=\"\",\"\",Hm(EB766,EG766,EI766,EJ766,CS766,CV766))","v":""},"","","","","","","K45+-45000 () ",{"$f":"IF(B766=\"Existe.\",IF(AE766=1,CONCATENATE(#REF!,AK766,\" m.\"),CONCATENATE(#REF!,AJ766,\" m x \",AK766,\" m.\")),IF(CL766=1,CONCATENATE(#REF!,CR766,\" m.\"),CONCATENATE(#REF!,CQ766,\" m x \",CR766,\" m.\")))","v":{"$error":"#REF!"}},"Concreto, L =  m, S = 0 %.","Cota clave eje= 0 msnm.",null,null,null,"","","","","",{"$f":"IF(EV766=\"\",\"\",VLOOKUP(EY766,'Estructura escalonada'!$D$3:$H$953,2))","v":""},"","","","","",""]
[null,null,null,null,null,null,null,null,null,null,null,0,null,0,null,null,null,null,null,null,{"$f":"IF(K767=\"No\",\"\",IF(O767=\"\",YcCi(P767,N767),YcTr(N767,O767,S767)))","v":{"$error":"#VALUE!"}},{"$f":"IF(K767=\"No\",\"\",IF(O767=\"\",Teta1(U767,P767),\"-\"))","v":{"$error":"#VALUE!"}},{"$error":"#VALUE!"},{"$error":"#VALUE!"},{"$f":"IF(K767=\"No\",\"\",IF(O767=\"\",Ynci(P767,N767,R767,T767),YnTr(1,R767,O767,S767,T767,N767)))","v":{"$error":"#VALUE!"}},{"$f":"IF(K767=\"No\",\"\",IF(O767=\"\",Teta1(Y767,P767),\"-\"))","v":{"$error":"#VALUE!"}},{"$f":"IF(K767=\"No\",\"\",IF(O767=\"\",AreaCi(P767,Y767),AreaTr(O767,S767,Y767)))","v":{"$error":"#VALUE!"}},{"$f":"IF(K767=\"No\",\"\",IF(O767=\"\",FrCi(AC767,9.806,Z767,P767),FrTr(AC767,9.806,O767,S767,Y767)))","v":{"$error":"#VALUE!"}},{"$error":"#VALUE!"},null,null,null,null,null,null,null,null,null,null,null,null,null,null,null,0,0,"","","",{"$f":"IF(AD767=\"\",\"\",IF(AE767=1,YcCi(AK767,J767),YcTr(J767,AJ767,AN767)))","v":""},{"$f":"IF(AD767=\"\",\"\",IF(AE767=1,Teta1(AX767,AK767),\"-\"))","v":""},{"$f":"IF(AD767=\"\",\"\",IF(AE767=1,AreaCi(AK767,AX767),AreaTr(AJ767,AN767,AX767)))","v":""},"",{"$f":"IF(AD767=\"\",\"\",IF(AE767=1,Ynci(AK767,J767,AM767,AO767),YnTr(1,AM767,AJ767,AN767,AO767,J767)))","v":""},{"$f":"IF(AD767=\"\",\"\",IF(AE767=1,Teta1(BB767,AK767),\"-\"))","v":""},{"$f":"IF(AD767=\"\",\"\",IF(AE767=1,AreaCi(AK767,BB767),AreaTr(AJ767,AN767,BB767)))","v":""},{"$f":"IF(AD767=\"\",\"\",IF(AE767=1,FrCi(BF767,9.806,BC767,AK767),FrTr(BF767,9.806,AJ767,AN767,BB767)))","v":""},"",{"$f":"IF(AD767=\"\",\"\",IF(AE767=1,LOOKUP(AI767,'Vmáx(material) - Tab.4.3'!$L$2:$L$11,'Vmáx(material) - Tab.4.3'!$M$2:$M$11),LOOKUP(AI767,'Vmáx(material) - Tab.4.3'!$L$15,'Vmáx(material) - Tab.4.3'!$M$15)))","v":""},{"$f":"IF(AD767=\"\",\"\",VLOOKUP($AH767,'Vmáx(material) - Tab.4.3'!$R$35:$X$41,2))","v":""},{"$f":"IF(AD767=\"\",\"\",VLOOKUP($AH767,'Vmáx(material) - Tab.4.3'!$R$35:$X$41,3))","v":""},{"$f":"IF(AD767=\"\",\"\",VLOOKUP($AH767,'Vmáx(material) - Tab.4.3'!$R$35:$X$41,4))","v":""},{"$f":"IF(AD767=\"\",\"\",VLOOKUP($AH767,'Vmáx(material) - Tab.4.3'!$R$35:$X$41,5))","v":""},{"$f":"IF(AD767=\"\",\"\",VLOOKUP($AH767,'Vmáx(material) - Tab.4.3'!$R$35:$X$41,6))","v":""},{"$f":"IF(AD767=\"\",\"\",IF(AD767=\"\",\"\",VLOOKUP($AH767,'Vmáx(material) - Tab.4.3'!$R$35:$X$41,7)))","v":""},{"$f":"IF(AD767=\"\",\"\",IF(AE767=1,FCi(J767,AK767),FTr(J767,AJ767,AK767)))","v":""},"",{"$f":"IF(AD767=\"\",\"\",Hw(BH767,BI767,BJ767,BK767,BL767,BM767,Z,BN767,AO767,AK767))","v":""},"","","","",{"$f":"IF(AD767=\"\",\"\",ho(BT767,AK767,AX767))","v":""},{"$f":"IF(AD767=\"\",\"\",IF(AE767=1,PeriCi(AK767,BB767),PeriTr(AJ767,AN767,BB767)))","v":""},{"$f":"IF(AD767=\"\",\"\",IF(AE767=1,AreaCi(AK767,BB767),AreaTr(AJ767,AN767,BB767)))","v":""},{"$f":"IF(AD767=\"\",\"\",RhCi(BW767,BV767))","v":""},"",{"$f":"IF(AD767=\"\",\"\",hf(AL767,J767,AM767,BW767,BX767))","v":""},{"$f":"IF(AD767=\"\",\"\",LOOKUP(AP767,Tab.4.5!$J$6:$J$27,Tab.4.5!$L$6:$L$27))","v":""},{"$f":"IF(AD767=\"\",\"\",He(CA767,BY767))","v":""},{"$f":"IF(AD767=\"\",\"\",Hs(BY767))","v":""},{"$f":"IF(AD767=\"\",\"\",Hm(BU767,BZ767,CB767,CC767,AL767,AO767))","v":""},"","","","","","",null,null,null,null,null,null,null,null,null,null,null,null,null,null,null,0,0,0,0,0,{"$f":"IF(CK767=\"\",\"\",IF(CL767=1,YcCi(CR767,J767),YcTr(J767,CQ767,CU767)))","v":""},{"$f":"IF(CK767=\"\",\"\",IF(CL767=1,Teta1(DE767,CR767),\"-\"))","v":""},"","",{"$f":"IF(CK767=\"\",\"\",IF(CL767=1,Ynci(CR767,J767,CT767,CV767),YnTr(1,CT767,CQ767,CU767,CV767,J767)))","v":""},{"$f":"IF(CK767=\"\",\"\",IF(CL767=1,Teta1(DI767,CR767),\"-\"))","v":""},{"$f":"IF(CK767=\"\",\"\",IF(CL767=1,AreaCi(CR767,J767),AreaTr(CQ767,CU767,DI767)))","v":""},{"$f":"IF(CK767=\"\",\"\",IF(CL767=1,FrCi(DM767,9.806,DJ767,CR767),FrTr(DM767,9.806,CQ767,CU767,DI767)))","v":""},"",{"$f":"IF(CK767=\"\",\"\",IF(CL767=1,LOOKUP(CP767,'Vmáx(material) - Tab.4.3'!$L$2:$L$11,'Vmáx(material) - Tab.4.3'!$M$2:$M$11),LOOKUP(CP767,'Vmáx(material) - Tab.4.3'!$L$15,'Vmáx(material) - Tab.4.3'!$M$15)))","v":""},{"$f":"IF(CK767=\"\",\"\",VLOOKUP($CO767,'Vmáx(material) - Tab.4.3'!$R$35:$X$41,2))","v":""},{"$f":"IF(CK767=\"\",\"\",VLOOKUP($CO767,'Vmáx(material) - Tab.4.3'!$R$35:$X$41,3))","v":""},{"$f":"IF(CK767=\"\",\"\",VLOOKUP($CO767,'Vmáx(material) - Tab.4.3'!$R$35:$X$41,4))","v":""},{"$f":"IF(CK767=\"\",\"\",VLOOKUP($CO767,'Vmáx(material) - Tab.4.3'!$R$35:$X$41,5))","v":""},{"$f":"IF(CK767=\"\",\"\",VLOOKUP($CO767,'Vmáx(material) - Tab.4.3'!$R$35:$X$41,6))","v":""},{"$f":"IF(CK767=\"\",\"\",IF(CK767=\"\",\"\",VLOOKUP(CO767,'Vmáx(material) - Tab.4.3'!$R$35:$X$41,7)))","v":""},{"$f":"IF(CK767=\"\",\"\",IF(CL767=1,FCi(J767,CR767),FTr(J767,CQ767,CR767)))","v":""},"",{"$f":"IF(CK767=\"\",\"\",Hw(DO767,DP767,DQ767,DR767,DS767,DT767,Z,DU767,CV767,CR767))","v":""},"","","","","",{"$f":"IF(CK767=\"\",\"\",IF(CL767=1,PeriCi(CR767,DI767),PeriTr(CQ767,CU767,DI767)))","v":""},{"$f":"IF(CK767=\"\",\"\",IF(CL767=1,AreaCi(CR767,DI767),AreaTr(CQ767,CU767,DI767)))","v":""},{"$f":"IF(CK767=\"\",\"\",RhCi(DK767,EC767))","v":""},"",{"$f":"IF(CK767=\"\",\"\",hf(CS767,J767,CT767,DK767,EE767))","v":""},{"$f":"IF(CK767=\"\",\"\",LOOKUP(CW767,Tab.4.5!$J$6:$J$27,Tab.4.5!$L$6:$L$27))","v":""},{"$f":"IF(CK767=\"\",\"\",He(EH767,DM767))","v":""},{"$f":"IF(CK767=\"\",\"\",Hs(DM767))","v":""},{"$f":"IF(CK767=\"\",\"\",Hm(EB767,EG767,EI767,EJ767,CS767,CV767))","v":""},"","","","","","","K45+-45000 () ",{"$f":"IF(B767=\"Existe.\",IF(AE767=1,CONCATENATE(#REF!,AK767,\" m.\"),CONCATENATE(#REF!,AJ767,\" m x \",AK767,\" m.\")),IF(CL767=1,CONCATENATE(#REF!,CR767,\" m.\"),CONCATENATE(#REF!,CQ767,\" m x \",CR767,\" m.\")))","v":{"$error":"#REF!"}},"Concreto, L =  m, S = 0 %.","Cota clave eje= 0 msnm.",null,null,null,"","","","","",{"$f":"IF(EV767=\"\",\"\",VLOOKUP(EY767,'Estructura escalonada'!$D$3:$H$953,2))","v":""},"","","","","",""]
[null,null,null,null,null,null,null,null,null,null,null,0,null,0,null,null,null,null,null,null,{"$f":"IF(K770=\"No\",\"\",IF(O770=\"\",YcCi(P770,N770),YcTr(N770,O770,S770)))","v":{"$error":"#VALUE!"}},{"$f":"IF(K770=\"No\",\"\",IF(O770=\"\",Teta1(U770,P770),\"-\"))","v":{"$error":"#VALUE!"}},{"$error":"#VALUE!"},{"$error":"#VALUE!"},{"$f":"IF(K770=\"No\",\"\",IF(O770=\"\",Ynci(P770,N770,R770,T770),YnTr(1,R770,O770,S770,T770,N770)))","v":{"$error":"#VALUE!"}},{"$f":"IF(K770=\"No\",\"\",IF(O770=\"\",Teta1(Y770,P770),\"-\"))","v":{"$error":"#VALUE!"}},{"$f":"IF(K770=\"No\",\"\",IF(O770=\"\",AreaCi(P770,Y770),AreaTr(O770,S770,Y770)))","v":{"$error":"#VALUE!"}},{"$f":"IF(K770=\"No\",\"\",IF(O770=\"\",FrCi(AC770,9.806,Z770,P770),FrTr(AC770,9.806,O770,S770,Y770)))","v":{"$error":"#VALUE!"}},{"$error":"#VALUE!"},null,null,null,null,null,null,null,null,null,null,null,null,null,null,null,0,0,"","","",{"$f":"IF(AD770=\"\",\"\",IF(AE770=1,YcCi(AK770,J770),YcTr(J770,AJ770,AN770)))","v":""},{"$f":"IF(AD770=\"\",\"\",IF(AE770=1,Teta1(AX770,AK770),\"-\"))","v":""},{"$f":"IF(AD770=\"\",\"\",IF(AE770=1,AreaCi(AK770,AX770),AreaTr(AJ770,AN770,AX770)))","v":""},"",{"$f":"IF(AD770=\"\",\"\",IF(AE770=1,Ynci(AK770,J770,AM770,AO770),YnTr(1,AM770,AJ770,AN770,AO770,J770)))","v":""},{"$f":"IF(AD770=\"\",\"\",IF(AE770=1,Teta1(BB770,AK770),\"-\"))","v":""},{"$f":"IF(AD770=\"\",\"\",IF(AE770=1,AreaCi(AK770,BB770),AreaTr(AJ770,AN770,BB770)))","v":""},{"$f":"IF(AD770=\"\",\"\",IF(AE770=1,FrCi(BF770,9.806,BC770,AK770),FrTr(BF770,9.806,AJ770,AN770,BB770)))","v":""},"",{"$f":"IF(AD770=\"\",\"\",IF(AE770=1,LOOKUP(AI770,'Vmáx(material) - Tab.4.3'!$L$2:$L$11,'Vmáx(material) - Tab.4.3'!$M$2:$M$11),LOOKUP(AI770,'Vmáx(material) - Tab.4.3'!$L$15,'Vmáx(material) - Tab.4.3'!$M$15)))","v":""},{"$f":"IF(AD770=\"\",\"\",VLOOKUP($AH770,'Vmáx(material) - Tab.4.3'!$R$35:$X$41,2))","v":""},{"$f":"IF(AD770=\"\",\"\",VLOOKUP($AH770,'Vmáx(material) - Tab.4.3'!$R$35:$X$41,3))","v":""},{"$f":"IF(AD770=\"\",\"\",VLOOKUP($AH770,'Vmáx(material) - Tab.4.3'!$R$35:$X$41,4))","v":""},{"$f":"IF(AD770=\"\",\"\",VLOOKUP($AH770,'Vmáx(material) - Tab.4.3'!$R$35:$X$41,5))","v":""},{"$f":"IF(AD770=\"\",\"\",VLOOKUP($AH770,'Vmáx(material) - Tab.4.3'!$R$35:$X$41,6))","v":""},{"$f":"IF(AD770=\"\",\"\",IF(AD770=\"\",\"\",VLOOKUP($AH770,'Vmáx(material) - Tab.4.3'!$R$35:$X$41,7)))","v":""},{"$f":"IF(AD770=\"\",\"\",IF(AE770=1,FCi(J770,AK770),FTr(J770,AJ770,AK770)))","v":""},"",{"$f":"IF(AD770=\"\",\"\",Hw(BH770,BI770,BJ770,BK770,BL770,BM770,Z,BN770,AO770,AK770))","v":""},"","","","",{"$f":"IF(AD770=\"\",\"\",ho(BT770,AK770,AX770))","v":""},{"$f":"IF(AD770=\"\",\"\",IF(AE770=1,PeriCi(AK770,BB770),PeriTr(AJ770,AN770,BB770)))","v":""},{"$f":"IF(AD770=\"\",\"\",IF(AE770=1,AreaCi(AK770,BB770),AreaTr(AJ770,AN770,BB770)))","v":""},{"$f":"IF(AD770=\"\",\"\",RhCi(BW770,BV770))","v":""},"",{"$f":"IF(AD770=\"\",\"\",hf(AL770,J770,AM770,BW770,BX770))","v":""},{"$f":"IF(AD770=\"\",\"\",LOOKUP(AP770,Tab.4.5!$J$6:$J$27,Tab.4.5!$L$6:$L$27))","v":""},{"$f":"IF(AD770=\"\",\"\",He(CA770,BY770))","v":""},{"$f":"IF(AD770=\"\",\"\",Hs(BY770))","v":""},{"$f":"IF(AD770=\"\",\"\",Hm(BU770,BZ770,CB770,CC770,AL770,AO770))","v":""},"","","","","","",null,null,null,null,null,null,null,null,null,null,null,null,null,null,null,0,0,0,0,0,{"$f":"IF(CK770=\"\",\"\",IF(CL770=1,YcCi(CR770,J770),YcTr(J770,CQ770,CU770)))","v":""},{"$f":"IF(CK770=\"\",\"\",IF(CL770=1,Teta1(DE770,CR770),\"-\"))","v":""},"","",{"$f":"IF(CK770=\"\",\"\",IF(CL770=1,Ynci(CR770,J770,CT770,CV770),YnTr(1,CT770,CQ770,CU770,CV770,J770)))","v":""},{"$f":"IF(CK770=\"\",\"\",IF(CL770=1,Teta1(DI770,CR770),\"-\"))","v":""},{"$f":"IF(CK770=\"\",\"\",IF(CL770=1,AreaCi(CR770,J770),AreaTr(CQ770,CU770,DI770)))","v":""},{"$f":"IF(CK770=\"\",\"\",IF(CL770=1,FrCi(DM770,9.806,DJ770,CR770),FrTr(DM770,9.806,CQ770,CU770,DI770)))","v":""},"",{"$f":"IF(CK770=\"\",\"\",IF(CL770=1,LOOKUP(CP770,'Vmáx(material) - Tab.4.3'!$L$2:$L$11,'Vmáx(material) - Tab.4.3'!$M$2:$M$11),LOOKUP(CP770,'Vmáx(material) - Tab.4.3'!$L$15,'Vmáx(material) - Tab.4.3'!$M$15)))","v":""},{"$f":"IF(CK770=\"\",\"\",VLOOKUP($CO770,'Vmáx(material) - Tab.4.3'!$R$35:$X$41,2))","v":""},{"$f":"IF(CK770=\"\",\"\",VLOOKUP($CO770,'Vmáx(material) - Tab.4.3'!$R$35:$X$41,3))","v":""},{"$f":"IF(CK770=\"\",\"\",VLOOKUP($CO770,'Vmáx(material) - Tab.4.3'!$R$35:$X$41,4))","v":""},{"$f":"IF(CK770=\"\",\"\",VLOOKUP($CO770,'Vmáx(material) - Tab.4.3'!$R$35:$X$41,5))","v":""},{"$f":"IF(CK770=\"\",\"\",VLOOKUP($CO770,'Vmáx(material) - Tab.4.3'!$R$35:$X$41,6))","v":""},{"$f":"IF(CK770=\"\",\"\",IF(CK770=\"\",\"\",VLOOKUP(CO770,'Vmáx(material) - Tab.4.3'!$R$35:$X$41,7)))","v":""},{"$f":"IF(CK770=\"\",\"\",IF(CL770=1,FCi(J770,CR770),FTr(J770,CQ770,CR770)))","v":""},"",{"$f":"IF(CK770=\"\",\"\",Hw(DO770,DP770,DQ770,DR770,DS770,DT770,Z,DU770,CV770,CR770))","v":""},"","","","","",{"$f":"IF(CK770=\"\",\"\",IF(CL770=1,PeriCi(CR770,DI770),PeriTr(CQ770,CU770,DI770)))","v":""},{"$f":"IF(CK770=\"\",\"\",IF(CL770=1,AreaCi(CR770,DI770),AreaTr(CQ770,CU770,DI770)))","v":""},{"$f":"IF(CK770=\"\",\"\",RhCi(DK770,EC770))","v":""},"",{"$f":"IF(CK770=\"\",\"\",hf(CS770,J770,CT770,DK770,EE770))","v":""},{"$f":"IF(CK770=\"\",\"\",LOOKUP(CW770,Tab.4.5!$J$6:$J$27,Tab.4.5!$L$6:$L$27))","v":""},{"$f":"IF(CK770=\"\",\"\",He(EH770,DM770))","v":""},{"$f":"IF(CK770=\"\",\"\",Hs(DM770))","v":""},{"$f":"IF(CK770=\"\",\"\",Hm(EB770,EG770,EI770,EJ770,CS770,CV770))","v":""},"","","","","","","K45+-45000 () ",{"$f":"IF(B770=\"Existe.\",IF(AE770=1,CONCATENATE(#REF!,AK770,\" m.\"),CONCATENATE(#REF!,AJ770,\" m x \",AK770,\" m.\")),IF(CL770=1,CONCATENATE(#REF!,CR770,\" m.\"),CONCATENATE(#REF!,CQ770,\" m x \",CR770,\" m.\")))","v":{"$error":"#REF!"}},"Concreto, L =  m, S = 0 %.","Cota clave eje= 0 msnm.",null,null,null,"","","","","",{"$f":"IF(EV770=\"\",\"\",VLOOKUP(EY770,'Estructura escalonada'!$D$3:$H$953,2))","v":""},"","","","","",""]
[null,null,null,null,null,null,null,null,null,null,null,0,null,0,null,null,null,null,null,null,{"$f":"IF(K772=\"No\",\"\",IF(O772=\"\",YcCi(P772,N772),YcTr(N772,O772,S772)))","v":{"$error":"#VALUE!"}},{"$f":"IF(K772=\"No\",\"\",IF(O772=\"\",Teta1(U772,P772),\"-\"))","v":{"$error":"#VALUE!"}},{"$error":"#VALUE!"},{"$error":"#VALUE!"},{"$f":"IF(K772=\"No\",\"\",IF(O772=\"\",Ynci(P772,N772,R772,T772),YnTr(1,R772,O772,S772,T772,N772)))","v":{"$error":"#VALUE!"}},{"$f":"IF(K772=\"No\",\"\",IF(O772=\"\",Teta1(Y772,P772),\"-\"))","v":{"$error":"#VALUE!"}},{"$f":"IF(K772=\"No\",\"\",IF(O772=\"\",AreaCi(P772,Y772),AreaTr(O772,S772,Y772)))","v":{"$error":"#VALUE!"}},{"$f":"IF(K772=\"No\",\"\",IF(O772=\"\",FrCi(AC772,9.806,Z772,P772),FrTr(AC772,9.806,O772,S772,Y772)))","v":{"$error":"#VALUE!"}},{"$error":"#VALUE!"},null,null,null,null,null,null,null,null,null,null,null,null,null,null,null,0,0,"","","",{"$f":"IF(AD772=\"\",\"\",IF(AE772=1,YcCi(AK772,J772),YcTr(J772,AJ772,AN772)))","v":""},{"$f":"IF(AD772=\"\",\"\",IF(AE772=1,Teta1(AX772,AK772),\"-\"))","v":""},{"$f":"IF(AD772=\"\",\"\",IF(AE772=1,AreaCi(AK772,AX772),AreaTr(AJ772,AN772,AX772)))","v":""},"",{"$f":"IF(AD772=\"\",\"\",IF(AE772=1,Ynci(AK772,J772,AM772,AO772),YnTr(1,AM772,AJ772,AN772,AO772,J772)))","v":""},{"$f":"IF(AD772=\"\",\"\",IF(AE772=1,Teta1(BB772,AK772),\"-\"))","v":""},{"$f":"IF(AD772=\"\",\"\",IF(AE772=1,AreaCi(AK772,BB772),AreaTr(AJ772,AN772,BB772)))","v":""},{"$f":"IF(AD772=\"\",\"\",IF(AE772=1,FrCi(BF772,9.806,BC772,AK772),FrTr(BF772,9.806,AJ772,AN772,BB772)))","v":""},"",{"$f":"IF(AD772=\"\",\"\",IF(AE772=1,LOOKUP(AI772,'Vmáx(material) - Tab.4.3'!$L$2:$L$11,'Vmáx(material) - Tab.4.3'!$M$2:$M$11),LOOKUP(AI772,'Vmáx(material) - Tab.4.3'!$L$15,'Vmáx(material) - Tab.4.3'!$M$15)))","v":""},{"$f":"IF(AD772=\"\",\"\",VLOOKUP($AH772,'Vmáx(material) - Tab.4.3'!$R$35:$X$41,2))","v":""},{"$f":"IF(AD772=\"\",\"\",VLOOKUP($AH772,'Vmáx(material) - Tab.4.3'!$R$35:$X$41,3))","v":""},{"$f":"IF(AD772=\"\",\"\",VLOOKUP($AH772,'Vmáx(material) - Tab.4.3'!$R$35:$X$41,4))","v":""},{"$f":"IF(AD772=\"\",\"\",VLOOKUP($AH772,'Vmáx(material) - Tab.4.3'!$R$35:$X$41,5))","v":""},{"$f":"IF(AD772=\"\",\"\",VLOOKUP($AH772,'Vmáx(material) - Tab.4.3'!$R$35:$X$41,6))","v":""},{"$f":"IF(AD772=\"\",\"\",IF(AD772=\"\",\"\",VLOOKUP($AH772,'Vmáx(material) - Tab.4.3'!$R$35:$X$41,7)))","v":""},{"$f":"IF(AD772=\"\",\"\",IF(AE772=1,FCi(J772,AK772),FTr(J772,AJ772,AK772)))","v":""},"",{"$f":"IF(AD772=\"\",\"\",Hw(BH772,BI772,BJ772,BK772,BL772,BM772,Z,BN772,AO772,AK772))","v":""},"","","","",{"$f":"IF(AD772=\"\",\"\",ho(BT772,AK772,AX772))","v":""},{"$f":"IF(AD772=\"\",\"\",IF(AE772=1,PeriCi(AK772,BB772),PeriTr(AJ772,AN772,BB772)))","v":""},{"$f":"IF(AD772=\"\",\"\",IF(AE772=1,AreaCi(AK772,BB772),AreaTr(AJ772,AN772,BB772)))","v":""},{"$f":"IF(AD772=\"\",\"\",RhCi(BW772,BV772))","v":""},"",{"$f":"IF(AD772=\"\",\"\",hf(AL772,J772,AM772,BW772,BX772))","v":""},{"$f":"IF(AD772=\"\",\"\",LOOKUP(AP772,Tab.4.5!$J$6:$J$27,Tab.4.5!$L$6:$L$27))","v":""},{"$f":"IF(AD772=\"\",\"\",He(CA772,BY772))","v":""},{"$f":"IF(AD772=\"\",\"\",Hs(BY772))","v":""},{"$f":"IF(AD772=\"\",\"\",Hm(BU772,BZ772,CB772,CC772,AL772,AO772))","v":""},"","","","","","",null,null,null,null,null,null,null,null,null,null,null,null,null,null,null,0,0,0,0,0,{"$f":"IF(CK772=\"\",\"\",IF(CL772=1,YcCi(CR772,J772),YcTr(J772,CQ772,CU772)))","v":""},{"$f":"IF(CK772=\"\",\"\",IF(CL772=1,Teta1(DE772,CR772),\"-\"))","v":""},"","",{"$f":"IF(CK772=\"\",\"\",IF(CL772=1,Ynci(CR772,J772,CT772,CV772),YnTr(1,CT772,CQ772,CU772,CV772,J772)))","v":""},{"$f":"IF(CK772=\"\",\"\",IF(CL772=1,Teta1(DI772,CR772),\"-\"))","v":""},{"$f":"IF(CK772=\"\",\"\",IF(CL772=1,AreaCi(CR772,J772),AreaTr(CQ772,CU772,DI772)))","v":""},{"$f":"IF(CK772=\"\",\"\",IF(CL772=1,FrCi(DM772,9.806,DJ772,CR772),FrTr(DM772,9.806,CQ772,CU772,DI772)))","v":""},"",{"$f":"IF(CK772=\"\",\"\",IF(CL772=1,LOOKUP(CP772,'Vmáx(material) - Tab.4.3'!$L$2:$L$11,'Vmáx(material) - Tab.4.3'!$M$2:$M$11),LOOKUP(CP772,'Vmáx(material) - Tab.4.3'!$L$15,'Vmáx(material) - Tab.4.3'!$M$15)))","v":""},{"$f":"IF(CK772=\"\",\"\",VLOOKUP($CO772,'Vmáx(material) - Tab.4.3'!$R$35:$X$41,2))","v":""},{"$f":"IF(CK772=\"\",\"\",VLOOKUP($CO772,'Vmáx(material) - Tab.4.3'!$R$35:$X$41,3))","v":""},{"$f":"IF(CK772=\"\",\"\",VLOOKUP($CO772,'Vmáx(material) - Tab.4.3'!$R$35:$X$41,4))","v":""},{"$f":"IF(CK772=\"\",\"\",VLOOKUP($CO772,'Vmáx(material) - Tab.4.3'!$R$35:$X$41,5))","v":""},{"$f":"IF(CK772=\"\",\"\",VLOOKUP($CO772,'Vmáx(material) - Tab.4.3'!$R$35:$X$41,6))","v":""},{"$f":"IF(CK772=\"\",\"\",IF(CK772=\"\",\"\",VLOOKUP(CO772,'Vmáx(material) - Tab.4.3'!$R$35:$X$41,7)))","v":""},{"$f":"IF(CK772=\"\",\"\",IF(CL772=1,FCi(J772,CR772),FTr(J772,CQ772,CR772)))","v":""},"",{"$f":"IF(CK772=\"\",\"\",Hw(DO772,DP772,DQ772,DR772,DS772,DT772,Z,DU772,CV772,CR772))","v":""},"","","","","",{"$f":"IF(CK772=\"\",\"\",IF(CL772=1,PeriCi(CR772,DI772),PeriTr(CQ772,CU772,DI772)))","v":""},{"$f":"IF(CK772=\"\",\"\",IF(CL772=1,AreaCi(CR772,DI772),AreaTr(CQ772,CU772,DI772)))","v":""},{"$f":"IF(CK772=\"\",\"\",RhCi(DK772,EC772))","v":""},"",{"$f":"IF(CK772=\"\",\"\",hf(CS772,J772,CT772,DK772,EE772))","v":""},{"$f":"IF(CK772=\"\",\"\",LOOKUP(CW772,Tab.4.5!$J$6:$J$27,Tab.4.5!$L$6:$L$27))","v":""},{"$f":"IF(CK772=\"\",\"\",He(EH772,DM772))","v":""},{"$f":"IF(CK772=\"\",\"\",Hs(DM772))","v":""},{"$f":"IF(CK772=\"\",\"\",Hm(EB772,EG772,EI772,EJ772,CS772,CV772))","v":""},"","","","","","","K45+-45000 () ",{"$f":"IF(B772=\"Existe.\",IF(AE772=1,CONCATENATE(#REF!,AK772,\" m.\"),CONCATENATE(#REF!,AJ772,\" m x \",AK772,\" m.\")),IF(CL772=1,CONCATENATE(#REF!,CR772,\" m.\"),CONCATENATE(#REF!,CQ772,\" m x \",CR772,\" m.\")))","v":{"$error":"#REF!"}},"Concreto, L =  m, S = 0 %.","Cota clave eje= 0 msnm.",null,null,null,"","","","","",{"$f":"IF(EV772=\"\",\"\",VLOOKUP(EY772,'Estructura escalonada'!$D$3:$H$953,2))","v":""},"","","","","",""]
[null,null,null,null,null,null,null,null,null,null,null,0,null,0,null,null,null,null,null,null,{"$f":"IF(K776=\"No\",\"\",IF(O776=\"\",YcCi(P776,N776),YcTr(N776,O776,S776)))","v":{"$error":"#VALUE!"}},{"$f":"IF(K776=\"No\",\"\",IF(O776=\"\",Teta1(U776,P776),\"-\"))","v":{"$error":"#VALUE!"}},{"$error":"#VALUE!"},{"$error":"#VALUE!"},{"$f":"IF(K776=\"No\",\"\",IF(O776=\"\",Ynci(P776,N776,R776,T776),YnTr(1,R776,O776,S776,T776,N776)))","v":{"$error":"#VALUE!"}},{"$f":"IF(K776=\"No\",\"\",IF(O776=\"\",Teta1(Y776,P776),\"-\"))","v":{"$error":"#VALUE!"}},{"$f":"IF(K776=\"No\",\"\",IF(O776=\"\",AreaCi(P776,Y776),AreaTr(O776,S776,Y776)))","v":{"$error":"#VALUE!"}},{"$f":"IF(K776=\"No\",\"\",IF(O776=\"\",FrCi(AC776,9.806,Z776,P776),FrTr(AC776,9.806,O776,S776,Y776)))","v":{"$error":"#VALUE!"}},{"$error":"#VALUE!"},null,null,null,null,null,null,null,null,null,null,null,null,null,null,null,0,0,"","","",{"$f":"IF(AD776=\"\",\"\",IF(AE776=1,YcCi(AK776,J776),YcTr(J776,AJ776,AN776)))","v":""},{"$f":"IF(AD776=\"\",\"\",IF(AE776=1,Teta1(AX776,AK776),\"-\"))","v":""},{"$f":"IF(AD776=\"\",\"\",IF(AE776=1,AreaCi(AK776,AX776),AreaTr(AJ776,AN776,AX776)))","v":""},"",{"$f":"IF(AD776=\"\",\"\",IF(AE776=1,Ynci(AK776,J776,AM776,AO776),YnTr(1,AM776,AJ776,AN776,AO776,J776)))","v":""},{"$f":"IF(AD776=\"\",\"\",IF(AE776=1,Teta1(BB776,AK776),\"-\"))","v":""},{"$f":"IF(AD776=\"\",\"\",IF(AE776=1,AreaCi(AK776,BB776),AreaTr(AJ776,AN776,BB776)))","v":""},{"$f":"IF(AD776=\"\",\"\",IF(AE776=1,FrCi(BF776,9.806,BC776,AK776),FrTr(BF776,9.806,AJ776,AN776,BB776)))","v":""},"",{"$f":"IF(AD776=\"\",\"\",IF(AE776=1,LOOKUP(AI776,'Vmáx(material) - Tab.4.3'!$L$2:$L$11,'Vmáx(material) - Tab.4.3'!$M$2:$M$11),LOOKUP(AI776,'Vmáx(material) - Tab.4.3'!$L$15,'Vmáx(material) - Tab.4.3'!$M$15)))","v":""},{"$f":"IF(AD776=\"\",\"\",VLOOKUP($AH776,'Vmáx(material) - Tab.4.3'!$R$35:$X$41,2))","v":""},{"$f":"IF(AD776=\"\",\"\",VLOOKUP($AH776,'Vmáx(material) - Tab.4.3'!$R$35:$X$41,3))","v":""},{"$f":"IF(AD776=\"\",\"\",VLOOKUP($AH776,'Vmáx(material) - Tab.4.3'!$R$35:$X$41,4))","v":""},{"$f":"IF(AD776=\"\",\"\",VLOOKUP($AH776,'Vmáx(material) - Tab.4.3'!$R$35:$X$41,5))","v":""},{"$f":"IF(AD776=\"\",\"\",VLOOKUP($AH776,'Vmáx(material) - Tab.4.3'!$R$35:$X$41,6))","v":""},{"$f":"IF(AD776=\"\",\"\",IF(AD776=\"\",\"\",VLOOKUP($AH776,'Vmáx(material) - Tab.4.3'!$R$35:$X$41,7)))","v":""},{"$f":"IF(AD776=\"\",\"\",IF(AE776=1,FCi(J776,AK776),FTr(J776,AJ776,AK776)))","v":""},"",{"$f":"IF(AD776=\"\",\"\",Hw(BH776,BI776,BJ776,BK776,BL776,BM776,Z,BN776,AO776,AK776))","v":""},"","","","",{"$f":"IF(AD776=\"\",\"\",ho(BT776,AK776,AX776))","v":""},{"$f":"IF(AD776=\"\",\"\",IF(AE776=1,PeriCi(AK776,BB776),PeriTr(AJ776,AN776,BB776)))","v":""},{"$f":"IF(AD776=\"\",\"\",IF(AE776=1,AreaCi(AK776,BB776),AreaTr(AJ776,AN776,BB776)))","v":""},{"$f":"IF(AD776=\"\",\"\",RhCi(BW776,BV776))","v":""},"",{"$f":"IF(AD776=\"\",\"\",hf(AL776,J776,AM776,BW776,BX776))","v":""},{"$f":"IF(AD776=\"\",\"\",LOOKUP(AP776,Tab.4.5!$J$6:$J$27,Tab.4.5!$L$6:$L$27))","v":""},{"$f":"IF(AD776=\"\",\"\",He(CA776,BY776))","v":""},{"$f":"IF(AD776=\"\",\"\",Hs(BY776))","v":""},{"$f":"IF(AD776=\"\",\"\",Hm(BU776,BZ776,CB776,CC776,AL776,AO776))","v":""},"","","","","","",null,null,null,null,null,null,null,null,null,null,null,null,null,null,null,0,0,0,0,0,{"$f":"IF(CK776=\"\",\"\",IF(CL776=1,YcCi(CR776,J776),YcTr(J776,CQ776,CU776)))","v":""},{"$f":"IF(CK776=\"\",\"\",IF(CL776=1,Teta1(DE776,CR776),\"-\"))","v":""},"","",{"$f":"IF(CK776=\"\",\"\",IF(CL776=1,Ynci(CR776,J776,CT776,CV776),YnTr(1,CT776,CQ776,CU776,CV776,J776)))","v":""},{"$f":"IF(CK776=\"\",\"\",IF(CL776=1,Teta1(DI776,CR776),\"-\"))","v":""},{"$f":"IF(CK776=\"\",\"\",IF(CL776=1,AreaCi(CR776,J776),AreaTr(CQ776,CU776,DI776)))","v":""},{"$f":"IF(CK776=\"\",\"\",IF(CL776=1,FrCi(DM776,9.806,DJ776,CR776),FrTr(DM776,9.806,CQ776,CU776,DI776)))","v":""},"",{"$f":"IF(CK776=\"\",\"\",IF(CL776=1,LOOKUP(CP776,'Vmáx(material) - Tab.4.3'!$L$2:$L$11,'Vmáx(material) - Tab.4.3'!$M$2:$M$11),LOOKUP(CP776,'Vmáx(material) - Tab.4.3'!$L$15,'Vmáx(material) - Tab.4.3'!$M$15)))","v":""},{"$f":"IF(CK776=\"\",\"\",VLOOKUP($CO776,'Vmáx(material) - Tab.4.3'!$R$35:$X$41,2))","v":""},{"$f":"IF(CK776=\"\",\"\",VLOOKUP($CO776,'Vmáx(material) - Tab.4.3'!$R$35:$X$41,3))","v":""},{"$f":"IF(CK776=\"\",\"\",VLOOKUP($CO776,'Vmáx(material) - Tab.4.3'!$R$35:$X$41,4))","v":""},{"$f":"IF(CK776=\"\",\"\",VLOOKUP($CO776,'Vmáx(material) - Tab.4.3'!$R$35:$X$41,5))","v":""},{"$f":"IF(CK776=\"\",\"\",VLOOKUP($CO776,'Vmáx(material) - Tab.4.3'!$R$35:$X$41,6))","v":""},{"$f":"IF(CK776=\"\",\"\",IF(CK776=\"\",\"\",VLOOKUP(CO776,'Vmáx(material) - Tab.4.3'!$R$35:$X$41,7)))","v":""},{"$f":"IF(CK776=\"\",\"\",IF(CL776=1,FCi(J776,CR776),FTr(J776,CQ776,CR776)))","v":""},"",{"$f":"IF(CK776=\"\",\"\",Hw(DO776,DP776,DQ776,DR776,DS776,DT776,Z,DU776,CV776,CR776))","v":""},"","","","","",{"$f":"IF(CK776=\"\",\"\",IF(CL776=1,PeriCi(CR776,DI776),PeriTr(CQ776,CU776,DI776)))","v":""},{"$f":"IF(CK776=\"\",\"\",IF(CL776=1,AreaCi(CR776,DI776),AreaTr(CQ776,CU776,DI776)))","v":""},{"$f":"IF(CK776=\"\",\"\",RhCi(DK776,EC776))","v":""},"",{"$f":"IF(CK776=\"\",\"\",hf(CS776,J776,CT776,DK776,EE776))","v":""},{"$f":"IF(CK776=\"\",\"\",LOOKUP(CW776,Tab.4.5!$J$6:$J$27,Tab.4.5!$L$6:$L$27))","v":""},{"$f":"IF(CK776=\"\",\"\",He(EH776,DM776))","v":""},{"$f":"IF(CK776=\"\",\"\",Hs(DM776))","v":""},{"$f":"IF(CK776=\"\",\"\",Hm(EB776,EG776,EI776,EJ776,CS776,CV776))","v":""},"","","","","","","K45+-45000 () ",{"$f":"IF(B776=\"Existe.\",IF(AE776=1,CONCATENATE(#REF!,AK776,\" m.\"),CONCATENATE(#REF!,AJ776,\" m x \",AK776,\" m.\")),IF(CL776=1,CONCATENATE(#REF!,CR776,\" m.\"),CONCATENATE(#REF!,CQ776,\" m x \",CR776,\" m.\")))","v":{"$error":"#REF!"}},"Concreto, L =  m, S = 0 %.","Cota clave eje= 0 msnm.",null,null,null,"","","","","",{"$f":"IF(EV776=\"\",\"\",VLOOKUP(EY776,'Estructura escalonada'!$D$3:$H$953,2))","v":""},"","","","","",""]
[null,null,null,null,null,null,null,null,null,null,null,0,null,0,null,null,null,null,null,null,{"$f":"IF(K779=\"No\",\"\",IF(O779=\"\",YcCi(P779,N779),YcTr(N779,O779,S779)))","v":{"$error":"#VALUE!"}},{"$f":"IF(K779=\"No\",\"\",IF(O779=\"\",Teta1(U779,P779),\"-\"))","v":{"$error":"#VALUE!"}},{"$error":"#VALUE!"},{"$error":"#VALUE!"},{"$f":"IF(K779=\"No\",\"\",IF(O779=\"\",Ynci(P779,N779,R779,T779),YnTr(1,R779,O779,S779,T779,N779)))","v":{"$error":"#VALUE!"}},{"$f":"IF(K779=\"No\",\"\",IF(O779=\"\",Teta1(Y779,P779),\"-\"))","v":{"$error":"#VALUE!"}},{"$f":"IF(K779=\"No\",\"\",IF(O779=\"\",AreaCi(P779,Y779),AreaTr(O779,S779,Y779)))","v":{"$error":"#VALUE!"}},{"$f":"IF(K779=\"No\",\"\",IF(O779=\"\",FrCi(AC779,9.806,Z779,P779),FrTr(AC779,9.806,O779,S779,Y779)))","v":{"$error":"#VALUE!"}},{"$error":"#VALUE!"},null,null,null,null,null,null,null,null,null,null,null,null,null,null,null,0,0,"","","",{"$f":"IF(AD779=\"\",\"\",IF(AE779=1,YcCi(AK779,J779),YcTr(J779,AJ779,AN779)))","v":""},{"$f":"IF(AD779=\"\",\"\",IF(AE779=1,Teta1(AX779,AK779),\"-\"))","v":""},{"$f":"IF(AD779=\"\",\"\",IF(AE779=1,AreaCi(AK779,AX779),AreaTr(AJ779,AN779,AX779)))","v":""},"",{"$f":"IF(AD779=\"\",\"\",IF(AE779=1,Ynci(AK779,J779,AM779,AO779),YnTr(1,AM779,AJ779,AN779,AO779,J779)))","v":""},{"$f":"IF(AD779=\"\",\"\",IF(AE779=1,Teta1(BB779,AK779),\"-\"))","v":""},{"$f":"IF(AD779=\"\",\"\",IF(AE779=1,AreaCi(AK779,BB779),AreaTr(AJ779,AN779,BB779)))","v":""},{"$f":"IF(AD779=\"\",\"\",IF(AE779=1,FrCi(BF779,9.806,BC779,AK779),FrTr(BF779,9.806,AJ779,AN779,BB779)))","v":""},"",{"$f":"IF(AD779=\"\",\"\",IF(AE779=1,LOOKUP(AI779,'Vmáx(material) - Tab.4.3'!$L$2:$L$11,'Vmáx(material) - Tab.4.3'!$M$2:$M$11),LOOKUP(AI779,'Vmáx(material) - Tab.4.3'!$L$15,'Vmáx(material) - Tab.4.3'!$M$15)))","v":""},{"$f":"IF(AD779=\"\",\"\",VLOOKUP($AH779,'Vmáx(material) - Tab.4.3'!$R$35:$X$41,2))","v":""},{"$f":"IF(AD779=\"\",\"\",VLOOKUP($AH779,'Vmáx(material) - Tab.4.3'!$R$35:$X$41,3))","v":""},{"$f":"IF(AD779=\"\",\"\",VLOOKUP($AH779,'Vmáx(material) - Tab.4.3'!$R$35:$X$41,4))","v":""},{"$f":"IF(AD779=\"\",\"\",VLOOKUP($AH779,'Vmáx(material) - Tab.4.3'!$R$35:$X$41,5))","v":""},{"$f":"IF(AD779=\"\",\"\",VLOOKUP($AH779,'Vmáx(material) - Tab.4.3'!$R$35:$X$41,6))","v":""},{"$f":"IF(AD779=\"\",\"\",IF(AD779=\"\",\"\",VLOOKUP($AH779,'Vmáx(material) - Tab.4.3'!$R$35:$X$41,7)))","v":""},{"$f":"IF(AD779=\"\",\"\",IF(AE779=1,FCi(J779,AK779),FTr(J779,AJ779,AK779)))","v":""},"",{"$f":"IF(AD779=\"\",\"\",Hw(BH779,BI779,BJ779,BK779,BL779,BM779,Z,BN779,AO779,AK779))","v":""},"","","","",{"$f":"IF(AD779=\"\",\"\",ho(BT779,AK779,AX779))","v":""},{"$f":"IF(AD779=\"\",\"\",IF(AE779=1,PeriCi(AK779,BB779),PeriTr(AJ779,AN779,BB779)))","v":""},{"$f":"IF(AD779=\"\",\"\",IF(AE779=1,AreaCi(AK779,BB779),AreaTr(AJ779,AN779,BB779)))","v":""},{"$f":"IF(AD779=\"\",\"\",RhCi(BW779,BV779))","v":""},"",{"$f":"IF(AD779=\"\",\"\",hf(AL779,J779,AM779,BW779,BX779))","v":""},{"$f":"IF(AD779=\"\",\"\",LOOKUP(AP779,Tab.4.5!$J$6:$J$27,Tab.4.5!$L$6:$L$27))","v":""},{"$f":"IF(AD779=\"\",\"\",He(CA779,BY779))","v":""},{"$f":"IF(AD779=\"\",\"\",Hs(BY779))","v":""},{"$f":"IF(AD779=\"\",\"\",Hm(BU779,BZ779,CB779,CC779,AL779,AO779))","v":""},"","","","","","",null,null,null,null,null,null,null,null,null,null,null,null,null,null,null,0,0,0,0,0,{"$f":"IF(CK779=\"\",\"\",IF(CL779=1,YcCi(CR779,J779),YcTr(J779,CQ779,CU779)))","v":""},{"$f":"IF(CK779=\"\",\"\",IF(CL779=1,Teta1(DE779,CR779),\"-\"))","v":""},"","",{"$f":"IF(CK779=\"\",\"\",IF(CL779=1,Ynci(CR779,J779,CT779,CV779),YnTr(1,CT779,CQ779,CU779,CV779,J779)))","v":""},{"$f":"IF(CK779=\"\",\"\",IF(CL779=1,Teta1(DI779,CR779),\"-\"))","v":""},{"$f":"IF(CK779=\"\",\"\",IF(CL779=1,AreaCi(CR779,J779),AreaTr(CQ779,CU779,DI779)))","v":""},{"$f":"IF(CK779=\"\",\"\",IF(CL779=1,FrCi(DM779,9.806,DJ779,CR779),FrTr(DM779,9.806,CQ779,CU779,DI779)))","v":""},"",{"$f":"IF(CK779=\"\",\"\",IF(CL779=1,LOOKUP(CP779,'Vmáx(material) - Tab.4.3'!$L$2:$L$11,'Vmáx(material) - Tab.4.3'!$M$2:$M$11),LOOKUP(CP779,'Vmáx(material) - Tab.4.3'!$L$15,'Vmáx(material) - Tab.4.3'!$M$15)))","v":""},{"$f":"IF(CK779=\"\",\"\",VLOOKUP($CO779,'Vmáx(material) - Tab.4.3'!$R$35:$X$41,2))","v":""},{"$f":"IF(CK779=\"\",\"\",VLOOKUP($CO779,'Vmáx(material) - Tab.4.3'!$R$35:$X$41,3))","v":""},{"$f":"IF(CK779=\"\",\"\",VLOOKUP($CO779,'Vmáx(material) - Tab.4.3'!$R$35:$X$41,4))","v":""},{"$f":"IF(CK779=\"\",\"\",VLOOKUP($CO779,'Vmáx(material) - Tab.4.3'!$R$35:$X$41,5))","v":""},{"$f":"IF(CK779=\"\",\"\",VLOOKUP($CO779,'Vmáx(material) - Tab.4.3'!$R$35:$X$41,6))","v":""},{"$f":"IF(CK779=\"\",\"\",IF(CK779=\"\",\"\",VLOOKUP(CO779,'Vmáx(material) - Tab.4.3'!$R$35:$X$41,7)))","v":""},{"$f":"IF(CK779=\"\",\"\",IF(CL779=1,FCi(J779,CR779),FTr(J779,CQ779,CR779)))","v":""},"",{"$f":"IF(CK779=\"\",\"\",Hw(DO779,DP779,DQ779,DR779,DS779,DT779,Z,DU779,CV779,CR779))","v":""},"","","","","",{"$f":"IF(CK779=\"\",\"\",IF(CL779=1,PeriCi(CR779,DI779),PeriTr(CQ779,CU779,DI779)))","v":""},{"$f":"IF(CK779=\"\",\"\",IF(CL779=1,AreaCi(CR779,DI779),AreaTr(CQ779,CU779,DI779)))","v":""},{"$f":"IF(CK779=\"\",\"\",RhCi(DK779,EC779))","v":""},"",{"$f":"IF(CK779=\"\",\"\",hf(CS779,J779,CT779,DK779,EE779))","v":""},{"$f":"IF(CK779=\"\",\"\",LOOKUP(CW779,Tab.4.5!$J$6:$J$27,Tab.4.5!$L$6:$L$27))","v":""},{"$f":"IF(CK779=\"\",\"\",He(EH779,DM779))","v":""},{"$f":"IF(CK779=\"\",\"\",Hs(DM779))","v":""},{"$f":"IF(CK779=\"\",\"\",Hm(EB779,EG779,EI779,EJ779,CS779,CV779))","v":""},"","","","","","","K45+-45000 () ",{"$f":"IF(B779=\"Existe.\",IF(AE779=1,CONCATENATE(#REF!,AK779,\" m.\"),CONCATENATE(#REF!,AJ779,\" m x \",AK779,\" m.\")),IF(CL779=1,CONCATENATE(#REF!,CR779,\" m.\"),CONCATENATE(#REF!,CQ779,\" m x \",CR779,\" m.\")))","v":{"$error":"#REF!"}},"Concreto, L =  m, S = 0 %.","Cota clave eje= 0 msnm.",null,null,null,"","","","","",{"$f":"IF(EV779=\"\",\"\",VLOOKUP(EY779,'Estructura escalonada'!$D$3:$H$953,2))","v":""},"","","","","",""]
[null,null,null,null,null,null,null,null,null,null,null,0,null,0,null,null,null,null,null,null,{"$f":"IF(K781=\"No\",\"\",IF(O781=\"\",YcCi(P781,N781),YcTr(N781,O781,S781)))","v":{"$error":"#VALUE!"}},{"$f":"IF(K781=\"No\",\"\",IF(O781=\"\",Teta1(U781,P781),\"-\"))","v":{"$error":"#VALUE!"}},{"$error":"#VALUE!"},{"$error":"#VALUE!"},{"$f":"IF(K781=\"No\",\"\",IF(O781=\"\",Ynci(P781,N781,R781,T781),YnTr(1,R781,O781,S781,T781,N781)))","v":{"$error":"#VALUE!"}},{"$f":"IF(K781=\"No\",\"\",IF(O781=\"\",Teta1(Y781,P781),\"-\"))","v":{"$error":"#VALUE!"}},{"$f":"IF(K781=\"No\",\"\",IF(O781=\"\",AreaCi(P781,Y781),AreaTr(O781,S781,Y781)))","v":{"$error":"#VALUE!"}},{"$f":"IF(K781=\"No\",\"\",IF(O781=\"\",FrCi(AC781,9.806,Z781,P781),FrTr(AC781,9.806,O781,S781,Y781)))","v":{"$error":"#VALUE!"}},{"$error":"#VALUE!"},null,null,null,null,null,null,null,null,null,null,null,null,null,null,null,0,0,"","","",{"$f":"IF(AD781=\"\",\"\",IF(AE781=1,YcCi(AK781,J781),YcTr(J781,AJ781,AN781)))","v":""},{"$f":"IF(AD781=\"\",\"\",IF(AE781=1,Teta1(AX781,AK781),\"-\"))","v":""},{"$f":"IF(AD781=\"\",\"\",IF(AE781=1,AreaCi(AK781,AX781),AreaTr(AJ781,AN781,AX781)))","v":""},"",{"$f":"IF(AD781=\"\",\"\",IF(AE781=1,Ynci(AK781,J781,AM781,AO781),YnTr(1,AM781,AJ781,AN781,AO781,J781)))","v":""},{"$f":"IF(AD781=\"\",\"\",IF(AE781=1,Teta1(BB781,AK781),\"-\"))","v":""},{"$f":"IF(AD781=\"\",\"\",IF(AE781=1,AreaCi(AK781,BB781),AreaTr(AJ781,AN781,BB781)))","v":""},{"$f":"IF(AD781=\"\",\"\",IF(AE781=1,FrCi(BF781,9.806,BC781,AK781),FrTr(BF781,9.806,AJ781,AN781,BB781)))","v":""},"",{"$f":"IF(AD781=\"\",\"\",IF(AE781=1,LOOKUP(AI781,'Vmáx(material) - Tab.4.3'!$L$2:$L$11,'Vmáx(material) - Tab.4.3'!$M$2:$M$11),LOOKUP(AI781,'Vmáx(material) - Tab.4.3'!$L$15,'Vmáx(material) - Tab.4.3'!$M$15)))","v":""},{"$f":"IF(AD781=\"\",\"\",VLOOKUP($AH781,'Vmáx(material) - Tab.4.3'!$R$35:$X$41,2))","v":""},{"$f":"IF(AD781=\"\",\"\",VLOOKUP($AH781,'Vmáx(material) - Tab.4.3'!$R$35:$X$41,3))","v":""},{"$f":"IF(AD781=\"\",\"\",VLOOKUP($AH781,'Vmáx(material) - Tab.4.3'!$R$35:$X$41,4))","v":""},{"$f":"IF(AD781=\"\",\"\",VLOOKUP($AH781,'Vmáx(material) - Tab.4.3'!$R$35:$X$41,5))","v":""},{"$f":"IF(AD781=\"\",\"\",VLOOKUP($AH781,'Vmáx(material) - Tab.4.3'!$R$35:$X$41,6))","v":""},{"$f":"IF(AD781=\"\",\"\",IF(AD781=\"\",\"\",VLOOKUP($AH781,'Vmáx(material) - Tab.4.3'!$R$35:$X$41,7)))","v":""},{"$f":"IF(AD781=\"\",\"\",IF(AE781=1,FCi(J781,AK781),FTr(J781,AJ781,AK781)))","v":""},"",{"$f":"IF(AD781=\"\",\"\",Hw(BH781,BI781,BJ781,BK781,BL781,BM781,Z,BN781,AO781,AK781))","v":""},"","","","",{"$f":"IF(AD781=\"\",\"\",ho(BT781,AK781,AX781))","v":""},{"$f":"IF(AD781=\"\",\"\",IF(AE781=1,PeriCi(AK781,BB781),PeriTr(AJ781,AN781,BB781)))","v":""},{"$f":"IF(AD781=\"\",\"\",IF(AE781=1,AreaCi(AK781,BB781),AreaTr(AJ781,AN781,BB781)))","v":""},{"$f":"IF(AD781=\"\",\"\",RhCi(BW781,BV781))","v":""},"",{"$f":"IF(AD781=\"\",\"\",hf(AL781,J781,AM781,BW781,BX781))","v":""},{"$f":"IF(AD781=\"\",\"\",LOOKUP(AP781,Tab.4.5!$J$6:$J$27,Tab.4.5!$L$6:$L$27))","v":""},{"$f":"IF(AD781=\"\",\"\",He(CA781,BY781))","v":""},{"$f":"IF(AD781=\"\",\"\",Hs(BY781))","v":""},{"$f":"IF(AD781=\"\",\"\",Hm(BU781,BZ781,CB781,CC781,AL781,AO781))","v":""},"","","","","","",null,null,null,null,null,null,null,null,null,null,null,null,null,null,null,0,0,0,0,0,{"$f":"IF(CK781=\"\",\"\",IF(CL781=1,YcCi(CR781,J781),YcTr(J781,CQ781,CU781)))","v":""},{"$f":"IF(CK781=\"\",\"\",IF(CL781=1,Teta1(DE781,CR781),\"-\"))","v":""},"","",{"$f":"IF(CK781=\"\",\"\",IF(CL781=1,Ynci(CR781,J781,CT781,CV781),YnTr(1,CT781,CQ781,CU781,CV781,J781)))","v":""},{"$f":"IF(CK781=\"\",\"\",IF(CL781=1,Teta1(DI781,CR781),\"-\"))","v":""},{"$f":"IF(CK781=\"\",\"\",IF(CL781=1,AreaCi(CR781,J781),AreaTr(CQ781,CU781,DI781)))","v":""},{"$f":"IF(CK781=\"\",\"\",IF(CL781=1,FrCi(DM781,9.806,DJ781,CR781),FrTr(DM781,9.806,CQ781,CU781,DI781)))","v":""},"",{"$f":"IF(CK781=\"\",\"\",IF(CL781=1,LOOKUP(CP781,'Vmáx(material) - Tab.4.3'!$L$2:$L$11,'Vmáx(material) - Tab.4.3'!$M$2:$M$11),LOOKUP(CP781,'Vmáx(material) - Tab.4.3'!$L$15,'Vmáx(material) - Tab.4.3'!$M$15)))","v":""},{"$f":"IF(CK781=\"\",\"\",VLOOKUP($CO781,'Vmáx(material) - Tab.4.3'!$R$35:$X$41,2))","v":""},{"$f":"IF(CK781=\"\",\"\",VLOOKUP($CO781,'Vmáx(material) - Tab.4.3'!$R$35:$X$41,3))","v":""},{"$f":"IF(CK781=\"\",\"\",VLOOKUP($CO781,'Vmáx(material) - Tab.4.3'!$R$35:$X$41,4))","v":""},{"$f":"IF(CK781=\"\",\"\",VLOOKUP($CO781,'Vmáx(material) - Tab.4.3'!$R$35:$X$41,5))","v":""},{"$f":"IF(CK781=\"\",\"\",VLOOKUP($CO781,'Vmáx(material) - Tab.4.3'!$R$35:$X$41,6))","v":""},{"$f":"IF(CK781=\"\",\"\",IF(CK781=\"\",\"\",VLOOKUP(CO781,'Vmáx(material) - Tab.4.3'!$R$35:$X$41,7)))","v":""},{"$f":"IF(CK781=\"\",\"\",IF(CL781=1,FCi(J781,CR781),FTr(J781,CQ781,CR781)))","v":""},"",{"$f":"IF(CK781=\"\",\"\",Hw(DO781,DP781,DQ781,DR781,DS781,DT781,Z,DU781,CV781,CR781))","v":""},"","","","","",{"$f":"IF(CK781=\"\",\"\",IF(CL781=1,PeriCi(CR781,DI781),PeriTr(CQ781,CU781,DI781)))","v":""},{"$f":"IF(CK781=\"\",\"\",IF(CL781=1,AreaCi(CR781,DI781),AreaTr(CQ781,CU781,DI781)))","v":""},{"$f":"IF(CK781=\"\",\"\",RhCi(DK781,EC781))","v":""},"",{"$f":"IF(CK781=\"\",\"\",hf(CS781,J781,CT781,DK781,EE781))","v":""},{"$f":"IF(CK781=\"\",\"\",LOOKUP(CW781,Tab.4.5!$J$6:$J$27,Tab.4.5!$L$6:$L$27))","v":""},{"$f":"IF(CK781=\"\",\"\",He(EH781,DM781))","v":""},{"$f":"IF(CK781=\"\",\"\",Hs(DM781))","v":""},{"$f":"IF(CK781=\"\",\"\",Hm(EB781,EG781,EI781,EJ781,CS781,CV781))","v":""},"","","","","","","K45+-45000 () ",{"$f":"IF(B781=\"Existe.\",IF(AE781=1,CONCATENATE(#REF!,AK781,\" m.\"),CONCATENATE(#REF!,AJ781,\" m x \",AK781,\" m.\")),IF(CL781=1,CONCATENATE(#REF!,CR781,\" m.\"),CONCATENATE(#REF!,CQ781,\" m x \",CR781,\" m.\")))","v":{"$error":"#REF!"}},"Concreto, L =  m, S = 0 %.","Cota clave eje= 0 msnm.",null,null,null,"","","","","",{"$f":"IF(EV781=\"\",\"\",VLOOKUP(EY781,'Estructura escalonada'!$D$3:$H$953,2))","v":""},"","","","","",""]
[null,null,null,null,null,null,null,null,null,null,null,0,null,0,null,null,null,null,null,null,{"$f":"IF(K785=\"No\",\"\",IF(O785=\"\",YcCi(P785,N785),YcTr(N785,O785,S785)))","v":{"$error":"#VALUE!"}},{"$f":"IF(K785=\"No\",\"\",IF(O785=\"\",Teta1(U785,P785),\"-\"))","v":{"$error":"#VALUE!"}},{"$error":"#VALUE!"},{"$error":"#VALUE!"},{"$f":"IF(K785=\"No\",\"\",IF(O785=\"\",Ynci(P785,N785,R785,T785),YnTr(1,R785,O785,S785,T785,N785)))","v":{"$error":"#VALUE!"}},{"$f":"IF(K785=\"No\",\"\",IF(O785=\"\",Teta1(Y785,P785),\"-\"))","v":{"$error":"#VALUE!"}},{"$f":"IF(K785=\"No\",\"\",IF(O785=\"\",AreaCi(P785,Y785),AreaTr(O785,S785,Y785)))","v":{"$error":"#VALUE!"}},{"$f":"IF(K785=\"No\",\"\",IF(O785=\"\",FrCi(AC785,9.806,Z785,P785),FrTr(AC785,9.806,O785,S785,Y785)))","v":{"$error":"#VALUE!"}},{"$error":"#VALUE!"},null,null,null,null,null,null,null,null,null,null,null,null,null,null,null,0,0,"","","",{"$f":"IF(AD785=\"\",\"\",IF(AE785=1,YcCi(AK785,J785),YcTr(J785,AJ785,AN785)))","v":""},{"$f":"IF(AD785=\"\",\"\",IF(AE785=1,Teta1(AX785,AK785),\"-\"))","v":""},{"$f":"IF(AD785=\"\",\"\",IF(AE785=1,AreaCi(AK785,AX785),AreaTr(AJ785,AN785,AX785)))","v":""},"",{"$f":"IF(AD785=\"\",\"\",IF(AE785=1,Ynci(AK785,J785,AM785,AO785),YnTr(1,AM785,AJ785,AN785,AO785,J785)))","v":""},{"$f":"IF(AD785=\"\",\"\",IF(AE785=1,Teta1(BB785,AK785),\"-\"))","v":""},{"$f":"IF(AD785=\"\",\"\",IF(AE785=1,AreaCi(AK785,BB785),AreaTr(AJ785,AN785,BB785)))","v":""},{"$f":"IF(AD785=\"\",\"\",IF(AE785=1,FrCi(BF785,9.806,BC785,AK785),FrTr(BF785,9.806,AJ785,AN785,BB785)))","v":""},"",{"$f":"IF(AD785=\"\",\"\",IF(AE785=1,LOOKUP(AI785,'Vmáx(material) - Tab.4.3'!$L$2:$L$11,'Vmáx(material) - Tab.4.3'!$M$2:$M$11),LOOKUP(AI785,'Vmáx(material) - Tab.4.3'!$L$15,'Vmáx(material) - Tab.4.3'!$M$15)))","v":""},{"$f":"IF(AD785=\"\",\"\",VLOOKUP($AH785,'Vmáx(material) - Tab.4.3'!$R$35:$X$41,2))","v":""},{"$f":"IF(AD785=\"\",\"\",VLOOKUP($AH785,'Vmáx(material) - Tab.4.3'!$R$35:$X$41,3))","v":""},{"$f":"IF(AD785=\"\",\"\",VLOOKUP($AH785,'Vmáx(material) - Tab.4.3'!$R$35:$X$41,4))","v":""},{"$f":"IF(AD785=\"\",\"\",VLOOKUP($AH785,'Vmáx(material) - Tab.4.3'!$R$35:$X$41,5))","v":""},{"$f":"IF(AD785=\"\",\"\",VLOOKUP($AH785,'Vmáx(material) - Tab.4.3'!$R$35:$X$41,6))","v":""},{"$f":"IF(AD785=\"\",\"\",IF(AD785=\"\",\"\",VLOOKUP($AH785,'Vmáx(material) - Tab.4.3'!$R$35:$X$41,7)))","v":""},{"$f":"IF(AD785=\"\",\"\",IF(AE785=1,FCi(J785,AK785),FTr(J785,AJ785,AK785)))","v":""},"",{"$f":"IF(AD785=\"\",\"\",Hw(BH785,BI785,BJ785,BK785,BL785,BM785,Z,BN785,AO785,AK785))","v":""},"","","","",{"$f":"IF(AD785=\"\",\"\",ho(BT785,AK785,AX785))","v":""},{"$f":"IF(AD785=\"\",\"\",IF(AE785=1,PeriCi(AK785,BB785),PeriTr(AJ785,AN785,BB785)))","v":""},{"$f":"IF(AD785=\"\",\"\",IF(AE785=1,AreaCi(AK785,BB785),AreaTr(AJ785,AN785,BB785)))","v":""},{"$f":"IF(AD785=\"\",\"\",RhCi(BW785,BV785))","v":""},"",{"$f":"IF(AD785=\"\",\"\",hf(AL785,J785,AM785,BW785,BX785))","v":""},{"$f":"IF(AD785=\"\",\"\",LOOKUP(AP785,Tab.4.5!$J$6:$J$27,Tab.4.5!$L$6:$L$27))","v":""},{"$f":"IF(AD785=\"\",\"\",He(CA785,BY785))","v":""},{"$f":"IF(AD785=\"\",\"\",Hs(BY785))","v":""},{"$f":"IF(AD785=\"\",\"\",Hm(BU785,BZ785,CB785,CC785,AL785,AO785))","v":""},"","","","","","",null,null,null,null,null,null,null,null,null,null,null,null,null,null,null,0,0,0,0,0,{"$f":"IF(CK785=\"\",\"\",IF(CL785=1,YcCi(CR785,J785),YcTr(J785,CQ785,CU785)))","v":""},{"$f":"IF(CK785=\"\",\"\",IF(CL785=1,Teta1(DE785,CR785),\"-\"))","v":""},"","",{"$f":"IF(CK785=\"\",\"\",IF(CL785=1,Ynci(CR785,J785,CT785,CV785),YnTr(1,CT785,CQ785,CU785,CV785,J785)))","v":""},{"$f":"IF(CK785=\"\",\"\",IF(CL785=1,Teta1(DI785,CR785),\"-\"))","v":""},{"$f":"IF(CK785=\"\",\"\",IF(CL785=1,AreaCi(CR785,J785),AreaTr(CQ785,CU785,DI785)))","v":""},{"$f":"IF(CK785=\"\",\"\",IF(CL785=1,FrCi(DM785,9.806,DJ785,CR785),FrTr(DM785,9.806,CQ785,CU785,DI785)))","v":""},"",{"$f":"IF(CK785=\"\",\"\",IF(CL785=1,LOOKUP(CP785,'Vmáx(material) - Tab.4.3'!$L$2:$L$11,'Vmáx(material) - Tab.4.3'!$M$2:$M$11),LOOKUP(CP785,'Vmáx(material) - Tab.4.3'!$L$15,'Vmáx(material) - Tab.4.3'!$M$15)))","v":""},{"$f":"IF(CK785=\"\",\"\",VLOOKUP($CO785,'Vmáx(material) - Tab.4.3'!$R$35:$X$41,2))","v":""},{"$f":"IF(CK785=\"\",\"\",VLOOKUP($CO785,'Vmáx(material) - Tab.4.3'!$R$35:$X$41,3))","v":""},{"$f":"IF(CK785=\"\",\"\",VLOOKUP($CO785,'Vmáx(material) - Tab.4.3'!$R$35:$X$41,4))","v":""},{"$f":"IF(CK785=\"\",\"\",VLOOKUP($CO785,'Vmáx(material) - Tab.4.3'!$R$35:$X$41,5))","v":""},{"$f":"IF(CK785=\"\",\"\",VLOOKUP($CO785,'Vmáx(material) - Tab.4.3'!$R$35:$X$41,6))","v":""},{"$f":"IF(CK785=\"\",\"\",IF(CK785=\"\",\"\",VLOOKUP(CO785,'Vmáx(material) - Tab.4.3'!$R$35:$X$41,7)))","v":""},{"$f":"IF(CK785=\"\",\"\",IF(CL785=1,FCi(J785,CR785),FTr(J785,CQ785,CR785)))","v":""},"",{"$f":"IF(CK785=\"\",\"\",Hw(DO785,DP785,DQ785,DR785,DS785,DT785,Z,DU785,CV785,CR785))","v":""},"","","","","",{"$f":"IF(CK785=\"\",\"\",IF(CL785=1,PeriCi(CR785,DI785),PeriTr(CQ785,CU785,DI785)))","v":""},{"$f":"IF(CK785=\"\",\"\",IF(CL785=1,AreaCi(CR785,DI785),AreaTr(CQ785,CU785,DI785)))","v":""},{"$f":"IF(CK785=\"\",\"\",RhCi(DK785,EC785))","v":""},"",{"$f":"IF(CK785=\"\",\"\",hf(CS785,J785,CT785,DK785,EE785))","v":""},{"$f":"IF(CK785=\"\",\"\",LOOKUP(CW785,Tab.4.5!$J$6:$J$27,Tab.4.5!$L$6:$L$27))","v":""},{"$f":"IF(CK785=\"\",\"\",He(EH785,DM785))","v":""},{"$f":"IF(CK785=\"\",\"\",Hs(DM785))","v":""},{"$f":"IF(CK785=\"\",\"\",Hm(EB785,EG785,EI785,EJ785,CS785,CV785))","v":""},"","","","","","","K45+-45000 () ",{"$f":"IF(B785=\"Existe.\",IF(AE785=1,CONCATENATE(#REF!,AK785,\" m.\"),CONCATENATE(#REF!,AJ785,\" m x \",AK785,\" m.\")),IF(CL785=1,CONCATENATE(#REF!,CR785,\" m.\"),CONCATENATE(#REF!,CQ785,\" m x \",CR785,\" m.\")))","v":{"$error":"#REF!"}},"Concreto, L =  m, S = 0 %.","Cota clave eje= 0 msnm.",null,null,null,"","","","","",{"$f":"IF(EV785=\"\",\"\",VLOOKUP(EY785,'Estructura escalonada'!$D$3:$H$953,2))","v":""},"","","","","",""]
[null,null,null,null,null,null,null,null,null,null,null,0,null,0,null,null,null,null,null,null,{"$f":"IF(K788=\"No\",\"\",IF(O788=\"\",YcCi(P788,N788),YcTr(N788,O788,S788)))","v":{"$error":"#VALUE!"}},{"$f":"IF(K788=\"No\",\"\",IF(O788=\"\",Teta1(U788,P788),\"-\"))","v":{"$error":"#VALUE!"}},{"$error":"#VALUE!"},{"$error":"#VALUE!"},{"$f":"IF(K788=\"No\",\"\",IF(O788=\"\",Ynci(P788,N788,R788,T788),YnTr(1,R788,O788,S788,T788,N788)))","v":{"$error":"#VALUE!"}},{"$f":"IF(K788=\"No\",\"\",IF(O788=\"\",Teta1(Y788,P788),\"-\"))","v":{"$error":"#VALUE!"}},{"$f":"IF(K788=\"No\",\"\",IF(O788=\"\",AreaCi(P788,Y788),AreaTr(O788,S788,Y788)))","v":{"$error":"#VALUE!"}},{"$f":"IF(K788=\"No\",\"\",IF(O788=\"\",FrCi(AC788,9.806,Z788,P788),FrTr(AC788,9.806,O788,S788,Y788)))","v":{"$error":"#VALUE!"}},{"$error":"#VALUE!"},null,null,null,null,null,null,null,null,null,null,null,null,null,null,null,0,0,"","","",{"$f":"IF(AD788=\"\",\"\",IF(AE788=1,YcCi(AK788,J788),YcTr(J788,AJ788,AN788)))","v":""},{"$f":"IF(AD788=\"\",\"\",IF(AE788=1,Teta1(AX788,AK788),\"-\"))","v":""},{"$f":"IF(AD788=\"\",\"\",IF(AE788=1,AreaCi(AK788,AX788),AreaTr(AJ788,AN788,AX788)))","v":""},"",{"$f":"IF(AD788=\"\",\"\",IF(AE788=1,Ynci(AK788,J788,AM788,AO788),YnTr(1,AM788,AJ788,AN788,AO788,J788)))","v":""},{"$f":"IF(AD788=\"\",\"\",IF(AE788=1,Teta1(BB788,AK788),\"-\"))","v":""},{"$f":"IF(AD788=\"\",\"\",IF(AE788=1,AreaCi(AK788,BB788),AreaTr(AJ788,AN788,BB788)))","v":""},{"$f":"IF(AD788=\"\",\"\",IF(AE788=1,FrCi(BF788,9.806,BC788,AK788),FrTr(BF788,9.806,AJ788,AN788,BB788)))","v":""},"",{"$f":"IF(AD788=\"\",\"\",IF(AE788=1,LOOKUP(AI788,'Vmáx(material) - Tab.4.3'!$L$2:$L$11,'Vmáx(material) - Tab.4.3'!$M$2:$M$11),LOOKUP(AI788,'Vmáx(material) - Tab.4.3'!$L$15,'Vmáx(material) - Tab.4.3'!$M$15)))","v":""},{"$f":"IF(AD788=\"\",\"\",VLOOKUP($AH788,'Vmáx(material) - Tab.4.3'!$R$35:$X$41,2))","v":""},{"$f":"IF(AD788=\"\",\"\",VLOOKUP($AH788,'Vmáx(material) - Tab.4.3'!$R$35:$X$41,3))","v":""},{"$f":"IF(AD788=\"\",\"\",VLOOKUP($AH788,'Vmáx(material) - Tab.4.3'!$R$35:$X$41,4))","v":""},{"$f":"IF(AD788=\"\",\"\",VLOOKUP($AH788,'Vmáx(material) - Tab.4.3'!$R$35:$X$41,5))","v":""},{"$f":"IF(AD788=\"\",\"\",VLOOKUP($AH788,'Vmáx(material) - Tab.4.3'!$R$35:$X$41,6))","v":""},{"$f":"IF(AD788=\"\",\"\",IF(AD788=\"\",\"\",VLOOKUP($AH788,'Vmáx(material) - Tab.4.3'!$R$35:$X$41,7)))","v":""},{"$f":"IF(AD788=\"\",\"\",IF(AE788=1,FCi(J788,AK788),FTr(J788,AJ788,AK788)))","v":""},"",{"$f":"IF(AD788=\"\",\"\",Hw(BH788,BI788,BJ788,BK788,BL788,BM788,Z,BN788,AO788,AK788))","v":""},"","","","",{"$f":"IF(AD788=\"\",\"\",ho(BT788,AK788,AX788))","v":""},{"$f":"IF(AD788=\"\",\"\",IF(AE788=1,PeriCi(AK788,BB788),PeriTr(AJ788,AN788,BB788)))","v":""},{"$f":"IF(AD788=\"\",\"\",IF(AE788=1,AreaCi(AK788,BB788),AreaTr(AJ788,AN788,BB788)))","v":""},{"$f":"IF(AD788=\"\",\"\",RhCi(BW788,BV788))","v":""},"",{"$f":"IF(AD788=\"\",\"\",hf(AL788,J788,AM788,BW788,BX788))","v":""},{"$f":"IF(AD788=\"\",\"\",LOOKUP(AP788,Tab.4.5!$J$6:$J$27,Tab.4.5!$L$6:$L$27))","v":""},{"$f":"IF(AD788=\"\",\"\",He(CA788,BY788))","v":""},{"$f":"IF(AD788=\"\",\"\",Hs(BY788))","v":""},{"$f":"IF(AD788=\"\",\"\",Hm(BU788,BZ788,CB788,CC788,AL788,AO788))","v":""},"","","","","","",null,null,null,null,null,null,null,null,null,null,null,null,null,null,null,0,0,0,0,0,{"$f":"IF(CK788=\"\",\"\",IF(CL788=1,YcCi(CR788,J788),YcTr(J788,CQ788,CU788)))","v":""},{"$f":"IF(CK788=\"\",\"\",IF(CL788=1,Teta1(DE788,CR788),\"-\"))","v":""},"","",{"$f":"IF(CK788=\"\",\"\",IF(CL788=1,Ynci(CR788,J788,CT788,CV788),YnTr(1,CT788,CQ788,CU788,CV788,J788)))","v":""},{"$f":"IF(CK788=\"\",\"\",IF(CL788=1,Teta1(DI788,CR788),\"-\"))","v":""},{"$f":"IF(CK788=\"\",\"\",IF(CL788=1,AreaCi(CR788,J788),AreaTr(CQ788,CU788,DI788)))","v":""},{"$f":"IF(CK788=\"\",\"\",IF(CL788=1,FrCi(DM788,9.806,DJ788,CR788),FrTr(DM788,9.806,CQ788,CU788,DI788)))","v":""},"",{"$f":"IF(CK788=\"\",\"\",IF(CL788=1,LOOKUP(CP788,'Vmáx(material) - Tab.4.3'!$L$2:$L$11,'Vmáx(material) - Tab.4.3'!$M$2:$M$11),LOOKUP(CP788,'Vmáx(material) - Tab.4.3'!$L$15,'Vmáx(material) - Tab.4.3'!$M$15)))","v":""},{"$f":"IF(CK788=\"\",\"\",VLOOKUP($CO788,'Vmáx(material) - Tab.4.3'!$R$35:$X$41,2))","v":""},{"$f":"IF(CK788=\"\",\"\",VLOOKUP($CO788,'Vmáx(material) - Tab.4.3'!$R$35:$X$41,3))","v":""},{"$f":"IF(CK788=\"\",\"\",VLOOKUP($CO788,'Vmáx(material) - Tab.4.3'!$R$35:$X$41,4))","v":""},{"$f":"IF(CK788=\"\",\"\",VLOOKUP($CO788,'Vmáx(material) - Tab.4.3'!$R$35:$X$41,5))","v":""},{"$f":"IF(CK788=\"\",\"\",VLOOKUP($CO788,'Vmáx(material) - Tab.4.3'!$R$35:$X$41,6))","v":""},{"$f":"IF(CK788=\"\",\"\",IF(CK788=\"\",\"\",VLOOKUP(CO788,'Vmáx(material) - Tab.4.3'!$R$35:$X$41,7)))","v":""},{"$f":"IF(CK788=\"\",\"\",IF(CL788=1,FCi(J788,CR788),FTr(J788,CQ788,CR788)))","v":""},"",{"$f":"IF(CK788=\"\",\"\",Hw(DO788,DP788,DQ788,DR788,DS788,DT788,Z,DU788,CV788,CR788))","v":""},"","","","","",{"$f":"IF(CK788=\"\",\"\",IF(CL788=1,PeriCi(CR788,DI788),PeriTr(CQ788,CU788,DI788)))","v":""},{"$f":"IF(CK788=\"\",\"\",IF(CL788=1,AreaCi(CR788,DI788),AreaTr(CQ788,CU788,DI788)))","v":""},{"$f":"IF(CK788=\"\",\"\",RhCi(DK788,EC788))","v":""},"",{"$f":"IF(CK788=\"\",\"\",hf(CS788,J788,CT788,DK788,EE788))","v":""},{"$f":"IF(CK788=\"\",\"\",LOOKUP(CW788,Tab.4.5!$J$6:$J$27,Tab.4.5!$L$6:$L$27))","v":""},{"$f":"IF(CK788=\"\",\"\",He(EH788,DM788))","v":""},{"$f":"IF(CK788=\"\",\"\",Hs(DM788))","v":""},{"$f":"IF(CK788=\"\",\"\",Hm(EB788,EG788,EI788,EJ788,CS788,CV788))","v":""},"","","","","","","K45+-45000 () ",{"$f":"IF(B788=\"Existe.\",IF(AE788=1,CONCATENATE(#REF!,AK788,\" m.\"),CONCATENATE(#REF!,AJ788,\" m x \",AK788,\" m.\")),IF(CL788=1,CONCATENATE(#REF!,CR788,\" m.\"),CONCATENATE(#REF!,CQ788,\" m x \",CR788,\" m.\")))","v":{"$error":"#REF!"}},"Concreto, L =  m, S = 0 %.","Cota clave eje= 0 msnm.",null,null,null,"","","","","",{"$f":"IF(EV788=\"\",\"\",VLOOKUP(EY788,'Estructura escalonada'!$D$3:$H$953,2))","v":""},"","","","","",""]
[null,null,null,null,null,null,null,null,null,null,null,0,null,0,null,null,null,null,null,null,{"$f":"IF(K789=\"No\",\"\",IF(O789=\"\",YcCi(P789,N789),YcTr(N789,O789,S789)))","v":{"$error":"#VALUE!"}},{"$f":"IF(K789=\"No\",\"\",IF(O789=\"\",Teta1(U789,P789),\"-\"))","v":{"$error":"#VALUE!"}},{"$error":"#VALUE!"},{"$error":"#VALUE!"},{"$f":"IF(K789=\"No\",\"\",IF(O789=\"\",Ynci(P789,N789,R789,T789),YnTr(1,R789,O789,S789,T789,N789)))","v":{"$error":"#VALUE!"}},{"$f":"IF(K789=\"No\",\"\",IF(O789=\"\",Teta1(Y789,P789),\"-\"))","v":{"$error":"#VALUE!"}},{"$f":"IF(K789=\"No\",\"\",IF(O789=\"\",AreaCi(P789,Y789),AreaTr(O789,S789,Y789)))","v":{"$error":"#VALUE!"}},{"$f":"IF(K789=\"No\",\"\",IF(O789=\"\",FrCi(AC789,9.806,Z789,P789),FrTr(AC789,9.806,O789,S789,Y789)))","v":{"$error":"#VALUE!"}},{"$error":"#VALUE!"},null,null,null,null,null,null,null,null,null,null,null,null,null,null,null,0,0,"","","",{"$f":"IF(AD789=\"\",\"\",IF(AE789=1,YcCi(AK789,J789),YcTr(J789,AJ789,AN789)))","v":""},{"$f":"IF(AD789=\"\",\"\",IF(AE789=1,Teta1(AX789,AK789),\"-\"))","v":""},{"$f":"IF(AD789=\"\",\"\",IF(AE789=1,AreaCi(AK789,AX789),AreaTr(AJ789,AN789,AX789)))","v":""},"",{"$f":"IF(AD789=\"\",\"\",IF(AE789=1,Ynci(AK789,J789,AM789,AO789),YnTr(1,AM789,AJ789,AN789,AO789,J789)))","v":""},{"$f":"IF(AD789=\"\",\"\",IF(AE789=1,Teta1(BB789,AK789),\"-\"))","v":""},{"$f":"IF(AD789=\"\",\"\",IF(AE789=1,AreaCi(AK789,BB789),AreaTr(AJ789,AN789,BB789)))","v":""},{"$f":"IF(AD789=\"\",\"\",IF(AE789=1,FrCi(BF789,9.806,BC789,AK789),FrTr(BF789,9.806,AJ789,AN789,BB789)))","v":""},"",{"$f":"IF(AD789=\"\",\"\",IF(AE789=1,LOOKUP(AI789,'Vmáx(material) - Tab.4.3'!$L$2:$L$11,'Vmáx(material) - Tab.4.3'!$M$2:$M$11),LOOKUP(AI789,'Vmáx(material) - Tab.4.3'!$L$15,'Vmáx(material) - Tab.4.3'!$M$15)))","v":""},{"$f":"IF(AD789=\"\",\"\",VLOOKUP($AH789,'Vmáx(material) - Tab.4.3'!$R$35:$X$41,2))","v":""},{"$f":"IF(AD789=\"\",\"\",VLOOKUP($AH789,'Vmáx(material) - Tab.4.3'!$R$35:$X$41,3))","v":""},{"$f":"IF(AD789=\"\",\"\",VLOOKUP($AH789,'Vmáx(material) - Tab.4.3'!$R$35:$X$41,4))","v":""},{"$f":"IF(AD789=\"\",\"\",VLOOKUP($AH789,'Vmáx(material) - Tab.4.3'!$R$35:$X$41,5))","v":""},{"$f":"IF(AD789=\"\",\"\",VLOOKUP($AH789,'Vmáx(material) - Tab.4.3'!$R$35:$X$41,6))","v":""},{"$f":"IF(AD789=\"\",\"\",IF(AD789=\"\",\"\",VLOOKUP($AH789,'Vmáx(material) - Tab.4.3'!$R$35:$X$41,7)))","v":""},{"$f":"IF(AD789=\"\",\"\",IF(AE789=1,FCi(J789,AK789),FTr(J789,AJ789,AK789)))","v":""},"",{"$f":"IF(AD789=\"\",\"\",Hw(BH789,BI789,BJ789,BK789,BL789,BM789,Z,BN789,AO789,AK789))","v":""},"","","","",{"$f":"IF(AD789=\"\",\"\",ho(BT789,AK789,AX789))","v":""},{"$f":"IF(AD789=\"\",\"\",IF(AE789=1,PeriCi(AK789,BB789),PeriTr(AJ789,AN789,BB789)))","v":""},{"$f":"IF(AD789=\"\",\"\",IF(AE789=1,AreaCi(AK789,BB789),AreaTr(AJ789,AN789,BB789)))","v":""},{"$f":"IF(AD789=\"\",\"\",RhCi(BW789,BV789))","v":""},"",{"$f":"IF(AD789=\"\",\"\",hf(AL789,J789,AM789,BW789,BX789))","v":""},{"$f":"IF(AD789=\"\",\"\",LOOKUP(AP789,Tab.4.5!$J$6:$J$27,Tab.4.5!$L$6:$L$27))","v":""},{"$f":"IF(AD789=\"\",\"\",He(CA789,BY789))","v":""},{"$f":"IF(AD789=\"\",\"\",Hs(BY789))","v":""},{"$f":"IF(AD789=\"\",\"\",Hm(BU789,BZ789,CB789,CC789,AL789,AO789))","v":""},"","","","","","",null,null,null,null,null,null,null,null,null,null,null,null,null,null,null,0,0,0,0,0,{"$f":"IF(CK789=\"\",\"\",IF(CL789=1,YcCi(CR789,J789),YcTr(J789,CQ789,CU789)))","v":""},{"$f":"IF(CK789=\"\",\"\",IF(CL789=1,Teta1(DE789,CR789),\"-\"))","v":""},"","",{"$f":"IF(CK789=\"\",\"\",IF(CL789=1,Ynci(CR789,J789,CT789,CV789),YnTr(1,CT789,CQ789,CU789,CV789,J789)))","v":""},{"$f":"IF(CK789=\"\",\"\",IF(CL789=1,Teta1(DI789,CR789),\"-\"))","v":""},{"$f":"IF(CK789=\"\",\"\",IF(CL789=1,AreaCi(CR789,J789),AreaTr(CQ789,CU789,DI789)))","v":""},{"$f":"IF(CK789=\"\",\"\",IF(CL789=1,FrCi(DM789,9.806,DJ789,CR789),FrTr(DM789,9.806,CQ789,CU789,DI789)))","v":""},"",{"$f":"IF(CK789=\"\",\"\",IF(CL789=1,LOOKUP(CP789,'Vmáx(material) - Tab.4.3'!$L$2:$L$11,'Vmáx(material) - Tab.4.3'!$M$2:$M$11),LOOKUP(CP789,'Vmáx(material) - Tab.4.3'!$L$15,'Vmáx(material) - Tab.4.3'!$M$15)))","v":""},{"$f":"IF(CK789=\"\",\"\",VLOOKUP($CO789,'Vmáx(material) - Tab.4.3'!$R$35:$X$41,2))","v":""},{"$f":"IF(CK789=\"\",\"\",VLOOKUP($CO789,'Vmáx(material) - Tab.4.3'!$R$35:$X$41,3))","v":""},{"$f":"IF(CK789=\"\",\"\",VLOOKUP($CO789,'Vmáx(material) - Tab.4.3'!$R$35:$X$41,4))","v":""},{"$f":"IF(CK789=\"\",\"\",VLOOKUP($CO789,'Vmáx(material) - Tab.4.3'!$R$35:$X$41,5))","v":""},{"$f":"IF(CK789=\"\",\"\",VLOOKUP($CO789,'Vmáx(material) - Tab.4.3'!$R$35:$X$41,6))","v":""},{"$f":"IF(CK789=\"\",\"\",IF(CK789=\"\",\"\",VLOOKUP(CO789,'Vmáx(material) - Tab.4.3'!$R$35:$X$41,7)))","v":""},{"$f":"IF(CK789=\"\",\"\",IF(CL789=1,FCi(J789,CR789),FTr(J789,CQ789,CR789)))","v":""},"",{"$f":"IF(CK789=\"\",\"\",Hw(DO789,DP789,DQ789,DR789,DS789,DT789,Z,DU789,CV789,CR789))","v":""},"","","","","",{"$f":"IF(CK789=\"\",\"\",IF(CL789=1,PeriCi(CR789,DI789),PeriTr(CQ789,CU789,DI789)))","v":""},{"$f":"IF(CK789=\"\",\"\",IF(CL789=1,AreaCi(CR789,DI789),AreaTr(CQ789,CU789,DI789)))","v":""},{"$f":"IF(CK789=\"\",\"\",RhCi(DK789,EC789))","v":""},"",{"$f":"IF(CK789=\"\",\"\",hf(CS789,J789,CT789,DK789,EE789))","v":""},{"$f":"IF(CK789=\"\",\"\",LOOKUP(CW789,Tab.4.5!$J$6:$J$27,Tab.4.5!$L$6:$L$27))","v":""},{"$f":"IF(CK789=\"\",\"\",He(EH789,DM789))","v":""},{"$f":"IF(CK789=\"\",\"\",Hs(DM789))","v":""},{"$f":"IF(CK789=\"\",\"\",Hm(EB789,EG789,EI789,EJ789,CS789,CV789))","v":""},"","","","","","","K45+-45000 () ",{"$f":"IF(B789=\"Existe.\",IF(AE789=1,CONCATENATE(#REF!,AK789,\" m.\"),CONCATENATE(#REF!,AJ789,\" m x \",AK789,\" m.\")),IF(CL789=1,CONCATENATE(#REF!,CR789,\" m.\"),CONCATENATE(#REF!,CQ789,\" m x \",CR789,\" m.\")))","v":{"$error":"#REF!"}},"Concreto, L =  m, S = 0 %.","Cota clave eje= 0 msnm.",null,null,null,"","","","","",{"$f":"IF(EV789=\"\",\"\",VLOOKUP(EY789,'Estructura escalonada'!$D$3:$H$953,2))","v":""},"","","","","",""]
[null,null,null,null,null,null,null,null,null,null,null,0,null,0,null,null,null,null,null,null,{"$f":"IF(K792=\"No\",\"\",IF(O792=\"\",YcCi(P792,N792),YcTr(N792,O792,S792)))","v":{"$error":"#VALUE!"}},{"$f":"IF(K792=\"No\",\"\",IF(O792=\"\",Teta1(U792,P792),\"-\"))","v":{"$error":"#VALUE!"}},{"$error":"#VALUE!"},{"$error":"#VALUE!"},{"$f":"IF(K792=\"No\",\"\",IF(O792=\"\",Ynci(P792,N792,R792,T792),YnTr(1,R792,O792,S792,T792,N792)))","v":{"$error":"#VALUE!"}},{"$f":"IF(K792=\"No\",\"\",IF(O792=\"\",Teta1(Y792,P792),\"-\"))","v":{"$error":"#VALUE!"}},{"$f":"IF(K792=\"No\",\"\",IF(O792=\"\",AreaCi(P792,Y792),AreaTr(O792,S792,Y792)))","v":{"$error":"#VALUE!"}},{"$f":"IF(K792=\"No\",\"\",IF(O792=\"\",FrCi(AC792,9.806,Z792,P792),FrTr(AC792,9.806,O792,S792,Y792)))","v":{"$error":"#VALUE!"}},{"$error":"#VALUE!"},null,null,null,null,null,null,null,null,null,null,null,null,null,null,null,0,0,"","","",{"$f":"IF(AD792=\"\",\"\",IF(AE792=1,YcCi(AK792,J792),YcTr(J792,AJ792,AN792)))","v":""},{"$f":"IF(AD792=\"\",\"\",IF(AE792=1,Teta1(AX792,AK792),\"-\"))","v":""},{"$f":"IF(AD792=\"\",\"\",IF(AE792=1,AreaCi(AK792,AX792),AreaTr(AJ792,AN792,AX792)))","v":""},"",{"$f":"IF(AD792=\"\",\"\",IF(AE792=1,Ynci(AK792,J792,AM792,AO792),YnTr(1,AM792,AJ792,AN792,AO792,J792)))","v":""},{"$f":"IF(AD792=\"\",\"\",IF(AE792=1,Teta1(BB792,AK792),\"-\"))","v":""},{"$f":"IF(AD792=\"\",\"\",IF(AE792=1,AreaCi(AK792,BB792),AreaTr(AJ792,AN792,BB792)))","v":""},{"$f":"IF(AD792=\"\",\"\",IF(AE792=1,FrCi(BF792,9.806,BC792,AK792),FrTr(BF792,9.806,AJ792,AN792,BB792)))","v":""},"",{"$f":"IF(AD792=\"\",\"\",IF(AE792=1,LOOKUP(AI792,'Vmáx(material) - Tab.4.3'!$L$2:$L$11,'Vmáx(material) - Tab.4.3'!$M$2:$M$11),LOOKUP(AI792,'Vmáx(material) - Tab.4.3'!$L$15,'Vmáx(material) - Tab.4.3'!$M$15)))","v":""},{"$f":"IF(AD792=\"\",\"\",VLOOKUP($AH792,'Vmáx(material) - Tab.4.3'!$R$35:$X$41,2))","v":""},{"$f":"IF(AD792=\"\",\"\",VLOOKUP($AH792,'Vmáx(material) - Tab.4.3'!$R$35:$X$41,3))","v":""},{"$f":"IF(AD792=\"\",\"\",VLOOKUP($AH792,'Vmáx(material) - Tab.4.3'!$R$35:$X$41,4))","v":""},{"$f":"IF(AD792=\"\",\"\",VLOOKUP($AH792,'Vmáx(material) - Tab.4.3'!$R$35:$X$41,5))","v":""},{"$f":"IF(AD792=\"\",\"\",VLOOKUP($AH792,'Vmáx(material) - Tab.4.3'!$R$35:$X$41,6))","v":""},{"$f":"IF(AD792=\"\",\"\",IF(AD792=\"\",\"\",VLOOKUP($AH792,'Vmáx(material) - Tab.4.3'!$R$35:$X$41,7)))","v":""},{"$f":"IF(AD792=\"\",\"\",IF(AE792=1,FCi(J792,AK792),FTr(J792,AJ792,AK792)))","v":""},"",{"$f":"IF(AD792=\"\",\"\",Hw(BH792,BI792,BJ792,BK792,BL792,BM792,Z,BN792,AO792,AK792))","v":""},"","","","",{"$f":"IF(AD792=\"\",\"\",ho(BT792,AK792,AX792))","v":""},{"$f":"IF(AD792=\"\",\"\",IF(AE792=1,PeriCi(AK792,BB792),PeriTr(AJ792,AN792,BB792)))","v":""},{"$f":"IF(AD792=\"\",\"\",IF(AE792=1,AreaCi(AK792,BB792),AreaTr(AJ792,AN792,BB792)))","v":""},{"$f":"IF(AD792=\"\",\"\",RhCi(BW792,BV792))","v":""},"",{"$f":"IF(AD792=\"\",\"\",hf(AL792,J792,AM792,BW792,BX792))","v":""},{"$f":"IF(AD792=\"\",\"\",LOOKUP(AP792,Tab.4.5!$J$6:$J$27,Tab.4.5!$L$6:$L$27))","v":""},{"$f":"IF(AD792=\"\",\"\",He(CA792,BY792))","v":""},{"$f":"IF(AD792=\"\",\"\",Hs(BY792))","v":""},{"$f":"IF(AD792=\"\",\"\",Hm(BU792,BZ792,CB792,CC792,AL792,AO792))","v":""},"","","","","","",null,null,null,null,null,null,null,null,null,null,null,null,null,null,null,0,0,0,0,0,{"$f":"IF(CK792=\"\",\"\",IF(CL792=1,YcCi(CR792,J792),YcTr(J792,CQ792,CU792)))","v":""},{"$f":"IF(CK792=\"\",\"\",IF(CL792=1,Teta1(DE792,CR792),\"-\"))","v":""},"","",{"$f":"IF(CK792=\"\",\"\",IF(CL792=1,Ynci(CR792,J792,CT792,CV792),YnTr(1,CT792,CQ792,CU792,CV792,J792)))","v":""},{"$f":"IF(CK792=\"\",\"\",IF(CL792=1,Teta1(DI792,CR792),\"-\"))","v":""},{"$f":"IF(CK792=\"\",\"\",IF(CL792=1,AreaCi(CR792,J792),AreaTr(CQ792,CU792,DI792)))","v":""},{"$f":"IF(CK792=\"\",\"\",IF(CL792=1,FrCi(DM792,9.806,DJ792,CR792),FrTr(DM792,9.806,CQ792,CU792,DI792)))","v":""},"",{"$f":"IF(CK792=\"\",\"\",IF(CL792=1,LOOKUP(CP792,'Vmáx(material) - Tab.4.3'!$L$2:$L$11,'Vmáx(material) - Tab.4.3'!$M$2:$M$11),LOOKUP(CP792,'Vmáx(material) - Tab.4.3'!$L$15,'Vmáx(material) - Tab.4.3'!$M$15)))","v":""},{"$f":"IF(CK792=\"\",\"\",VLOOKUP($CO792,'Vmáx(material) - Tab.4.3'!$R$35:$X$41,2))","v":""},{"$f":"IF(CK792=\"\",\"\",VLOOKUP($CO792,'Vmáx(material) - Tab.4.3'!$R$35:$X$41,3))","v":""},{"$f":"IF(CK792=\"\",\"\",VLOOKUP($CO792,'Vmáx(material) - Tab.4.3'!$R$35:$X$41,4))","v":""},{"$f":"IF(CK792=\"\",\"\",VLOOKUP($CO792,'Vmáx(material) - Tab.4.3'!$R$35:$X$41,5))","v":""},{"$f":"IF(CK792=\"\",\"\",VLOOKUP($CO792,'Vmáx(material) - Tab.4.3'!$R$35:$X$41,6))","v":""},{"$f":"IF(CK792=\"\",\"\",IF(CK792=\"\",\"\",VLOOKUP(CO792,'Vmáx(material) - Tab.4.3'!$R$35:$X$41,7)))","v":""},{"$f":"IF(CK792=\"\",\"\",IF(CL792=1,FCi(J792,CR792),FTr(J792,CQ792,CR792)))","v":""},"",{"$f":"IF(CK792=\"\",\"\",Hw(DO792,DP792,DQ792,DR792,DS792,DT792,Z,DU792,CV792,CR792))","v":""},"","","","","",{"$f":"IF(CK792=\"\",\"\",IF(CL792=1,PeriCi(CR792,DI792),PeriTr(CQ792,CU792,DI792)))","v":""},{"$f":"IF(CK792=\"\",\"\",IF(CL792=1,AreaCi(CR792,DI792),AreaTr(CQ792,CU792,DI792)))","v":""},{"$f":"IF(CK792=\"\",\"\",RhCi(DK792,EC792))","v":""},"",{"$f":"IF(CK792=\"\",\"\",hf(CS792,J792,CT792,DK792,EE792))","v":""},{"$f":"IF(CK792=\"\",\"\",LOOKUP(CW792,Tab.4.5!$J$6:$J$27,Tab.4.5!$L$6:$L$27))","v":""},{"$f":"IF(CK792=\"\",\"\",He(EH792,DM792))","v":""},{"$f":"IF(CK792=\"\",\"\",Hs(DM792))","v":""},{"$f":"IF(CK792=\"\",\"\",Hm(EB792,EG792,EI792,EJ792,CS792,CV792))","v":""},"","","","","","","K45+-45000 () ",{"$f":"IF(B792=\"Existe.\",IF(AE792=1,CONCATENATE(#REF!,AK792,\" m.\"),CONCATENATE(#REF!,AJ792,\" m x \",AK792,\" m.\")),IF(CL792=1,CONCATENATE(#REF!,CR792,\" m.\"),CONCATENATE(#REF!,CQ792,\" m x \",CR792,\" m.\")))","v":{"$error":"#REF!"}},"Concreto, L =  m, S = 0 %.","Cota clave eje= 0 msnm.",null,null,null,"","","","","",{"$f":"IF(EV792=\"\",\"\",VLOOKUP(EY792,'Estructura escalonada'!$D$3:$H$953,2))","v":""},"","","","","",""]
[null,null,null,null,null,null,null,null,null,null,null,0,null,0,null,null,null,null,null,null,{"$f":"IF(K796=\"No\",\"\",IF(O796=\"\",YcCi(P796,N796),YcTr(N796,O796,S796)))","v":{"$error":"#VALUE!"}},{"$f":"IF(K796=\"No\",\"\",IF(O796=\"\",Teta1(U796,P796),\"-\"))","v":{"$error":"#VALUE!"}},{"$error":"#VALUE!"},{"$error":"#VALUE!"},{"$f":"IF(K796=\"No\",\"\",IF(O796=\"\",Ynci(P796,N796,R796,T796),YnTr(1,R796,O796,S796,T796,N796)))","v":{"$error":"#VALUE!"}},{"$f":"IF(K796=\"No\",\"\",IF(O796=\"\",Teta1(Y796,P796),\"-\"))","v":{"$error":"#VALUE!"}},{"$f":"IF(K796=\"No\",\"\",IF(O796=\"\",AreaCi(P796,Y796),AreaTr(O796,S796,Y796)))","v":{"$error":"#VALUE!"}},{"$f":"IF(K796=\"No\",\"\",IF(O796=\"\",FrCi(AC796,9.806,Z796,P796),FrTr(AC796,9.806,O796,S796,Y796)))","v":{"$error":"#VALUE!"}},{"$error":"#VALUE!"},null,null,null,null,null,null,null,null,null,null,null,null,null,null,null,0,0,"","","",{"$f":"IF(AD796=\"\",\"\",IF(AE796=1,YcCi(AK796,J796),YcTr(J796,AJ796,AN796)))","v":""},{"$f":"IF(AD796=\"\",\"\",IF(AE796=1,Teta1(AX796,AK796),\"-\"))","v":""},{"$f":"IF(AD796=\"\",\"\",IF(AE796=1,AreaCi(AK796,AX796),AreaTr(AJ796,AN796,AX796)))","v":""},"",{"$f":"IF(AD796=\"\",\"\",IF(AE796=1,Ynci(AK796,J796,AM796,AO796),YnTr(1,AM796,AJ796,AN796,AO796,J796)))","v":""},{"$f":"IF(AD796=\"\",\"\",IF(AE796=1,Teta1(BB796,AK796),\"-\"))","v":""},{"$f":"IF(AD796=\"\",\"\",IF(AE796=1,AreaCi(AK796,BB796),AreaTr(AJ796,AN796,BB796)))","v":""},{"$f":"IF(AD796=\"\",\"\",IF(AE796=1,FrCi(BF796,9.806,BC796,AK796),FrTr(BF796,9.806,AJ796,AN796,BB796)))","v":""},"",{"$f":"IF(AD796=\"\",\"\",IF(AE796=1,LOOKUP(AI796,'Vmáx(material) - Tab.4.3'!$L$2:$L$11,'Vmáx(material) - Tab.4.3'!$M$2:$M$11),LOOKUP(AI796,'Vmáx(material) - Tab.4.3'!$L$15,'Vmáx(material) - Tab.4.3'!$M$15)))","v":""},{"$f":"IF(AD796=\"\",\"\",VLOOKUP($AH796,'Vmáx(material) - Tab.4.3'!$R$35:$X$41,2))","v":""},{"$f":"IF(AD796=\"\",\"\",VLOOKUP($AH796,'Vmáx(material) - Tab.4.3'!$R$35:$X$41,3))","v":""},{"$f":"IF(AD796=\"\",\"\",VLOOKUP($AH796,'Vmáx(material) - Tab.4.3'!$R$35:$X$41,4))","v":""},{"$f":"IF(AD796=\"\",\"\",VLOOKUP($AH796,'Vmáx(material) - Tab.4.3'!$R$35:$X$41,5))","v":""},{"$f":"IF(AD796=\"\",\"\",VLOOKUP($AH796,'Vmáx(material) - Tab.4.3'!$R$35:$X$41,6))","v":""},{"$f":"IF(AD796=\"\",\"\",IF(AD796=\"\",\"\",VLOOKUP($AH796,'Vmáx(material) - Tab.4.3'!$R$35:$X$41,7)))","v":""},{"$f":"IF(AD796=\"\",\"\",IF(AE796=1,FCi(J796,AK796),FTr(J796,AJ796,AK796)))","v":""},"",{"$f":"IF(AD796=\"\",\"\",Hw(BH796,BI796,BJ796,BK796,BL796,BM796,Z,BN796,AO796,AK796))","v":""},"","","","",{"$f":"IF(AD796=\"\",\"\",ho(BT796,AK796,AX796))","v":""},{"$f":"IF(AD796=\"\",\"\",IF(AE796=1,PeriCi(AK796,BB796),PeriTr(AJ796,AN796,BB796)))","v":""},{"$f":"IF(AD796=\"\",\"\",IF(AE796=1,AreaCi(AK796,BB796),AreaTr(AJ796,AN796,BB796)))","v":""},{"$f":"IF(AD796=\"\",\"\",RhCi(BW796,BV796))","v":""},"",{"$f":"IF(AD796=\"\",\"\",hf(AL796,J796,AM796,BW796,BX796))","v":""},{"$f":"IF(AD796=\"\",\"\",LOOKUP(AP796,Tab.4.5!$J$6:$J$27,Tab.4.5!$L$6:$L$27))","v":""},{"$f":"IF(AD796=\"\",\"\",He(CA796,BY796))","v":""},{"$f":"IF(AD796=\"\",\"\",Hs(BY796))","v":""},{"$f":"IF(AD796=\"\",\"\",Hm(BU796,BZ796,CB796,CC796,AL796,AO796))","v":""},"","","","","","",null,null,null,null,null,null,null,null,null,null,null,null,null,null,null,0,0,0,0,0,{"$f":"IF(CK796=\"\",\"\",IF(CL796=1,YcCi(CR796,J796),YcTr(J796,CQ796,CU796)))","v":""},{"$f":"IF(CK796=\"\",\"\",IF(CL796=1,Teta1(DE796,CR796),\"-\"))","v":""},"","",{"$f":"IF(CK796=\"\",\"\",IF(CL796=1,Ynci(CR796,J796,CT796,CV796),YnTr(1,CT796,CQ796,CU796,CV796,J796)))","v":""},{"$f":"IF(CK796=\"\",\"\",IF(CL796=1,Teta1(DI796,CR796),\"-\"))","v":""},{"$f":"IF(CK796=\"\",\"\",IF(CL796=1,AreaCi(CR796,J796),AreaTr(CQ796,CU796,DI796)))","v":""},{"$f":"IF(CK796=\"\",\"\",IF(CL796=1,FrCi(DM796,9.806,DJ796,CR796),FrTr(DM796,9.806,CQ796,CU796,DI796)))","v":""},"",{"$f":"IF(CK796=\"\",\"\",IF(CL796=1,LOOKUP(CP796,'Vmáx(material) - Tab.4.3'!$L$2:$L$11,'Vmáx(material) - Tab.4.3'!$M$2:$M$11),LOOKUP(CP796,'Vmáx(material) - Tab.4.3'!$L$15,'Vmáx(material) - Tab.4.3'!$M$15)))","v":""},{"$f":"IF(CK796=\"\",\"\",VLOOKUP($CO796,'Vmáx(material) - Tab.4.3'!$R$35:$X$41,2))","v":""},{"$f":"IF(CK796=\"\",\"\",VLOOKUP($CO796,'Vmáx(material) - Tab.4.3'!$R$35:$X$41,3))","v":""},{"$f":"IF(CK796=\"\",\"\",VLOOKUP($CO796,'Vmáx(material) - Tab.4.3'!$R$35:$X$41,4))","v":""},{"$f":"IF(CK796=\"\",\"\",VLOOKUP($CO796,'Vmáx(material) - Tab.4.3'!$R$35:$X$41,5))","v":""},{"$f":"IF(CK796=\"\",\"\",VLOOKUP($CO796,'Vmáx(material) - Tab.4.3'!$R$35:$X$41,6))","v":""},{"$f":"IF(CK796=\"\",\"\",IF(CK796=\"\",\"\",VLOOKUP(CO796,'Vmáx(material) - Tab.4.3'!$R$35:$X$41,7)))","v":""},{"$f":"IF(CK796=\"\",\"\",IF(CL796=1,FCi(J796,CR796),FTr(J796,CQ796,CR796)))","v":""},"",{"$f":"IF(CK796=\"\",\"\",Hw(DO796,DP796,DQ796,DR796,DS796,DT796,Z,DU796,CV796,CR796))","v":""},"","","","","",{"$f":"IF(CK796=\"\",\"\",IF(CL796=1,PeriCi(CR796,DI796),PeriTr(CQ796,CU796,DI796)))","v":""},{"$f":"IF(CK796=\"\",\"\",IF(CL796=1,AreaCi(CR796,DI796),AreaTr(CQ796,CU796,DI796)))","v":""},{"$f":"IF(CK796=\"\",\"\",RhCi(DK796,EC796))","v":""},"",{"$f":"IF(CK796=\"\",\"\",hf(CS796,J796,CT796,DK796,EE796))","v":""},{"$f":"IF(CK796=\"\",\"\",LOOKUP(CW796,Tab.4.5!$J$6:$J$27,Tab.4.5!$L$6:$L$27))","v":""},{"$f":"IF(CK796=\"\",\"\",He(EH796,DM796))","v":""},{"$f":"IF(CK796=\"\",\"\",Hs(DM796))","v":""},{"$f":"IF(CK796=\"\",\"\",Hm(EB796,EG796,EI796,EJ796,CS796,CV796))","v":""},"","","","","","","K45+-45000 () ",{"$f":"IF(B796=\"Existe.\",IF(AE796=1,CONCATENATE(#REF!,AK796,\" m.\"),CONCATENATE(#REF!,AJ796,\" m x \",AK796,\" m.\")),IF(CL796=1,CONCATENATE(#REF!,CR796,\" m.\"),CONCATENATE(#REF!,CQ796,\" m x \",CR796,\" m.\")))","v":{"$error":"#REF!"}},"Concreto, L =  m, S = 0 %.","Cota clave eje= 0 msnm.",null,null,null,"","","","","",{"$f":"IF(EV796=\"\",\"\",VLOOKUP(EY796,'Estructura escalonada'!$D$3:$H$953,2))","v":""},"","","","","",""]
[null,null,null,null,null,null,null,null,null,null,null,0,null,0,null,null,null,null,null,null,{"$f":"IF(K798=\"No\",\"\",IF(O798=\"\",YcCi(P798,N798),YcTr(N798,O798,S798)))","v":{"$error":"#VALUE!"}},{"$f":"IF(K798=\"No\",\"\",IF(O798=\"\",Teta1(U798,P798),\"-\"))","v":{"$error":"#VALUE!"}},{"$error":"#VALUE!"},{"$error":"#VALUE!"},{"$f":"IF(K798=\"No\",\"\",IF(O798=\"\",Ynci(P798,N798,R798,T798),YnTr(1,R798,O798,S798,T798,N798)))","v":{"$error":"#VALUE!"}},{"$f":"IF(K798=\"No\",\"\",IF(O798=\"\",Teta1(Y798,P798),\"-\"))","v":{"$error":"#VALUE!"}},{"$f":"IF(K798=\"No\",\"\",IF(O798=\"\",AreaCi(P798,Y798),AreaTr(O798,S798,Y798)))","v":{"$error":"#VALUE!"}},{"$f":"IF(K798=\"No\",\"\",IF(O798=\"\",FrCi(AC798,9.806,Z798,P798),FrTr(AC798,9.806,O798,S798,Y798)))","v":{"$error":"#VALUE!"}},{"$error":"#VALUE!"},null,null,null,null,null,null,null,null,null,null,null,null,null,null,null,0,0,"","","",{"$f":"IF(AD798=\"\",\"\",IF(AE798=1,YcCi(AK798,J798),YcTr(J798,AJ798,AN798)))","v":""},{"$f":"IF(AD798=\"\",\"\",IF(AE798=1,Teta1(AX798,AK798),\"-\"))","v":""},{"$f":"IF(AD798=\"\",\"\",IF(AE798=1,AreaCi(AK798,AX798),AreaTr(AJ798,AN798,AX798)))","v":""},"",{"$f":"IF(AD798=\"\",\"\",IF(AE798=1,Ynci(AK798,J798,AM798,AO798),YnTr(1,AM798,AJ798,AN798,AO798,J798)))","v":""},{"$f":"IF(AD798=\"\",\"\",IF(AE798=1,Teta1(BB798,AK798),\"-\"))","v":""},{"$f":"IF(AD798=\"\",\"\",IF(AE798=1,AreaCi(AK798,BB798),AreaTr(AJ798,AN798,BB798)))","v":""},{"$f":"IF(AD798=\"\",\"\",IF(AE798=1,FrCi(BF798,9.806,BC798,AK798),FrTr(BF798,9.806,AJ798,AN798,BB798)))","v":""},"",{"$f":"IF(AD798=\"\",\"\",IF(AE798=1,LOOKUP(AI798,'Vmáx(material) - Tab.4.3'!$L$2:$L$11,'Vmáx(material) - Tab.4.3'!$M$2:$M$11),LOOKUP(AI798,'Vmáx(material) - Tab.4.3'!$L$15,'Vmáx(material) - Tab.4.3'!$M$15)))","v":""},{"$f":"IF(AD798=\"\",\"\",VLOOKUP($AH798,'Vmáx(material) - Tab.4.3'!$R$35:$X$41,2))","v":""},{"$f":"IF(AD798=\"\",\"\",VLOOKUP($AH798,'Vmáx(material) - Tab.4.3'!$R$35:$X$41,3))","v":""},{"$f":"IF(AD798=\"\",\"\",VLOOKUP($AH798,'Vmáx(material) - Tab.4.3'!$R$35:$X$41,4))","v":""},{"$f":"IF(AD798=\"\",\"\",VLOOKUP($AH798,'Vmáx(material) - Tab.4.3'!$R$35:$X$41,5))","v":""},{"$f":"IF(AD798=\"\",\"\",VLOOKUP($AH798,'Vmáx(material) - Tab.4.3'!$R$35:$X$41,6))","v":""},{"$f":"IF(AD798=\"\",\"\",IF(AD798=\"\",\"\",VLOOKUP($AH798,'Vmáx(material) - Tab.4.3'!$R$35:$X$41,7)))","v":""},{"$f":"IF(AD798=\"\",\"\",IF(AE798=1,FCi(J798,AK798),FTr(J798,AJ798,AK798)))","v":""},"",{"$f":"IF(AD798=\"\",\"\",Hw(BH798,BI798,BJ798,BK798,BL798,BM798,Z,BN798,AO798,AK798))","v":""},"","","","",{"$f":"IF(AD798=\"\",\"\",ho(BT798,AK798,AX798))","v":""},{"$f":"IF(AD798=\"\",\"\",IF(AE798=1,PeriCi(AK798,BB798),PeriTr(AJ798,AN798,BB798)))","v":""},{"$f":"IF(AD798=\"\",\"\",IF(AE798=1,AreaCi(AK798,BB798),AreaTr(AJ798,AN798,BB798)))","v":""},{"$f":"IF(AD798=\"\",\"\",RhCi(BW798,BV798))","v":""},"",{"$f":"IF(AD798=\"\",\"\",hf(AL798,J798,AM798,BW798,BX798))","v":""},{"$f":"IF(AD798=\"\",\"\",LOOKUP(AP798,Tab.4.5!$J$6:$J$27,Tab.4.5!$L$6:$L$27))","v":""},{"$f":"IF(AD798=\"\",\"\",He(CA798,BY798))","v":""},{"$f":"IF(AD798=\"\",\"\",Hs(BY798))","v":""},{"$f":"IF(AD798=\"\",\"\",Hm(BU798,BZ798,CB798,CC798,AL798,AO798))","v":""},"","","","","","",null,null,null,null,null,null,null,null,null,null,null,null,null,null,null,0,0,0,0,0,{"$f":"IF(CK798=\"\",\"\",IF(CL798=1,YcCi(CR798,J798),YcTr(J798,CQ798,CU798)))","v":""},{"$f":"IF(CK798=\"\",\"\",IF(CL798=1,Teta1(DE798,CR798),\"-\"))","v":""},"","",{"$f":"IF(CK798=\"\",\"\",IF(CL798=1,Ynci(CR798,J798,CT798,CV798),YnTr(1,CT798,CQ798,CU798,CV798,J798)))","v":""},{"$f":"IF(CK798=\"\",\"\",IF(CL798=1,Teta1(DI798,CR798),\"-\"))","v":""},{"$f":"IF(CK798=\"\",\"\",IF(CL798=1,AreaCi(CR798,J798),AreaTr(CQ798,CU798,DI798)))","v":""},{"$f":"IF(CK798=\"\",\"\",IF(CL798=1,FrCi(DM798,9.806,DJ798,CR798),FrTr(DM798,9.806,CQ798,CU798,DI798)))","v":""},"",{"$f":"IF(CK798=\"\",\"\",IF(CL798=1,LOOKUP(CP798,'Vmáx(material) - Tab.4.3'!$L$2:$L$11,'Vmáx(material) - Tab.4.3'!$M$2:$M$11),LOOKUP(CP798,'Vmáx(material) - Tab.4.3'!$L$15,'Vmáx(material) - Tab.4.3'!$M$15)))","v":""},{"$f":"IF(CK798=\"\",\"\",VLOOKUP($CO798,'Vmáx(material) - Tab.4.3'!$R$35:$X$41,2))","v":""},{"$f":"IF(CK798=\"\",\"\",VLOOKUP($CO798,'Vmáx(material) - Tab.4.3'!$R$35:$X$41,3))","v":""},{"$f":"IF(CK798=\"\",\"\",VLOOKUP($CO798,'Vmáx(material) - Tab.4.3'!$R$35:$X$41,4))","v":""},{"$f":"IF(CK798=\"\",\"\",VLOOKUP($CO798,'Vmáx(material) - Tab.4.3'!$R$35:$X$41,5))","v":""},{"$f":"IF(CK798=\"\",\"\",VLOOKUP($CO798,'Vmáx(material) - Tab.4.3'!$R$35:$X$41,6))","v":""},{"$f":"IF(CK798=\"\",\"\",IF(CK798=\"\",\"\",VLOOKUP(CO798,'Vmáx(material) - Tab.4.3'!$R$35:$X$41,7)))","v":""},{"$f":"IF(CK798=\"\",\"\",IF(CL798=1,FCi(J798,CR798),FTr(J798,CQ798,CR798)))","v":""},"",{"$f":"IF(CK798=\"\",\"\",Hw(DO798,DP798,DQ798,DR798,DS798,DT798,Z,DU798,CV798,CR798))","v":""},"","","","","",{"$f":"IF(CK798=\"\",\"\",IF(CL798=1,PeriCi(CR798,DI798),PeriTr(CQ798,CU798,DI798)))","v":""},{"$f":"IF(CK798=\"\",\"\",IF(CL798=1,AreaCi(CR798,DI798),AreaTr(CQ798,CU798,DI798)))","v":""},{"$f":"IF(CK798=\"\",\"\",RhCi(DK798,EC798))","v":""},"",{"$f":"IF(CK798=\"\",\"\",hf(CS798,J798,CT798,DK798,EE798))","v":""},{"$f":"IF(CK798=\"\",\"\",LOOKUP(CW798,Tab.4.5!$J$6:$J$27,Tab.4.5!$L$6:$L$27))","v":""},{"$f":"IF(CK798=\"\",\"\",He(EH798,DM798))","v":""},{"$f":"IF(CK798=\"\",\"\",Hs(DM798))","v":""},{"$f":"IF(CK798=\"\",\"\",Hm(EB798,EG798,EI798,EJ798,CS798,CV798))","v":""},"","","","","","","K45+-45000 () ",{"$f":"IF(B798=\"Existe.\",IF(AE798=1,CONCATENATE(#REF!,AK798,\" m.\"),CONCATENATE(#REF!,AJ798,\" m x \",AK798,\" m.\")),IF(CL798=1,CONCATENATE(#REF!,CR798,\" m.\"),CONCATENATE(#REF!,CQ798,\" m x \",CR798,\" m.\")))","v":{"$error":"#REF!"}},"Concreto, L =  m, S = 0 %.","Cota clave eje= 0 msnm.",null,null,null,"","","","","",{"$f":"IF(EV798=\"\",\"\",VLOOKUP(EY798,'Estructura escalonada'!$D$3:$H$953,2))","v":""},"","","","","",""]
[null,null,null,null,null,null,null,null,null,null,null,0,null,0,null,null,null,null,null,null,{"$f":"IF(K801=\"No\",\"\",IF(O801=\"\",YcCi(P801,N801),YcTr(N801,O801,S801)))","v":{"$error":"#VALUE!"}},{"$f":"IF(K801=\"No\",\"\",IF(O801=\"\",Teta1(U801,P801),\"-\"))","v":{"$error":"#VALUE!"}},{"$error":"#VALUE!"},{"$error":"#VALUE!"},{"$f":"IF(K801=\"No\",\"\",IF(O801=\"\",Ynci(P801,N801,R801,T801),YnTr(1,R801,O801,S801,T801,N801)))","v":{"$error":"#VALUE!"}},{"$f":"IF(K801=\"No\",\"\",IF(O801=\"\",Teta1(Y801,P801),\"-\"))","v":{"$error":"#VALUE!"}},{"$f":"IF(K801=\"No\",\"\",IF(O801=\"\",AreaCi(P801,Y801),AreaTr(O801,S801,Y801)))","v":{"$error":"#VALUE!"}},{"$f":"IF(K801=\"No\",\"\",IF(O801=\"\",FrCi(AC801,9.806,Z801,P801),FrTr(AC801,9.806,O801,S801,Y801)))","v":{"$error":"#VALUE!"}},{"$error":"#VALUE!"},null,null,null,null,null,null,null,null,null,null,null,null,null,null,null,0,0,"","","",{"$f":"IF(AD801=\"\",\"\",IF(AE801=1,YcCi(AK801,J801),YcTr(J801,AJ801,AN801)))","v":""},{"$f":"IF(AD801=\"\",\"\",IF(AE801=1,Teta1(AX801,AK801),\"-\"))","v":""},{"$f":"IF(AD801=\"\",\"\",IF(AE801=1,AreaCi(AK801,AX801),AreaTr(AJ801,AN801,AX801)))","v":""},"",{"$f":"IF(AD801=\"\",\"\",IF(AE801=1,Ynci(AK801,J801,AM801,AO801),YnTr(1,AM801,AJ801,AN801,AO801,J801)))","v":""},{"$f":"IF(AD801=\"\",\"\",IF(AE801=1,Teta1(BB801,AK801),\"-\"))","v":""},{"$f":"IF(AD801=\"\",\"\",IF(AE801=1,AreaCi(AK801,BB801),AreaTr(AJ801,AN801,BB801)))","v":""},{"$f":"IF(AD801=\"\",\"\",IF(AE801=1,FrCi(BF801,9.806,BC801,AK801),FrTr(BF801,9.806,AJ801,AN801,BB801)))","v":""},"",{"$f":"IF(AD801=\"\",\"\",IF(AE801=1,LOOKUP(AI801,'Vmáx(material) - Tab.4.3'!$L$2:$L$11,'Vmáx(material) - Tab.4.3'!$M$2:$M$11),LOOKUP(AI801,'Vmáx(material) - Tab.4.3'!$L$15,'Vmáx(material) - Tab.4.3'!$M$15)))","v":""},{"$f":"IF(AD801=\"\",\"\",VLOOKUP($AH801,'Vmáx(material) - Tab.4.3'!$R$35:$X$41,2))","v":""},{"$f":"IF(AD801=\"\",\"\",VLOOKUP($AH801,'Vmáx(material) - Tab.4.3'!$R$35:$X$41,3))","v":""},{"$f":"IF(AD801=\"\",\"\",VLOOKUP($AH801,'Vmáx(material) - Tab.4.3'!$R$35:$X$41,4))","v":""},{"$f":"IF(AD801=\"\",\"\",VLOOKUP($AH801,'Vmáx(material) - Tab.4.3'!$R$35:$X$41,5))","v":""},{"$f":"IF(AD801=\"\",\"\",VLOOKUP($AH801,'Vmáx(material) - Tab.4.3'!$R$35:$X$41,6))","v":""},{"$f":"IF(AD801=\"\",\"\",IF(AD801=\"\",\"\",VLOOKUP($AH801,'Vmáx(material) - Tab.4.3'!$R$35:$X$41,7)))","v":""},{"$f":"IF(AD801=\"\",\"\",IF(AE801=1,FCi(J801,AK801),FTr(J801,AJ801,AK801)))","v":""},"",{"$f":"IF(AD801=\"\",\"\",Hw(BH801,BI801,BJ801,BK801,BL801,BM801,Z,BN801,AO801,AK801))","v":""},"","","","",{"$f":"IF(AD801=\"\",\"\",ho(BT801,AK801,AX801))","v":""},{"$f":"IF(AD801=\"\",\"\",IF(AE801=1,PeriCi(AK801,BB801),PeriTr(AJ801,AN801,BB801)))","v":""},{"$f":"IF(AD801=\"\",\"\",IF(AE801=1,AreaCi(AK801,BB801),AreaTr(AJ801,AN801,BB801)))","v":""},{"$f":"IF(AD801=\"\",\"\",RhCi(BW801,BV801))","v":""},"",{"$f":"IF(AD801=\"\",\"\",hf(AL801,J801,AM801,BW801,BX801))","v":""},{"$f":"IF(AD801=\"\",\"\",LOOKUP(AP801,Tab.4.5!$J$6:$J$27,Tab.4.5!$L$6:$L$27))","v":""},{"$f":"IF(AD801=\"\",\"\",He(CA801,BY801))","v":""},{"$f":"IF(AD801=\"\",\"\",Hs(BY801))","v":""},{"$f":"IF(AD801=\"\",\"\",Hm(BU801,BZ801,CB801,CC801,AL801,AO801))","v":""},"","","","","","",null,null,null,null,null,null,null,null,null,null,null,null,null,null,null,0,0,0,0,0,{"$f":"IF(CK801=\"\",\"\",IF(CL801=1,YcCi(CR801,J801),YcTr(J801,CQ801,CU801)))","v":""},{"$f":"IF(CK801=\"\",\"\",IF(CL801=1,Teta1(DE801,CR801),\"-\"))","v":""},"","",{"$f":"IF(CK801=\"\",\"\",IF(CL801=1,Ynci(CR801,J801,CT801,CV801),YnTr(1,CT801,CQ801,CU801,CV801,J801)))","v":""},{"$f":"IF(CK801=\"\",\"\",IF(CL801=1,Teta1(DI801,CR801),\"-\"))","v":""},{"$f":"IF(CK801=\"\",\"\",IF(CL801=1,AreaCi(CR801,J801),AreaTr(CQ801,CU801,DI801)))","v":""},{"$f":"IF(CK801=\"\",\"\",IF(CL801=1,FrCi(DM801,9.806,DJ801,CR801),FrTr(DM801,9.806,CQ801,CU801,DI801)))","v":""},"",{"$f":"IF(CK801=\"\",\"\",IF(CL801=1,LOOKUP(CP801,'Vmáx(material) - Tab.4.3'!$L$2:$L$11,'Vmáx(material) - Tab.4.3'!$M$2:$M$11),LOOKUP(CP801,'Vmáx(material) - Tab.4.3'!$L$15,'Vmáx(material) - Tab.4.3'!$M$15)))","v":""},{"$f":"IF(CK801=\"\",\"\",VLOOKUP($CO801,'Vmáx(material) - Tab.4.3'!$R$35:$X$41,2))","v":""},{"$f":"IF(CK801=\"\",\"\",VLOOKUP($CO801,'Vmáx(material) - Tab.4.3'!$R$35:$X$41,3))","v":""},{"$f":"IF(CK801=\"\",\"\",VLOOKUP($CO801,'Vmáx(material) - Tab.4.3'!$R$35:$X$41,4))","v":""},{"$f":"IF(CK801=\"\",\"\",VLOOKUP($CO801,'Vmáx(material) - Tab.4.3'!$R$35:$X$41,5))","v":""},{"$f":"IF(CK801=\"\",\"\",VLOOKUP($CO801,'Vmáx(material) - Tab.4.3'!$R$35:$X$41,6))","v":""},{"$f":"IF(CK801=\"\",\"\",IF(CK801=\"\",\"\",VLOOKUP(CO801,'Vmáx(material) - Tab.4.3'!$R$35:$X$41,7)))","v":""},{"$f":"IF(CK801=\"\",\"\",IF(CL801=1,FCi(J801,CR801),FTr(J801,CQ801,CR801)))","v":""},"",{"$f":"IF(CK801=\"\",\"\",Hw(DO801,DP801,DQ801,DR801,DS801,DT801,Z,DU801,CV801,CR801))","v":""},"","","","","",{"$f":"IF(CK801=\"\",\"\",IF(CL801=1,PeriCi(CR801,DI801),PeriTr(CQ801,CU801,DI801)))","v":""},{"$f":"IF(CK801=\"\",\"\",IF(CL801=1,AreaCi(CR801,DI801),AreaTr(CQ801,CU801,DI801)))","v":""},{"$f":"IF(CK801=\"\",\"\",RhCi(DK801,EC801))","v":""},"",{"$f":"IF(CK801=\"\",\"\",hf(CS801,J801,CT801,DK801,EE801))","v":""},{"$f":"IF(CK801=\"\",\"\",LOOKUP(CW801,Tab.4.5!$J$6:$J$27,Tab.4.5!$L$6:$L$27))","v":""},{"$f":"IF(CK801=\"\",\"\",He(EH801,DM801))","v":""},{"$f":"IF(CK801=\"\",\"\",Hs(DM801))","v":""},{"$f":"IF(CK801=\"\",\"\",Hm(EB801,EG801,EI801,EJ801,CS801,CV801))","v":""},"","","","","","","K45+-45000 () ",{"$f":"IF(B801=\"Existe.\",IF(AE801=1,CONCATENATE(#REF!,AK801,\" m.\"),CONCATENATE(#REF!,AJ801,\" m x \",AK801,\" m.\")),IF(CL801=1,CONCATENATE(#REF!,CR801,\" m.\"),CONCATENATE(#REF!,CQ801,\" m x \",CR801,\" m.\")))","v":{"$error":"#REF!"}},"Concreto, L =  m, S = 0 %.","Cota clave eje= 0 msnm.",null,null,null,"","","","","",{"$f":"IF(EV801=\"\",\"\",VLOOKUP(EY801,'Estructura escalonada'!$D$3:$H$953,2))","v":""},"","","","","",""]
[null,null,null,null,null,null,null,null,null,null,null,0,null,0,null,null,null,null,null,null,{"$f":"IF(K805=\"No\",\"\",IF(O805=\"\",YcCi(P805,N805),YcTr(N805,O805,S805)))","v":{"$error":"#VALUE!"}},{"$f":"IF(K805=\"No\",\"\",IF(O805=\"\",Teta1(U805,P805),\"-\"))","v":{"$error":"#VALUE!"}},{"$error":"#VALUE!"},{"$error":"#VALUE!"},{"$f":"IF(K805=\"No\",\"\",IF(O805=\"\",Ynci(P805,N805,R805,T805),YnTr(1,R805,O805,S805,T805,N805)))","v":{"$error":"#VALUE!"}},{"$f":"IF(K805=\"No\",\"\",IF(O805=\"\",Teta1(Y805,P805),\"-\"))","v":{"$error":"#VALUE!"}},{"$f":"IF(K805=\"No\",\"\",IF(O805=\"\",AreaCi(P805,Y805),AreaTr(O805,S805,Y805)))","v":{"$error":"#VALUE!"}},{"$f":"IF(K805=\"No\",\"\",IF(O805=\"\",FrCi(AC805,9.806,Z805,P805),FrTr(AC805,9.806,O805,S805,Y805)))","v":{"$error":"#VALUE!"}},{"$error":"#VALUE!"},null,null,null,null,null,null,null,null,null,null,null,null,null,null,null,0,0,"","","",{"$f":"IF(AD805=\"\",\"\",IF(AE805=1,YcCi(AK805,J805),YcTr(J805,AJ805,AN805)))","v":""},{"$f":"IF(AD805=\"\",\"\",IF(AE805=1,Teta1(AX805,AK805),\"-\"))","v":""},{"$f":"IF(AD805=\"\",\"\",IF(AE805=1,AreaCi(AK805,AX805),AreaTr(AJ805,AN805,AX805)))","v":""},"",{"$f":"IF(AD805=\"\",\"\",IF(AE805=1,Ynci(AK805,J805,AM805,AO805),YnTr(1,AM805,AJ805,AN805,AO805,J805)))","v":""},{"$f":"IF(AD805=\"\",\"\",IF(AE805=1,Teta1(BB805,AK805),\"-\"))","v":""},{"$f":"IF(AD805=\"\",\"\",IF(AE805=1,AreaCi(AK805,BB805),AreaTr(AJ805,AN805,BB805)))","v":""},{"$f":"IF(AD805=\"\",\"\",IF(AE805=1,FrCi(BF805,9.806,BC805,AK805),FrTr(BF805,9.806,AJ805,AN805,BB805)))","v":""},"",{"$f":"IF(AD805=\"\",\"\",IF(AE805=1,LOOKUP(AI805,'Vmáx(material) - Tab.4.3'!$L$2:$L$11,'Vmáx(material) - Tab.4.3'!$M$2:$M$11),LOOKUP(AI805,'Vmáx(material) - Tab.4.3'!$L$15,'Vmáx(material) - Tab.4.3'!$M$15)))","v":""},{"$f":"IF(AD805=\"\",\"\",VLOOKUP($AH805,'Vmáx(material) - Tab.4.3'!$R$35:$X$41,2))","v":""},{"$f":"IF(AD805=\"\",\"\",VLOOKUP($AH805,'Vmáx(material) - Tab.4.3'!$R$35:$X$41,3))","v":""},{"$f":"IF(AD805=\"\",\"\",VLOOKUP($AH805,'Vmáx(material) - Tab.4.3'!$R$35:$X$41,4))","v":""},{"$f":"IF(AD805=\"\",\"\",VLOOKUP($AH805,'Vmáx(material) - Tab.4.3'!$R$35:$X$41,5))","v":""},{"$f":"IF(AD805=\"\",\"\",VLOOKUP($AH805,'Vmáx(material) - Tab.4.3'!$R$35:$X$41,6))","v":""},{"$f":"IF(AD805=\"\",\"\",IF(AD805=\"\",\"\",VLOOKUP($AH805,'Vmáx(material) - Tab.4.3'!$R$35:$X$41,7)))","v":""},{"$f":"IF(AD805=\"\",\"\",IF(AE805=1,FCi(J805,AK805),FTr(J805,AJ805,AK805)))","v":""},"",{"$f":"IF(AD805=\"\",\"\",Hw(BH805,BI805,BJ805,BK805,BL805,BM805,Z,BN805,AO805,AK805))","v":""},"","","","",{"$f":"IF(AD805=\"\",\"\",ho(BT805,AK805,AX805))","v":""},{"$f":"IF(AD805=\"\",\"\",IF(AE805=1,PeriCi(AK805,BB805),PeriTr(AJ805,AN805,BB805)))","v":""},{"$f":"IF(AD805=\"\",\"\",IF(AE805=1,AreaCi(AK805,BB805),AreaTr(AJ805,AN805,BB805)))","v":""},{"$f":"IF(AD805=\"\",\"\",RhCi(BW805,BV805))","v":""},"",{"$f":"IF(AD805=\"\",\"\",hf(AL805,J805,AM805,BW805,BX805))","v":""},{"$f":"IF(AD805=\"\",\"\",LOOKUP(AP805,Tab.4.5!$J$6:$J$27,Tab.4.5!$L$6:$L$27))","v":""},{"$f":"IF(AD805=\"\",\"\",He(CA805,BY805))","v":""},{"$f":"IF(AD805=\"\",\"\",Hs(BY805))","v":""},{"$f":"IF(AD805=\"\",\"\",Hm(BU805,BZ805,CB805,CC805,AL805,AO805))","v":""},"","","","","","",null,null,null,null,null,null,null,null,null,null,null,null,null,null,null,0,0,0,0,0,{"$f":"IF(CK805=\"\",\"\",IF(CL805=1,YcCi(CR805,J805),YcTr(J805,CQ805,CU805)))","v":""},{"$f":"IF(CK805=\"\",\"\",IF(CL805=1,Teta1(DE805,CR805),\"-\"))","v":""},"","",{"$f":"IF(CK805=\"\",\"\",IF(CL805=1,Ynci(CR805,J805,CT805,CV805),YnTr(1,CT805,CQ805,CU805,CV805,J805)))","v":""},{"$f":"IF(CK805=\"\",\"\",IF(CL805=1,Teta1(DI805,CR805),\"-\"))","v":""},{"$f":"IF(CK805=\"\",\"\",IF(CL805=1,AreaCi(CR805,J805),AreaTr(CQ805,CU805,DI805)))","v":""},{"$f":"IF(CK805=\"\",\"\",IF(CL805=1,FrCi(DM805,9.806,DJ805,CR805),FrTr(DM805,9.806,CQ805,CU805,DI805)))","v":""},"",{"$f":"IF(CK805=\"\",\"\",IF(CL805=1,LOOKUP(CP805,'Vmáx(material) - Tab.4.3'!$L$2:$L$11,'Vmáx(material) - Tab.4.3'!$M$2:$M$11),LOOKUP(CP805,'Vmáx(material) - Tab.4.3'!$L$15,'Vmáx(material) - Tab.4.3'!$M$15)))","v":""},{"$f":"IF(CK805=\"\",\"\",VLOOKUP($CO805,'Vmáx(material) - Tab.4.3'!$R$35:$X$41,2))","v":""},{"$f":"IF(CK805=\"\",\"\",VLOOKUP($CO805,'Vmáx(material) - Tab.4.3'!$R$35:$X$41,3))","v":""},{"$f":"IF(CK805=\"\",\"\",VLOOKUP($CO805,'Vmáx(material) - Tab.4.3'!$R$35:$X$41,4))","v":""},{"$f":"IF(CK805=\"\",\"\",VLOOKUP($CO805,'Vmáx(material) - Tab.4.3'!$R$35:$X$41,5))","v":""},{"$f":"IF(CK805=\"\",\"\",VLOOKUP($CO805,'Vmáx(material) - Tab.4.3'!$R$35:$X$41,6))","v":""},{"$f":"IF(CK805=\"\",\"\",IF(CK805=\"\",\"\",VLOOKUP(CO805,'Vmáx(material) - Tab.4.3'!$R$35:$X$41,7)))","v":""},{"$f":"IF(CK805=\"\",\"\",IF(CL805=1,FCi(J805,CR805),FTr(J805,CQ805,CR805)))","v":""},"",{"$f":"IF(CK805=\"\",\"\",Hw(DO805,DP805,DQ805,DR805,DS805,DT805,Z,DU805,CV805,CR805))","v":""},"","","","","",{"$f":"IF(CK805=\"\",\"\",IF(CL805=1,PeriCi(CR805,DI805),PeriTr(CQ805,CU805,DI805)))","v":""},{"$f":"IF(CK805=\"\",\"\",IF(CL805=1,AreaCi(CR805,DI805),AreaTr(CQ805,CU805,DI805)))","v":""},{"$f":"IF(CK805=\"\",\"\",RhCi(DK805,EC805))","v":""},"",{"$f":"IF(CK805=\"\",\"\",hf(CS805,J805,CT805,DK805,EE805))","v":""},{"$f":"IF(CK805=\"\",\"\",LOOKUP(CW805,Tab.4.5!$J$6:$J$27,Tab.4.5!$L$6:$L$27))","v":""},{"$f":"IF(CK805=\"\",\"\",He(EH805,DM805))","v":""},{"$f":"IF(CK805=\"\",\"\",Hs(DM805))","v":""},{"$f":"IF(CK805=\"\",\"\",Hm(EB805,EG805,EI805,EJ805,CS805,CV805))","v":""},"","","","","","","K45+-45000 () ",{"$f":"IF(B805=\"Existe.\",IF(AE805=1,CONCATENATE(#REF!,AK805,\" m.\"),CONCATENATE(#REF!,AJ805,\" m x \",AK805,\" m.\")),IF(CL805=1,CONCATENATE(#REF!,CR805,\" m.\"),CONCATENATE(#REF!,CQ805,\" m x \",CR805,\" m.\")))","v":{"$error":"#REF!"}},"Concreto, L =  m, S = 0 %.","Cota clave eje= 0 msnm.",null,null,null,"","","","","",{"$f":"IF(EV805=\"\",\"\",VLOOKUP(EY805,'Estructura escalonada'!$D$3:$H$953,2))","v":""},"","","","","",""]
[null,null,null,null,null,null,null,null,null,null,null,0,null,0,null,null,null,null,null,null,{"$f":"IF(K807=\"No\",\"\",IF(O807=\"\",YcCi(P807,N807),YcTr(N807,O807,S807)))","v":{"$error":"#VALUE!"}},{"$f":"IF(K807=\"No\",\"\",IF(O807=\"\",Teta1(U807,P807),\"-\"))","v":{"$error":"#VALUE!"}},{"$error":"#VALUE!"},{"$error":"#VALUE!"},{"$f":"IF(K807=\"No\",\"\",IF(O807=\"\",Ynci(P807,N807,R807,T807),YnTr(1,R807,O807,S807,T807,N807)))","v":{"$error":"#VALUE!"}},{"$f":"IF(K807=\"No\",\"\",IF(O807=\"\",Teta1(Y807,P807),\"-\"))","v":{"$error":"#VALUE!"}},{"$f":"IF(K807=\"No\",\"\",IF(O807=\"\",AreaCi(P807,Y807),AreaTr(O807,S807,Y807)))","v":{"$error":"#VALUE!"}},{"$f":"IF(K807=\"No\",\"\",IF(O807=\"\",FrCi(AC807,9.806,Z807,P807),FrTr(AC807,9.806,O807,S807,Y807)))","v":{"$error":"#VALUE!"}},{"$error":"#VALUE!"},null,null,null,null,null,null,null,null,null,null,null,null,null,null,null,0,0,"","","",{"$f":"IF(AD807=\"\",\"\",IF(AE807=1,YcCi(AK807,J807),YcTr(J807,AJ807,AN807)))","v":""},{"$f":"IF(AD807=\"\",\"\",IF(AE807=1,Teta1(AX807,AK807),\"-\"))","v":""},{"$f":"IF(AD807=\"\",\"\",IF(AE807=1,AreaCi(AK807,AX807),AreaTr(AJ807,AN807,AX807)))","v":""},"",{"$f":"IF(AD807=\"\",\"\",IF(AE807=1,Ynci(AK807,J807,AM807,AO807),YnTr(1,AM807,AJ807,AN807,AO807,J807)))","v":""},{"$f":"IF(AD807=\"\",\"\",IF(AE807=1,Teta1(BB807,AK807),\"-\"))","v":""},{"$f":"IF(AD807=\"\",\"\",IF(AE807=1,AreaCi(AK807,BB807),AreaTr(AJ807,AN807,BB807)))","v":""},{"$f":"IF(AD807=\"\",\"\",IF(AE807=1,FrCi(BF807,9.806,BC807,AK807),FrTr(BF807,9.806,AJ807,AN807,BB807)))","v":""},"",{"$f":"IF(AD807=\"\",\"\",IF(AE807=1,LOOKUP(AI807,'Vmáx(material) - Tab.4.3'!$L$2:$L$11,'Vmáx(material) - Tab.4.3'!$M$2:$M$11),LOOKUP(AI807,'Vmáx(material) - Tab.4.3'!$L$15,'Vmáx(material) - Tab.4.3'!$M$15)))","v":""},{"$f":"IF(AD807=\"\",\"\",VLOOKUP($AH807,'Vmáx(material) - Tab.4.3'!$R$35:$X$41,2))","v":""},{"$f":"IF(AD807=\"\",\"\",VLOOKUP($AH807,'Vmáx(material) - Tab.4.3'!$R$35:$X$41,3))","v":""},{"$f":"IF(AD807=\"\",\"\",VLOOKUP($AH807,'Vmáx(material) - Tab.4.3'!$R$35:$X$41,4))","v":""},{"$f":"IF(AD807=\"\",\"\",VLOOKUP($AH807,'Vmáx(material) - Tab.4.3'!$R$35:$X$41,5))","v":""},{"$f":"IF(AD807=\"\",\"\",VLOOKUP($AH807,'Vmáx(material) - Tab.4.3'!$R$35:$X$41,6))","v":""},{"$f":"IF(AD807=\"\",\"\",IF(AD807=\"\",\"\",VLOOKUP($AH807,'Vmáx(material) - Tab.4.3'!$R$35:$X$41,7)))","v":""},{"$f":"IF(AD807=\"\",\"\",IF(AE807=1,FCi(J807,AK807),FTr(J807,AJ807,AK807)))","v":""},"",{"$f":"IF(AD807=\"\",\"\",Hw(BH807,BI807,BJ807,BK807,BL807,BM807,Z,BN807,AO807,AK807))","v":""},"","","","",{"$f":"IF(AD807=\"\",\"\",ho(BT807,AK807,AX807))","v":""},{"$f":"IF(AD807=\"\",\"\",IF(AE807=1,PeriCi(AK807,BB807),PeriTr(AJ807,AN807,BB807)))","v":""},{"$f":"IF(AD807=\"\",\"\",IF(AE807=1,AreaCi(AK807,BB807),AreaTr(AJ807,AN807,BB807)))","v":""},{"$f":"IF(AD807=\"\",\"\",RhCi(BW807,BV807))","v":""},"",{"$f":"IF(AD807=\"\",\"\",hf(AL807,J807,AM807,BW807,BX807))","v":""},{"$f":"IF(AD807=\"\",\"\",LOOKUP(AP807,Tab.4.5!$J$6:$J$27,Tab.4.5!$L$6:$L$27))","v":""},{"$f":"IF(AD807=\"\",\"\",He(CA807,BY807))","v":""},{"$f":"IF(AD807=\"\",\"\",Hs(BY807))","v":""},{"$f":"IF(AD807=\"\",\"\",Hm(BU807,BZ807,CB807,CC807,AL807,AO807))","v":""},"","","","","","",null,null,null,null,null,null,null,null,null,null,null,null,null,null,null,0,0,0,0,0,{"$f":"IF(CK807=\"\",\"\",IF(CL807=1,YcCi(CR807,J807),YcTr(J807,CQ807,CU807)))","v":""},{"$f":"IF(CK807=\"\",\"\",IF(CL807=1,Teta1(DE807,CR807),\"-\"))","v":""},"","",{"$f":"IF(CK807=\"\",\"\",IF(CL807=1,Ynci(CR807,J807,CT807,CV807),YnTr(1,CT807,CQ807,CU807,CV807,J807)))","v":""},{"$f":"IF(CK807=\"\",\"\",IF(CL807=1,Teta1(DI807,CR807),\"-\"))","v":""},{"$f":"IF(CK807=\"\",\"\",IF(CL807=1,AreaCi(CR807,J807),AreaTr(CQ807,CU807,DI807)))","v":""},{"$f":"IF(CK807=\"\",\"\",IF(CL807=1,FrCi(DM807,9.806,DJ807,CR807),FrTr(DM807,9.806,CQ807,CU807,DI807)))","v":""},"",{"$f":"IF(CK807=\"\",\"\",IF(CL807=1,LOOKUP(CP807,'Vmáx(material) - Tab.4.3'!$L$2:$L$11,'Vmáx(material) - Tab.4.3'!$M$2:$M$11),LOOKUP(CP807,'Vmáx(material) - Tab.4.3'!$L$15,'Vmáx(material) - Tab.4.3'!$M$15)))","v":""},{"$f":"IF(CK807=\"\",\"\",VLOOKUP($CO807,'Vmáx(material) - Tab.4.3'!$R$35:$X$41,2))","v":""},{"$f":"IF(CK807=\"\",\"\",VLOOKUP($CO807,'Vmáx(material) - Tab.4.3'!$R$35:$X$41,3))","v":""},{"$f":"IF(CK807=\"\",\"\",VLOOKUP($CO807,'Vmáx(material) - Tab.4.3'!$R$35:$X$41,4))","v":""},{"$f":"IF(CK807=\"\",\"\",VLOOKUP($CO807,'Vmáx(material) - Tab.4.3'!$R$35:$X$41,5))","v":""},{"$f":"IF(CK807=\"\",\"\",VLOOKUP($CO807,'Vmáx(material) - Tab.4.3'!$R$35:$X$41,6))","v":""},{"$f":"IF(CK807=\"\",\"\",IF(CK807=\"\",\"\",VLOOKUP(CO807,'Vmáx(material) - Tab.4.3'!$R$35:$X$41,7)))","v":""},{"$f":"IF(CK807=\"\",\"\",IF(CL807=1,FCi(J807,CR807),FTr(J807,CQ807,CR807)))","v":""},"",{"$f":"IF(CK807=\"\",\"\",Hw(DO807,DP807,DQ807,DR807,DS807,DT807,Z,DU807,CV807,CR807))","v":""},"","","","","",{"$f":"IF(CK807=\"\",\"\",IF(CL807=1,PeriCi(CR807,DI807),PeriTr(CQ807,CU807,DI807)))","v":""},{"$f":"IF(CK807=\"\",\"\",IF(CL807=1,AreaCi(CR807,DI807),AreaTr(CQ807,CU807,DI807)))","v":""},{"$f":"IF(CK807=\"\",\"\",RhCi(DK807,EC807))","v":""},"",{"$f":"IF(CK807=\"\",\"\",hf(CS807,J807,CT807,DK807,EE807))","v":""},{"$f":"IF(CK807=\"\",\"\",LOOKUP(CW807,Tab.4.5!$J$6:$J$27,Tab.4.5!$L$6:$L$27))","v":""},{"$f":"IF(CK807=\"\",\"\",He(EH807,DM807))","v":""},{"$f":"IF(CK807=\"\",\"\",Hs(DM807))","v":""},{"$f":"IF(CK807=\"\",\"\",Hm(EB807,EG807,EI807,EJ807,CS807,CV807))","v":""},"","","","","","","K45+-45000 () ",{"$f":"IF(B807=\"Existe.\",IF(AE807=1,CONCATENATE(#REF!,AK807,\" m.\"),CONCATENATE(#REF!,AJ807,\" m x \",AK807,\" m.\")),IF(CL807=1,CONCATENATE(#REF!,CR807,\" m.\"),CONCATENATE(#REF!,CQ807,\" m x \",CR807,\" m.\")))","v":{"$error":"#REF!"}},"Concreto, L =  m, S = 0 %.","Cota clave eje= 0 msnm.",null,null,null,"","","","","",{"$f":"IF(EV807=\"\",\"\",VLOOKUP(EY807,'Estructura escalonada'!$D$3:$H$953,2))","v":""},"","","","","",""]
[null,null,null,null,null,null,null,null,null,null,null,0,null,0,null,null,null,null,null,null,{"$f":"IF(K810=\"No\",\"\",IF(O810=\"\",YcCi(P810,N810),YcTr(N810,O810,S810)))","v":{"$error":"#VALUE!"}},{"$f":"IF(K810=\"No\",\"\",IF(O810=\"\",Teta1(U810,P810),\"-\"))","v":{"$error":"#VALUE!"}},{"$error":"#VALUE!"},{"$error":"#VALUE!"},{"$f":"IF(K810=\"No\",\"\",IF(O810=\"\",Ynci(P810,N810,R810,T810),YnTr(1,R810,O810,S810,T810,N810)))","v":{"$error":"#VALUE!"}},{"$f":"IF(K810=\"No\",\"\",IF(O810=\"\",Teta1(Y810,P810),\"-\"))","v":{"$error":"#VALUE!"}},{"$f":"IF(K810=\"No\",\"\",IF(O810=\"\",AreaCi(P810,Y810),AreaTr(O810,S810,Y810)))","v":{"$error":"#VALUE!"}},{"$f":"IF(K810=\"No\",\"\",IF(O810=\"\",FrCi(AC810,9.806,Z810,P810),FrTr(AC810,9.806,O810,S810,Y810)))","v":{"$error":"#VALUE!"}},{"$error":"#VALUE!"},null,null,null,null,null,null,null,null,null,null,null,null,null,null,null,0,0,"","","",{"$f":"IF(AD810=\"\",\"\",IF(AE810=1,YcCi(AK810,J810),YcTr(J810,AJ810,AN810)))","v":""},{"$f":"IF(AD810=\"\",\"\",IF(AE810=1,Teta1(AX810,AK810),\"-\"))","v":""},{"$f":"IF(AD810=\"\",\"\",IF(AE810=1,AreaCi(AK810,AX810),AreaTr(AJ810,AN810,AX810)))","v":""},"",{"$f":"IF(AD810=\"\",\"\",IF(AE810=1,Ynci(AK810,J810,AM810,AO810),YnTr(1,AM810,AJ810,AN810,AO810,J810)))","v":""},{"$f":"IF(AD810=\"\",\"\",IF(AE810=1,Teta1(BB810,AK810),\"-\"))","v":""},{"$f":"IF(AD810=\"\",\"\",IF(AE810=1,AreaCi(AK810,BB810),AreaTr(AJ810,AN810,BB810)))","v":""},{"$f":"IF(AD810=\"\",\"\",IF(AE810=1,FrCi(BF810,9.806,BC810,AK810),FrTr(BF810,9.806,AJ810,AN810,BB810)))","v":""},"",{"$f":"IF(AD810=\"\",\"\",IF(AE810=1,LOOKUP(AI810,'Vmáx(material) - Tab.4.3'!$L$2:$L$11,'Vmáx(material) - Tab.4.3'!$M$2:$M$11),LOOKUP(AI810,'Vmáx(material) - Tab.4.3'!$L$15,'Vmáx(material) - Tab.4.3'!$M$15)))","v":""},{"$f":"IF(AD810=\"\",\"\",VLOOKUP($AH810,'Vmáx(material) - Tab.4.3'!$R$35:$X$41,2))","v":""},{"$f":"IF(AD810=\"\",\"\",VLOOKUP($AH810,'Vmáx(material) - Tab.4.3'!$R$35:$X$41,3))","v":""},{"$f":"IF(AD810=\"\",\"\",VLOOKUP($AH810,'Vmáx(material) - Tab.4.3'!$R$35:$X$41,4))","v":""},{"$f":"IF(AD810=\"\",\"\",VLOOKUP($AH810,'Vmáx(material) - Tab.4.3'!$R$35:$X$41,5))","v":""},{"$f":"IF(AD810=\"\",\"\",VLOOKUP($AH810,'Vmáx(material) - Tab.4.3'!$R$35:$X$41,6))","v":""},{"$f":"IF(AD810=\"\",\"\",IF(AD810=\"\",\"\",VLOOKUP($AH810,'Vmáx(material) - Tab.4.3'!$R$35:$X$41,7)))","v":""},{"$f":"IF(AD810=\"\",\"\",IF(AE810=1,FCi(J810,AK810),FTr(J810,AJ810,AK810)))","v":""},"",{"$f":"IF(AD810=\"\",\"\",Hw(BH810,BI810,BJ810,BK810,BL810,BM810,Z,BN810,AO810,AK810))","v":""},"","","","",{"$f":"IF(AD810=\"\",\"\",ho(BT810,AK810,AX810))","v":""},{"$f":"IF(AD810=\"\",\"\",IF(AE810=1,PeriCi(AK810,BB810),PeriTr(AJ810,AN810,BB810)))","v":""},{"$f":"IF(AD810=\"\",\"\",IF(AE810=1,AreaCi(AK810,BB810),AreaTr(AJ810,AN810,BB810)))","v":""},{"$f":"IF(AD810=\"\",\"\",RhCi(BW810,BV810))","v":""},"",{"$f":"IF(AD810=\"\",\"\",hf(AL810,J810,AM810,BW810,BX810))","v":""},{"$f":"IF(AD810=\"\",\"\",LOOKUP(AP810,Tab.4.5!$J$6:$J$27,Tab.4.5!$L$6:$L$27))","v":""},{"$f":"IF(AD810=\"\",\"\",He(CA810,BY810))","v":""},{"$f":"IF(AD810=\"\",\"\",Hs(BY810))","v":""},{"$f":"IF(AD810=\"\",\"\",Hm(BU810,BZ810,CB810,CC810,AL810,AO810))","v":""},"","","","","","",null,null,null,null,null,null,null,null,null,null,null,null,null,null,null,0,0,0,0,0,{"$f":"IF(CK810=\"\",\"\",IF(CL810=1,YcCi(CR810,J810),YcTr(J810,CQ810,CU810)))","v":""},{"$f":"IF(CK810=\"\",\"\",IF(CL810=1,Teta1(DE810,CR810),\"-\"))","v":""},"","",{"$f":"IF(CK810=\"\",\"\",IF(CL810=1,Ynci(CR810,J810,CT810,CV810),YnTr(1,CT810,CQ810,CU810,CV810,J810)))","v":""},{"$f":"IF(CK810=\"\",\"\",IF(CL810=1,Teta1(DI810,CR810),\"-\"))","v":""},{"$f":"IF(CK810=\"\",\"\",IF(CL810=1,AreaCi(CR810,J810),AreaTr(CQ810,CU810,DI810)))","v":""},{"$f":"IF(CK810=\"\",\"\",IF(CL810=1,FrCi(DM810,9.806,DJ810,CR810),FrTr(DM810,9.806,CQ810,CU810,DI810)))","v":""},"",{"$f":"IF(CK810=\"\",\"\",IF(CL810=1,LOOKUP(CP810,'Vmáx(material) - Tab.4.3'!$L$2:$L$11,'Vmáx(material) - Tab.4.3'!$M$2:$M$11),LOOKUP(CP810,'Vmáx(material) - Tab.4.3'!$L$15,'Vmáx(material) - Tab.4.3'!$M$15)))","v":""},{"$f":"IF(CK810=\"\",\"\",VLOOKUP($CO810,'Vmáx(material) - Tab.4.3'!$R$35:$X$41,2))","v":""},{"$f":"IF(CK810=\"\",\"\",VLOOKUP($CO810,'Vmáx(material) - Tab.4.3'!$R$35:$X$41,3))","v":""},{"$f":"IF(CK810=\"\",\"\",VLOOKUP($CO810,'Vmáx(material) - Tab.4.3'!$R$35:$X$41,4))","v":""},{"$f":"IF(CK810=\"\",\"\",VLOOKUP($CO810,'Vmáx(material) - Tab.4.3'!$R$35:$X$41,5))","v":""},{"$f":"IF(CK810=\"\",\"\",VLOOKUP($CO810,'Vmáx(material) - Tab.4.3'!$R$35:$X$41,6))","v":""},{"$f":"IF(CK810=\"\",\"\",IF(CK810=\"\",\"\",VLOOKUP(CO810,'Vmáx(material) - Tab.4.3'!$R$35:$X$41,7)))","v":""},{"$f":"IF(CK810=\"\",\"\",IF(CL810=1,FCi(J810,CR810),FTr(J810,CQ810,CR810)))","v":""},"",{"$f":"IF(CK810=\"\",\"\",Hw(DO810,DP810,DQ810,DR810,DS810,DT810,Z,DU810,CV810,CR810))","v":""},"","","","","",{"$f":"IF(CK810=\"\",\"\",IF(CL810=1,PeriCi(CR810,DI810),PeriTr(CQ810,CU810,DI810)))","v":""},{"$f":"IF(CK810=\"\",\"\",IF(CL810=1,AreaCi(CR810,DI810),AreaTr(CQ810,CU810,DI810)))","v":""},{"$f":"IF(CK810=\"\",\"\",RhCi(DK810,EC810))","v":""},"",{"$f":"IF(CK810=\"\",\"\",hf(CS810,J810,CT810,DK810,EE810))","v":""},{"$f":"IF(CK810=\"\",\"\",LOOKUP(CW810,Tab.4.5!$J$6:$J$27,Tab.4.5!$L$6:$L$27))","v":""},{"$f":"IF(CK810=\"\",\"\",He(EH810,DM810))","v":""},{"$f":"IF(CK810=\"\",\"\",Hs(DM810))","v":""},{"$f":"IF(CK810=\"\",\"\",Hm(EB810,EG810,EI810,EJ810,CS810,CV810))","v":""},"","","","","","","K45+-45000 () ",{"$f":"IF(B810=\"Existe.\",IF(AE810=1,CONCATENATE(#REF!,AK810,\" m.\"),CONCATENATE(#REF!,AJ810,\" m x \",AK810,\" m.\")),IF(CL810=1,CONCATENATE(#REF!,CR810,\" m.\"),CONCATENATE(#REF!,CQ810,\" m x \",CR810,\" m.\")))","v":{"$error":"#REF!"}},"Concreto, L =  m, S = 0 %.","Cota clave eje= 0 msnm.",null,null,null,"","","","","",{"$f":"IF(EV810=\"\",\"\",VLOOKUP(EY810,'Estructura escalonada'!$D$3:$H$953,2))","v":""},"","","","","",""]
[null,null,null,null,null,null,null,null,null,null,null,0,null,0,null,null,null,null,null,null,{"$f":"IF(K811=\"No\",\"\",IF(O811=\"\",YcCi(P811,N811),YcTr(N811,O811,S811)))","v":{"$error":"#VALUE!"}},{"$f":"IF(K811=\"No\",\"\",IF(O811=\"\",Teta1(U811,P811),\"-\"))","v":{"$error":"#VALUE!"}},{"$error":"#VALUE!"},{"$error":"#VALUE!"},{"$f":"IF(K811=\"No\",\"\",IF(O811=\"\",Ynci(P811,N811,R811,T811),YnTr(1,R811,O811,S811,T811,N811)))","v":{"$error":"#VALUE!"}},{"$f":"IF(K811=\"No\",\"\",IF(O811=\"\",Teta1(Y811,P811),\"-\"))","v":{"$error":"#VALUE!"}},{"$f":"IF(K811=\"No\",\"\",IF(O811=\"\",AreaCi(P811,Y811),AreaTr(O811,S811,Y811)))","v":{"$error":"#VALUE!"}},{"$f":"IF(K811=\"No\",\"\",IF(O811=\"\",FrCi(AC811,9.806,Z811,P811),FrTr(AC811,9.806,O811,S811,Y811)))","v":{"$error":"#VALUE!"}},{"$error":"#VALUE!"},null,null,null,null,null,null,null,null,null,null,null,null,null,null,null,0,0,"","","",{"$f":"IF(AD811=\"\",\"\",IF(AE811=1,YcCi(AK811,J811),YcTr(J811,AJ811,AN811)))","v":""},{"$f":"IF(AD811=\"\",\"\",IF(AE811=1,Teta1(AX811,AK811),\"-\"))","v":""},{"$f":"IF(AD811=\"\",\"\",IF(AE811=1,AreaCi(AK811,AX811),AreaTr(AJ811,AN811,AX811)))","v":""},"",{"$f":"IF(AD811=\"\",\"\",IF(AE811=1,Ynci(AK811,J811,AM811,AO811),YnTr(1,AM811,AJ811,AN811,AO811,J811)))","v":""},{"$f":"IF(AD811=\"\",\"\",IF(AE811=1,Teta1(BB811,AK811),\"-\"))","v":""},{"$f":"IF(AD811=\"\",\"\",IF(AE811=1,AreaCi(AK811,BB811),AreaTr(AJ811,AN811,BB811)))","v":""},{"$f":"IF(AD811=\"\",\"\",IF(AE811=1,FrCi(BF811,9.806,BC811,AK811),FrTr(BF811,9.806,AJ811,AN811,BB811)))","v":""},"",{"$f":"IF(AD811=\"\",\"\",IF(AE811=1,LOOKUP(AI811,'Vmáx(material) - Tab.4.3'!$L$2:$L$11,'Vmáx(material) - Tab.4.3'!$M$2:$M$11),LOOKUP(AI811,'Vmáx(material) - Tab.4.3'!$L$15,'Vmáx(material) - Tab.4.3'!$M$15)))","v":""},{"$f":"IF(AD811=\"\",\"\",VLOOKUP($AH811,'Vmáx(material) - Tab.4.3'!$R$35:$X$41,2))","v":""},{"$f":"IF(AD811=\"\",\"\",VLOOKUP($AH811,'Vmáx(material) - Tab.4.3'!$R$35:$X$41,3))","v":""},{"$f":"IF(AD811=\"\",\"\",VLOOKUP($AH811,'Vmáx(material) - Tab.4.3'!$R$35:$X$41,4))","v":""},{"$f":"IF(AD811=\"\",\"\",VLOOKUP($AH811,'Vmáx(material) - Tab.4.3'!$R$35:$X$41,5))","v":""},{"$f":"IF(AD811=\"\",\"\",VLOOKUP($AH811,'Vmáx(material) - Tab.4.3'!$R$35:$X$41,6))","v":""},{"$f":"IF(AD811=\"\",\"\",IF(AD811=\"\",\"\",VLOOKUP($AH811,'Vmáx(material) - Tab.4.3'!$R$35:$X$41,7)))","v":""},{"$f":"IF(AD811=\"\",\"\",IF(AE811=1,FCi(J811,AK811),FTr(J811,AJ811,AK811)))","v":""},"",{"$f":"IF(AD811=\"\",\"\",Hw(BH811,BI811,BJ811,BK811,BL811,BM811,Z,BN811,AO811,AK811))","v":""},"","","","",{"$f":"IF(AD811=\"\",\"\",ho(BT811,AK811,AX811))","v":""},{"$f":"IF(AD811=\"\",\"\",IF(AE811=1,PeriCi(AK811,BB811),PeriTr(AJ811,AN811,BB811)))","v":""},{"$f":"IF(AD811=\"\",\"\",IF(AE811=1,AreaCi(AK811,BB811),AreaTr(AJ811,AN811,BB811)))","v":""},{"$f":"IF(AD811=\"\",\"\",RhCi(BW811,BV811))","v":""},"",{"$f":"IF(AD811=\"\",\"\",hf(AL811,J811,AM811,BW811,BX811))","v":""},{"$f":"IF(AD811=\"\",\"\",LOOKUP(AP811,Tab.4.5!$J$6:$J$27,Tab.4.5!$L$6:$L$27))","v":""},{"$f":"IF(AD811=\"\",\"\",He(CA811,BY811))","v":""},{"$f":"IF(AD811=\"\",\"\",Hs(BY811))","v":""},{"$f":"IF(AD811=\"\",\"\",Hm(BU811,BZ811,CB811,CC811,AL811,AO811))","v":""},"","","","","","",null,null,null,null,null,null,null,null,null,null,null,null,null,null,null,0,0,0,0,0,{"$f":"IF(CK811=\"\",\"\",IF(CL811=1,YcCi(CR811,J811),YcTr(J811,CQ811,CU811)))","v":""},{"$f":"IF(CK811=\"\",\"\",IF(CL811=1,Teta1(DE811,CR811),\"-\"))","v":""},"","",{"$f":"IF(CK811=\"\",\"\",IF(CL811=1,Ynci(CR811,J811,CT811,CV811),YnTr(1,CT811,CQ811,CU811,CV811,J811)))","v":""},{"$f":"IF(CK811=\"\",\"\",IF(CL811=1,Teta1(DI811,CR811),\"-\"))","v":""},{"$f":"IF(CK811=\"\",\"\",IF(CL811=1,AreaCi(CR811,J811),AreaTr(CQ811,CU811,DI811)))","v":""},{"$f":"IF(CK811=\"\",\"\",IF(CL811=1,FrCi(DM811,9.806,DJ811,CR811),FrTr(DM811,9.806,CQ811,CU811,DI811)))","v":""},"",{"$f":"IF(CK811=\"\",\"\",IF(CL811=1,LOOKUP(CP811,'Vmáx(material) - Tab.4.3'!$L$2:$L$11,'Vmáx(material) - Tab.4.3'!$M$2:$M$11),LOOKUP(CP811,'Vmáx(material) - Tab.4.3'!$L$15,'Vmáx(material) - Tab.4.3'!$M$15)))","v":""},{"$f":"IF(CK811=\"\",\"\",VLOOKUP($CO811,'Vmáx(material) - Tab.4.3'!$R$35:$X$41,2))","v":""},{"$f":"IF(CK811=\"\",\"\",VLOOKUP($CO811,'Vmáx(material) - Tab.4.3'!$R$35:$X$41,3))","v":""},{"$f":"IF(CK811=\"\",\"\",VLOOKUP($CO811,'Vmáx(material) - Tab.4.3'!$R$35:$X$41,4))","v":""},{"$f":"IF(CK811=\"\",\"\",VLOOKUP($CO811,'Vmáx(material) - Tab.4.3'!$R$35:$X$41,5))","v":""},{"$f":"IF(CK811=\"\",\"\",VLOOKUP($CO811,'Vmáx(material) - Tab.4.3'!$R$35:$X$41,6))","v":""},{"$f":"IF(CK811=\"\",\"\",IF(CK811=\"\",\"\",VLOOKUP(CO811,'Vmáx(material) - Tab.4.3'!$R$35:$X$41,7)))","v":""},{"$f":"IF(CK811=\"\",\"\",IF(CL811=1,FCi(J811,CR811),FTr(J811,CQ811,CR811)))","v":""},"",{"$f":"IF(CK811=\"\",\"\",Hw(DO811,DP811,DQ811,DR811,DS811,DT811,Z,DU811,CV811,CR811))","v":""},"","","","","",{"$f":"IF(CK811=\"\",\"\",IF(CL811=1,PeriCi(CR811,DI811),PeriTr(CQ811,CU811,DI811)))","v":""},{"$f":"IF(CK811=\"\",\"\",IF(CL811=1,AreaCi(CR811,DI811),AreaTr(CQ811,CU811,DI811)))","v":""},{"$f":"IF(CK811=\"\",\"\",RhCi(DK811,EC811))","v":""},"",{"$f":"IF(CK811=\"\",\"\",hf(CS811,J811,CT811,DK811,EE811))","v":""},{"$f":"IF(CK811=\"\",\"\",LOOKUP(CW811,Tab.4.5!$J$6:$J$27,Tab.4.5!$L$6:$L$27))","v":""},{"$f":"IF(CK811=\"\",\"\",He(EH811,DM811))","v":""},{"$f":"IF(CK811=\"\",\"\",Hs(DM811))","v":""},{"$f":"IF(CK811=\"\",\"\",Hm(EB811,EG811,EI811,EJ811,CS811,CV811))","v":""},"","","","","","","K45+-45000 () ",{"$f":"IF(B811=\"Existe.\",IF(AE811=1,CONCATENATE(#REF!,AK811,\" m.\"),CONCATENATE(#REF!,AJ811,\" m x \",AK811,\" m.\")),IF(CL811=1,CONCATENATE(#REF!,CR811,\" m.\"),CONCATENATE(#REF!,CQ811,\" m x \",CR811,\" m.\")))","v":{"$error":"#REF!"}},"Concreto, L =  m, S = 0 %.","Cota clave eje= 0 msnm.",null,null,null,"","","","","",{"$f":"IF(EV811=\"\",\"\",VLOOKUP(EY811,'Estructura escalonada'!$D$3:$H$953,2))","v":""},"","","","","",""]
[null,null,null,null,null,null,null,null,null,null,null,0,null,0,null,null,null,null,null,null,{"$f":"IF(K814=\"No\",\"\",IF(O814=\"\",YcCi(P814,N814),YcTr(N814,O814,S814)))","v":{"$error":"#VALUE!"}},{"$f":"IF(K814=\"No\",\"\",IF(O814=\"\",Teta1(U814,P814),\"-\"))","v":{"$error":"#VALUE!"}},{"$error":"#VALUE!"},{"$error":"#VALUE!"},{"$f":"IF(K814=\"No\",\"\",IF(O814=\"\",Ynci(P814,N814,R814,T814),YnTr(1,R814,O814,S814,T814,N814)))","v":{"$error":"#VALUE!"}},{"$f":"IF(K814=\"No\",\"\",IF(O814=\"\",Teta1(Y814,P814),\"-\"))","v":{"$error":"#VALUE!"}},{"$f":"IF(K814=\"No\",\"\",IF(O814=\"\",AreaCi(P814,Y814),AreaTr(O814,S814,Y814)))","v":{"$error":"#VALUE!"}},{"$f":"IF(K814=\"No\",\"\",IF(O814=\"\",FrCi(AC814,9.806,Z814,P814),FrTr(AC814,9.806,O814,S814,Y814)))","v":{"$error":"#VALUE!"}},{"$error":"#VALUE!"},null,null,null,null,null,null,null,null,null,null,null,null,null,null,null,0,0,"","","",{"$f":"IF(AD814=\"\",\"\",IF(AE814=1,YcCi(AK814,J814),YcTr(J814,AJ814,AN814)))","v":""},{"$f":"IF(AD814=\"\",\"\",IF(AE814=1,Teta1(AX814,AK814),\"-\"))","v":""},{"$f":"IF(AD814=\"\",\"\",IF(AE814=1,AreaCi(AK814,AX814),AreaTr(AJ814,AN814,AX814)))","v":""},"",{"$f":"IF(AD814=\"\",\"\",IF(AE814=1,Ynci(AK814,J814,AM814,AO814),YnTr(1,AM814,AJ814,AN814,AO814,J814)))","v":""},{"$f":"IF(AD814=\"\",\"\",IF(AE814=1,Teta1(BB814,AK814),\"-\"))","v":""},{"$f":"IF(AD814=\"\",\"\",IF(AE814=1,AreaCi(AK814,BB814),AreaTr(AJ814,AN814,BB814)))","v":""},{"$f":"IF(AD814=\"\",\"\",IF(AE814=1,FrCi(BF814,9.806,BC814,AK814),FrTr(BF814,9.806,AJ814,AN814,BB814)))","v":""},"",{"$f":"IF(AD814=\"\",\"\",IF(AE814=1,LOOKUP(AI814,'Vmáx(material) - Tab.4.3'!$L$2:$L$11,'Vmáx(material) - Tab.4.3'!$M$2:$M$11),LOOKUP(AI814,'Vmáx(material) - Tab.4.3'!$L$15,'Vmáx(material) - Tab.4.3'!$M$15)))","v":""},{"$f":"IF(AD814=\"\",\"\",VLOOKUP($AH814,'Vmáx(material) - Tab.4.3'!$R$35:$X$41,2))","v":""},{"$f":"IF(AD814=\"\",\"\",VLOOKUP($AH814,'Vmáx(material) - Tab.4.3'!$R$35:$X$41,3))","v":""},{"$f":"IF(AD814=\"\",\"\",VLOOKUP($AH814,'Vmáx(material) - Tab.4.3'!$R$35:$X$41,4))","v":""},{"$f":"IF(AD814=\"\",\"\",VLOOKUP($AH814,'Vmáx(material) - Tab.4.3'!$R$35:$X$41,5))","v":""},{"$f":"IF(AD814=\"\",\"\",VLOOKUP($AH814,'Vmáx(material) - Tab.4.3'!$R$35:$X$41,6))","v":""},{"$f":"IF(AD814=\"\",\"\",IF(AD814=\"\",\"\",VLOOKUP($AH814,'Vmáx(material) - Tab.4.3'!$R$35:$X$41,7)))","v":""},{"$f":"IF(AD814=\"\",\"\",IF(AE814=1,FCi(J814,AK814),FTr(J814,AJ814,AK814)))","v":""},"",{"$f":"IF(AD814=\"\",\"\",Hw(BH814,BI814,BJ814,BK814,BL814,BM814,Z,BN814,AO814,AK814))","v":""},"","","","",{"$f":"IF(AD814=\"\",\"\",ho(BT814,AK814,AX814))","v":""},{"$f":"IF(AD814=\"\",\"\",IF(AE814=1,PeriCi(AK814,BB814),PeriTr(AJ814,AN814,BB814)))","v":""},{"$f":"IF(AD814=\"\",\"\",IF(AE814=1,AreaCi(AK814,BB814),AreaTr(AJ814,AN814,BB814)))","v":""},{"$f":"IF(AD814=\"\",\"\",RhCi(BW814,BV814))","v":""},"",{"$f":"IF(AD814=\"\",\"\",hf(AL814,J814,AM814,BW814,BX814))","v":""},{"$f":"IF(AD814=\"\",\"\",LOOKUP(AP814,Tab.4.5!$J$6:$J$27,Tab.4.5!$L$6:$L$27))","v":""},{"$f":"IF(AD814=\"\",\"\",He(CA814,BY814))","v":""},{"$f":"IF(AD814=\"\",\"\",Hs(BY814))","v":""},{"$f":"IF(AD814=\"\",\"\",Hm(BU814,BZ814,CB814,CC814,AL814,AO814))","v":""},"","","","","","",null,null,null,null,null,null,null,null,null,null,null,null,null,null,null,0,0,0,0,0,{"$f":"IF(CK814=\"\",\"\",IF(CL814=1,YcCi(CR814,J814),YcTr(J814,CQ814,CU814)))","v":""},{"$f":"IF(CK814=\"\",\"\",IF(CL814=1,Teta1(DE814,CR814),\"-\"))","v":""},"","",{"$f":"IF(CK814=\"\",\"\",IF(CL814=1,Ynci(CR814,J814,CT814,CV814),YnTr(1,CT814,CQ814,CU814,CV814,J814)))","v":""},{"$f":"IF(CK814=\"\",\"\",IF(CL814=1,Teta1(DI814,CR814),\"-\"))","v":""},{"$f":"IF(CK814=\"\",\"\",IF(CL814=1,AreaCi(CR814,J814),AreaTr(CQ814,CU814,DI814)))","v":""},{"$f":"IF(CK814=\"\",\"\",IF(CL814=1,FrCi(DM814,9.806,DJ814,CR814),FrTr(DM814,9.806,CQ814,CU814,DI814)))","v":""},"",{"$f":"IF(CK814=\"\",\"\",IF(CL814=1,LOOKUP(CP814,'Vmáx(material) - Tab.4.3'!$L$2:$L$11,'Vmáx(material) - Tab.4.3'!$M$2:$M$11),LOOKUP(CP814,'Vmáx(material) - Tab.4.3'!$L$15,'Vmáx(material) - Tab.4.3'!$M$15)))","v":""},{"$f":"IF(CK814=\"\",\"\",VLOOKUP($CO814,'Vmáx(material) - Tab.4.3'!$R$35:$X$41,2))","v":""},{"$f":"IF(CK814=\"\",\"\",VLOOKUP($CO814,'Vmáx(material) - Tab.4.3'!$R$35:$X$41,3))","v":""},{"$f":"IF(CK814=\"\",\"\",VLOOKUP($CO814,'Vmáx(material) - Tab.4.3'!$R$35:$X$41,4))","v":""},{"$f":"IF(CK814=\"\",\"\",VLOOKUP($CO814,'Vmáx(material) - Tab.4.3'!$R$35:$X$41,5))","v":""},{"$f":"IF(CK814=\"\",\"\",VLOOKUP($CO814,'Vmáx(material) - Tab.4.3'!$R$35:$X$41,6))","v":""},{"$f":"IF(CK814=\"\",\"\",IF(CK814=\"\",\"\",VLOOKUP(CO814,'Vmáx(material) - Tab.4.3'!$R$35:$X$41,7)))","v":""},{"$f":"IF(CK814=\"\",\"\",IF(CL814=1,FCi(J814,CR814),FTr(J814,CQ814,CR814)))","v":""},"",{"$f":"IF(CK814=\"\",\"\",Hw(DO814,DP814,DQ814,DR814,DS814,DT814,Z,DU814,CV814,CR814))","v":""},"","","","","",{"$f":"IF(CK814=\"\",\"\",IF(CL814=1,PeriCi(CR814,DI814),PeriTr(CQ814,CU814,DI814)))","v":""},{"$f":"IF(CK814=\"\",\"\",IF(CL814=1,AreaCi(CR814,DI814),AreaTr(CQ814,CU814,DI814)))","v":""},{"$f":"IF(CK814=\"\",\"\",RhCi(DK814,EC814))","v":""},"",{"$f":"IF(CK814=\"\",\"\",hf(CS814,J814,CT814,DK814,EE814))","v":""},{"$f":"IF(CK814=\"\",\"\",LOOKUP(CW814,Tab.4.5!$J$6:$J$27,Tab.4.5!$L$6:$L$27))","v":""},{"$f":"IF(CK814=\"\",\"\",He(EH814,DM814))","v":""},{"$f":"IF(CK814=\"\",\"\",Hs(DM814))","v":""},{"$f":"IF(CK814=\"\",\"\",Hm(EB814,EG814,EI814,EJ814,CS814,CV814))","v":""},"","","","","","","K45+-45000 () ",{"$f":"IF(B814=\"Existe.\",IF(AE814=1,CONCATENATE(#REF!,AK814,\" m.\"),CONCATENATE(#REF!,AJ814,\" m x \",AK814,\" m.\")),IF(CL814=1,CONCATENATE(#REF!,CR814,\" m.\"),CONCATENATE(#REF!,CQ814,\" m x \",CR814,\" m.\")))","v":{"$error":"#REF!"}},"Concreto, L =  m, S = 0 %.","Cota clave eje= 0 msnm.",null,null,null,"","","","","",{"$f":"IF(EV814=\"\",\"\",VLOOKUP(EY814,'Estructura escalonada'!$D$3:$H$953,2))","v":""},"","","","","",""]
[null,null,null,null,null,null,null,null,null,null,null,0,null,0,null,null,null,null,null,null,{"$f":"IF(K817=\"No\",\"\",IF(O817=\"\",YcCi(P817,N817),YcTr(N817,O817,S817)))","v":{"$error":"#VALUE!"}},{"$f":"IF(K817=\"No\",\"\",IF(O817=\"\",Teta1(U817,P817),\"-\"))","v":{"$error":"#VALUE!"}},{"$error":"#VALUE!"},{"$error":"#VALUE!"},{"$f":"IF(K817=\"No\",\"\",IF(O817=\"\",Ynci(P817,N817,R817,T817),YnTr(1,R817,O817,S817,T817,N817)))","v":{"$error":"#VALUE!"}},{"$f":"IF(K817=\"No\",\"\",IF(O817=\"\",Teta1(Y817,P817),\"-\"))","v":{"$error":"#VALUE!"}},{"$f":"IF(K817=\"No\",\"\",IF(O817=\"\",AreaCi(P817,Y817),AreaTr(O817,S817,Y817)))","v":{"$error":"#VALUE!"}},{"$f":"IF(K817=\"No\",\"\",IF(O817=\"\",FrCi(AC817,9.806,Z817,P817),FrTr(AC817,9.806,O817,S817,Y817)))","v":{"$error":"#VALUE!"}},{"$error":"#VALUE!"},null,null,null,null,null,null,null,null,null,null,null,null,null,null,null,0,0,"","","",{"$f":"IF(AD817=\"\",\"\",IF(AE817=1,YcCi(AK817,J817),YcTr(J817,AJ817,AN817)))","v":""},{"$f":"IF(AD817=\"\",\"\",IF(AE817=1,Teta1(AX817,AK817),\"-\"))","v":""},{"$f":"IF(AD817=\"\",\"\",IF(AE817=1,AreaCi(AK817,AX817),AreaTr(AJ817,AN817,AX817)))","v":""},"",{"$f":"IF(AD817=\"\",\"\",IF(AE817=1,Ynci(AK817,J817,AM817,AO817),YnTr(1,AM817,AJ817,AN817,AO817,J817)))","v":""},{"$f":"IF(AD817=\"\",\"\",IF(AE817=1,Teta1(BB817,AK817),\"-\"))","v":""},{"$f":"IF(AD817=\"\",\"\",IF(AE817=1,AreaCi(AK817,BB817),AreaTr(AJ817,AN817,BB817)))","v":""},{"$f":"IF(AD817=\"\",\"\",IF(AE817=1,FrCi(BF817,9.806,BC817,AK817),FrTr(BF817,9.806,AJ817,AN817,BB817)))","v":""},"",{"$f":"IF(AD817=\"\",\"\",IF(AE817=1,LOOKUP(AI817,'Vmáx(material) - Tab.4.3'!$L$2:$L$11,'Vmáx(material) - Tab.4.3'!$M$2:$M$11),LOOKUP(AI817,'Vmáx(material) - Tab.4.3'!$L$15,'Vmáx(material) - Tab.4.3'!$M$15)))","v":""},{"$f":"IF(AD817=\"\",\"\",VLOOKUP($AH817,'Vmáx(material) - Tab.4.3'!$R$35:$X$41,2))","v":""},{"$f":"IF(AD817=\"\",\"\",VLOOKUP($AH817,'Vmáx(material) - Tab.4.3'!$R$35:$X$41,3))","v":""},{"$f":"IF(AD817=\"\",\"\",VLOOKUP($AH817,'Vmáx(material) - Tab.4.3'!$R$35:$X$41,4))","v":""},{"$f":"IF(AD817=\"\",\"\",VLOOKUP($AH817,'Vmáx(material) - Tab.4.3'!$R$35:$X$41,5))","v":""},{"$f":"IF(AD817=\"\",\"\",VLOOKUP($AH817,'Vmáx(material) - Tab.4.3'!$R$35:$X$41,6))","v":""},{"$f":"IF(AD817=\"\",\"\",IF(AD817=\"\",\"\",VLOOKUP($AH817,'Vmáx(material) - Tab.4.3'!$R$35:$X$41,7)))","v":""},{"$f":"IF(AD817=\"\",\"\",IF(AE817=1,FCi(J817,AK817),FTr(J817,AJ817,AK817)))","v":""},"",{"$f":"IF(AD817=\"\",\"\",Hw(BH817,BI817,BJ817,BK817,BL817,BM817,Z,BN817,AO817,AK817))","v":""},"","","","",{"$f":"IF(AD817=\"\",\"\",ho(BT817,AK817,AX817))","v":""},{"$f":"IF(AD817=\"\",\"\",IF(AE817=1,PeriCi(AK817,BB817),PeriTr(AJ817,AN817,BB817)))","v":""},{"$f":"IF(AD817=\"\",\"\",IF(AE817=1,AreaCi(AK817,BB817),AreaTr(AJ817,AN817,BB817)))","v":""},{"$f":"IF(AD817=\"\",\"\",RhCi(BW817,BV817))","v":""},"",{"$f":"IF(AD817=\"\",\"\",hf(AL817,J817,AM817,BW817,BX817))","v":""},{"$f":"IF(AD817=\"\",\"\",LOOKUP(AP817,Tab.4.5!$J$6:$J$27,Tab.4.5!$L$6:$L$27))","v":""},{"$f":"IF(AD817=\"\",\"\",He(CA817,BY817))","v":""},{"$f":"IF(AD817=\"\",\"\",Hs(BY817))","v":""},{"$f":"IF(AD817=\"\",\"\",Hm(BU817,BZ817,CB817,CC817,AL817,AO817))","v":""},"","","","","","",null,null,null,null,null,null,null,null,null,null,null,null,null,null,null,0,0,0,0,0,{"$f":"IF(CK817=\"\",\"\",IF(CL817=1,YcCi(CR817,J817),YcTr(J817,CQ817,CU817)))","v":""},{"$f":"IF(CK817=\"\",\"\",IF(CL817=1,Teta1(DE817,CR817),\"-\"))","v":""},"","",{"$f":"IF(CK817=\"\",\"\",IF(CL817=1,Ynci(CR817,J817,CT817,CV817),YnTr(1,CT817,CQ817,CU817,CV817,J817)))","v":""},{"$f":"IF(CK817=\"\",\"\",IF(CL817=1,Teta1(DI817,CR817),\"-\"))","v":""},{"$f":"IF(CK817=\"\",\"\",IF(CL817=1,AreaCi(CR817,J817),AreaTr(CQ817,CU817,DI817)))","v":""},{"$f":"IF(CK817=\"\",\"\",IF(CL817=1,FrCi(DM817,9.806,DJ817,CR817),FrTr(DM817,9.806,CQ817,CU817,DI817)))","v":""},"",{"$f":"IF(CK817=\"\",\"\",IF(CL817=1,LOOKUP(CP817,'Vmáx(material) - Tab.4.3'!$L$2:$L$11,'Vmáx(material) - Tab.4.3'!$M$2:$M$11),LOOKUP(CP817,'Vmáx(material) - Tab.4.3'!$L$15,'Vmáx(material) - Tab.4.3'!$M$15)))","v":""},{"$f":"IF(CK817=\"\",\"\",VLOOKUP($CO817,'Vmáx(material) - Tab.4.3'!$R$35:$X$41,2))","v":""},{"$f":"IF(CK817=\"\",\"\",VLOOKUP($CO817,'Vmáx(material) - Tab.4.3'!$R$35:$X$41,3))","v":""},{"$f":"IF(CK817=\"\",\"\",VLOOKUP($CO817,'Vmáx(material) - Tab.4.3'!$R$35:$X$41,4))","v":""},{"$f":"IF(CK817=\"\",\"\",VLOOKUP($CO817,'Vmáx(material) - Tab.4.3'!$R$35:$X$41,5))","v":""},{"$f":"IF(CK817=\"\",\"\",VLOOKUP($CO817,'Vmáx(material) - Tab.4.3'!$R$35:$X$41,6))","v":""},{"$f":"IF(CK817=\"\",\"\",IF(CK817=\"\",\"\",VLOOKUP(CO817,'Vmáx(material) - Tab.4.3'!$R$35:$X$41,7)))","v":""},{"$f":"IF(CK817=\"\",\"\",IF(CL817=1,FCi(J817,CR817),FTr(J817,CQ817,CR817)))","v":""},"",{"$f":"IF(CK817=\"\",\"\",Hw(DO817,DP817,DQ817,DR817,DS817,DT817,Z,DU817,CV817,CR817))","v":""},"","","","","",{"$f":"IF(CK817=\"\",\"\",IF(CL817=1,PeriCi(CR817,DI817),PeriTr(CQ817,CU817,DI817)))","v":""},{"$f":"IF(CK817=\"\",\"\",IF(CL817=1,AreaCi(CR817,DI817),AreaTr(CQ817,CU817,DI817)))","v":""},{"$f":"IF(CK817=\"\",\"\",RhCi(DK817,EC817))","v":""},"",{"$f":"IF(CK817=\"\",\"\",hf(CS817,J817,CT817,DK817,EE817))","v":""},{"$f":"IF(CK817=\"\",\"\",LOOKUP(CW817,Tab.4.5!$J$6:$J$27,Tab.4.5!$L$6:$L$27))","v":""},{"$f":"IF(CK817=\"\",\"\",He(EH817,DM817))","v":""},{"$f":"IF(CK817=\"\",\"\",Hs(DM817))","v":""},{"$f":"IF(CK817=\"\",\"\",Hm(EB817,EG817,EI817,EJ817,CS817,CV817))","v":""},"","","","","","","K45+-45000 () ",{"$f":"IF(B817=\"Existe.\",IF(AE817=1,CONCATENATE(#REF!,AK817,\" m.\"),CONCATENATE(#REF!,AJ817,\" m x \",AK817,\" m.\")),IF(CL817=1,CONCATENATE(#REF!,CR817,\" m.\"),CONCATENATE(#REF!,CQ817,\" m x \",CR817,\" m.\")))","v":{"$error":"#REF!"}},"Concreto, L =  m, S = 0 %.","Cota clave eje= 0 msnm.",null,null,null,"","","","","",{"$f":"IF(EV817=\"\",\"\",VLOOKUP(EY817,'Estructura escalonada'!$D$3:$H$953,2))","v":""},"","","","","",""]
[null,null,null,null,null,null,null,null,null,null,null,0,null,0,null,null,null,null,null,null,{"$f":"IF(K820=\"No\",\"\",IF(O820=\"\",YcCi(P820,N820),YcTr(N820,O820,S820)))","v":{"$error":"#VALUE!"}},{"$f":"IF(K820=\"No\",\"\",IF(O820=\"\",Teta1(U820,P820),\"-\"))","v":{"$error":"#VALUE!"}},{"$error":"#VALUE!"},{"$error":"#VALUE!"},{"$f":"IF(K820=\"No\",\"\",IF(O820=\"\",Ynci(P820,N820,R820,T820),YnTr(1,R820,O820,S820,T820,N820)))","v":{"$error":"#VALUE!"}},{"$f":"IF(K820=\"No\",\"\",IF(O820=\"\",Teta1(Y820,P820),\"-\"))","v":{"$error":"#VALUE!"}},{"$f":"IF(K820=\"No\",\"\",IF(O820=\"\",AreaCi(P820,Y820),AreaTr(O820,S820,Y820)))","v":{"$error":"#VALUE!"}},{"$f":"IF(K820=\"No\",\"\",IF(O820=\"\",FrCi(AC820,9.806,Z820,P820),FrTr(AC820,9.806,O820,S820,Y820)))","v":{"$error":"#VALUE!"}},{"$error":"#VALUE!"},null,null,null,null,null,null,null,null,null,null,null,null,null,null,null,0,0,"","","",{"$f":"IF(AD820=\"\",\"\",IF(AE820=1,YcCi(AK820,J820),YcTr(J820,AJ820,AN820)))","v":""},{"$f":"IF(AD820=\"\",\"\",IF(AE820=1,Teta1(AX820,AK820),\"-\"))","v":""},{"$f":"IF(AD820=\"\",\"\",IF(AE820=1,AreaCi(AK820,AX820),AreaTr(AJ820,AN820,AX820)))","v":""},"",{"$f":"IF(AD820=\"\",\"\",IF(AE820=1,Ynci(AK820,J820,AM820,AO820),YnTr(1,AM820,AJ820,AN820,AO820,J820)))","v":""},{"$f":"IF(AD820=\"\",\"\",IF(AE820=1,Teta1(BB820,AK820),\"-\"))","v":""},{"$f":"IF(AD820=\"\",\"\",IF(AE820=1,AreaCi(AK820,BB820),AreaTr(AJ820,AN820,BB820)))","v":""},{"$f":"IF(AD820=\"\",\"\",IF(AE820=1,FrCi(BF820,9.806,BC820,AK820),FrTr(BF820,9.806,AJ820,AN820,BB820)))","v":""},"",{"$f":"IF(AD820=\"\",\"\",IF(AE820=1,LOOKUP(AI820,'Vmáx(material) - Tab.4.3'!$L$2:$L$11,'Vmáx(material) - Tab.4.3'!$M$2:$M$11),LOOKUP(AI820,'Vmáx(material) - Tab.4.3'!$L$15,'Vmáx(material) - Tab.4.3'!$M$15)))","v":""},{"$f":"IF(AD820=\"\",\"\",VLOOKUP($AH820,'Vmáx(material) - Tab.4.3'!$R$35:$X$41,2))","v":""},{"$f":"IF(AD820=\"\",\"\",VLOOKUP($AH820,'Vmáx(material) - Tab.4.3'!$R$35:$X$41,3))","v":""},{"$f":"IF(AD820=\"\",\"\",VLOOKUP($AH820,'Vmáx(material) - Tab.4.3'!$R$35:$X$41,4))","v":""},{"$f":"IF(AD820=\"\",\"\",VLOOKUP($AH820,'Vmáx(material) - Tab.4.3'!$R$35:$X$41,5))","v":""},{"$f":"IF(AD820=\"\",\"\",VLOOKUP($AH820,'Vmáx(material) - Tab.4.3'!$R$35:$X$41,6))","v":""},{"$f":"IF(AD820=\"\",\"\",IF(AD820=\"\",\"\",VLOOKUP($AH820,'Vmáx(material) - Tab.4.3'!$R$35:$X$41,7)))","v":""},{"$f":"IF(AD820=\"\",\"\",IF(AE820=1,FCi(J820,AK820),FTr(J820,AJ820,AK820)))","v":""},"",{"$f":"IF(AD820=\"\",\"\",Hw(BH820,BI820,BJ820,BK820,BL820,BM820,Z,BN820,AO820,AK820))","v":""},"","","","",{"$f":"IF(AD820=\"\",\"\",ho(BT820,AK820,AX820))","v":""},{"$f":"IF(AD820=\"\",\"\",IF(AE820=1,PeriCi(AK820,BB820),PeriTr(AJ820,AN820,BB820)))","v":""},{"$f":"IF(AD820=\"\",\"\",IF(AE820=1,AreaCi(AK820,BB820),AreaTr(AJ820,AN820,BB820)))","v":""},{"$f":"IF(AD820=\"\",\"\",RhCi(BW820,BV820))","v":""},"",{"$f":"IF(AD820=\"\",\"\",hf(AL820,J820,AM820,BW820,BX820))","v":""},{"$f":"IF(AD820=\"\",\"\",LOOKUP(AP820,Tab.4.5!$J$6:$J$27,Tab.4.5!$L$6:$L$27))","v":""},{"$f":"IF(AD820=\"\",\"\",He(CA820,BY820))","v":""},{"$f":"IF(AD820=\"\",\"\",Hs(BY820))","v":""},{"$f":"IF(AD820=\"\",\"\",Hm(BU820,BZ820,CB820,CC820,AL820,AO820))","v":""},"","","","","","",null,null,null,null,null,null,null,null,null,null,null,null,null,null,null,0,0,0,0,0,{"$f":"IF(CK820=\"\",\"\",IF(CL820=1,YcCi(CR820,J820),YcTr(J820,CQ820,CU820)))","v":""},{"$f":"IF(CK820=\"\",\"\",IF(CL820=1,Teta1(DE820,CR820),\"-\"))","v":""},"","",{"$f":"IF(CK820=\"\",\"\",IF(CL820=1,Ynci(CR820,J820,CT820,CV820),YnTr(1,CT820,CQ820,CU820,CV820,J820)))","v":""},{"$f":"IF(CK820=\"\",\"\",IF(CL820=1,Teta1(DI820,CR820),\"-\"))","v":""},{"$f":"IF(CK820=\"\",\"\",IF(CL820=1,AreaCi(CR820,J820),AreaTr(CQ820,CU820,DI820)))","v":""},{"$f":"IF(CK820=\"\",\"\",IF(CL820=1,FrCi(DM820,9.806,DJ820,CR820),FrTr(DM820,9.806,CQ820,CU820,DI820)))","v":""},"",{"$f":"IF(CK820=\"\",\"\",IF(CL820=1,LOOKUP(CP820,'Vmáx(material) - Tab.4.3'!$L$2:$L$11,'Vmáx(material) - Tab.4.3'!$M$2:$M$11),LOOKUP(CP820,'Vmáx(material) - Tab.4.3'!$L$15,'Vmáx(material) - Tab.4.3'!$M$15)))","v":""},{"$f":"IF(CK820=\"\",\"\",VLOOKUP($CO820,'Vmáx(material) - Tab.4.3'!$R$35:$X$41,2))","v":""},{"$f":"IF(CK820=\"\",\"\",VLOOKUP($CO820,'Vmáx(material) - Tab.4.3'!$R$35:$X$41,3))","v":""},{"$f":"IF(CK820=\"\",\"\",VLOOKUP($CO820,'Vmáx(material) - Tab.4.3'!$R$35:$X$41,4))","v":""},{"$f":"IF(CK820=\"\",\"\",VLOOKUP($CO820,'Vmáx(material) - Tab.4.3'!$R$35:$X$41,5))","v":""},{"$f":"IF(CK820=\"\",\"\",VLOOKUP($CO820,'Vmáx(material) - Tab.4.3'!$R$35:$X$41,6))","v":""},{"$f":"IF(CK820=\"\",\"\",IF(CK820=\"\",\"\",VLOOKUP(CO820,'Vmáx(material) - Tab.4.3'!$R$35:$X$41,7)))","v":""},{"$f":"IF(CK820=\"\",\"\",IF(CL820=1,FCi(J820,CR820),FTr(J820,CQ820,CR820)))","v":""},"",{"$f":"IF(CK820=\"\",\"\",Hw(DO820,DP820,DQ820,DR820,DS820,DT820,Z,DU820,CV820,CR820))","v":""},"","","","","",{"$f":"IF(CK820=\"\",\"\",IF(CL820=1,PeriCi(CR820,DI820),PeriTr(CQ820,CU820,DI820)))","v":""},{"$f":"IF(CK820=\"\",\"\",IF(CL820=1,AreaCi(CR820,DI820),AreaTr(CQ820,CU820,DI820)))","v":""},{"$f":"IF(CK820=\"\",\"\",RhCi(DK820,EC820))","v":""},"",{"$f":"IF(CK820=\"\",\"\",hf(CS820,J820,CT820,DK820,EE820))","v":""},{"$f":"IF(CK820=\"\",\"\",LOOKUP(CW820,Tab.4.5!$J$6:$J$27,Tab.4.5!$L$6:$L$27))","v":""},{"$f":"IF(CK820=\"\",\"\",He(EH820,DM820))","v":""},{"$f":"IF(CK820=\"\",\"\",Hs(DM820))","v":""},{"$f":"IF(CK820=\"\",\"\",Hm(EB820,EG820,EI820,EJ820,CS820,CV820))","v":""},"","","","","","","K45+-45000 () ",{"$f":"IF(B820=\"Existe.\",IF(AE820=1,CONCATENATE(#REF!,AK820,\" m.\"),CONCATENATE(#REF!,AJ820,\" m x \",AK820,\" m.\")),IF(CL820=1,CONCATENATE(#REF!,CR820,\" m.\"),CONCATENATE(#REF!,CQ820,\" m x \",CR820,\" m.\")))","v":{"$error":"#REF!"}},"Concreto, L =  m, S = 0 %.","Cota clave eje= 0 msnm.",null,null,null,"","","","","",{"$f":"IF(EV820=\"\",\"\",VLOOKUP(EY820,'Estructura escalonada'!$D$3:$H$953,2))","v":""},"","","","","",""]
[null,null,null,null,null,null,null,null,null,null,null,0,null,0,null,null,null,null,null,null,{"$f":"IF(K823=\"No\",\"\",IF(O823=\"\",YcCi(P823,N823),YcTr(N823,O823,S823)))","v":{"$error":"#VALUE!"}},{"$f":"IF(K823=\"No\",\"\",IF(O823=\"\",Teta1(U823,P823),\"-\"))","v":{"$error":"#VALUE!"}},{"$error":"#VALUE!"},{"$error":"#VALUE!"},{"$f":"IF(K823=\"No\",\"\",IF(O823=\"\",Ynci(P823,N823,R823,T823),YnTr(1,R823,O823,S823,T823,N823)))","v":{"$error":"#VALUE!"}},{"$f":"IF(K823=\"No\",\"\",IF(O823=\"\",Teta1(Y823,P823),\"-\"))","v":{"$error":"#VALUE!"}},{"$f":"IF(K823=\"No\",\"\",IF(O823=\"\",AreaCi(P823,Y823),AreaTr(O823,S823,Y823)))","v":{"$error":"#VALUE!"}},{"$f":"IF(K823=\"No\",\"\",IF(O823=\"\",FrCi(AC823,9.806,Z823,P823),FrTr(AC823,9.806,O823,S823,Y823)))","v":{"$error":"#VALUE!"}},{"$error":"#VALUE!"},null,null,null,null,null,null,null,null,null,null,null,null,null,null,null,0,0,"","","",{"$f":"IF(AD823=\"\",\"\",IF(AE823=1,YcCi(AK823,J823),YcTr(J823,AJ823,AN823)))","v":""},{"$f":"IF(AD823=\"\",\"\",IF(AE823=1,Teta1(AX823,AK823),\"-\"))","v":""},{"$f":"IF(AD823=\"\",\"\",IF(AE823=1,AreaCi(AK823,AX823),AreaTr(AJ823,AN823,AX823)))","v":""},"",{"$f":"IF(AD823=\"\",\"\",IF(AE823=1,Ynci(AK823,J823,AM823,AO823),YnTr(1,AM823,AJ823,AN823,AO823,J823)))","v":""},{"$f":"IF(AD823=\"\",\"\",IF(AE823=1,Teta1(BB823,AK823),\"-\"))","v":""},{"$f":"IF(AD823=\"\",\"\",IF(AE823=1,AreaCi(AK823,BB823),AreaTr(AJ823,AN823,BB823)))","v":""},{"$f":"IF(AD823=\"\",\"\",IF(AE823=1,FrCi(BF823,9.806,BC823,AK823),FrTr(BF823,9.806,AJ823,AN823,BB823)))","v":""},"",{"$f":"IF(AD823=\"\",\"\",IF(AE823=1,LOOKUP(AI823,'Vmáx(material) - Tab.4.3'!$L$2:$L$11,'Vmáx(material) - Tab.4.3'!$M$2:$M$11),LOOKUP(AI823,'Vmáx(material) - Tab.4.3'!$L$15,'Vmáx(material) - Tab.4.3'!$M$15)))","v":""},{"$f":"IF(AD823=\"\",\"\",VLOOKUP($AH823,'Vmáx(material) - Tab.4.3'!$R$35:$X$41,2))","v":""},{"$f":"IF(AD823=\"\",\"\",VLOOKUP($AH823,'Vmáx(material) - Tab.4.3'!$R$35:$X$41,3))","v":""},{"$f":"IF(AD823=\"\",\"\",VLOOKUP($AH823,'Vmáx(material) - Tab.4.3'!$R$35:$X$41,4))","v":""},{"$f":"IF(AD823=\"\",\"\",VLOOKUP($AH823,'Vmáx(material) - Tab.4.3'!$R$35:$X$41,5))","v":""},{"$f":"IF(AD823=\"\",\"\",VLOOKUP($AH823,'Vmáx(material) - Tab.4.3'!$R$35:$X$41,6))","v":""},{"$f":"IF(AD823=\"\",\"\",IF(AD823=\"\",\"\",VLOOKUP($AH823,'Vmáx(material) - Tab.4.3'!$R$35:$X$41,7)))","v":""},{"$f":"IF(AD823=\"\",\"\",IF(AE823=1,FCi(J823,AK823),FTr(J823,AJ823,AK823)))","v":""},"",{"$f":"IF(AD823=\"\",\"\",Hw(BH823,BI823,BJ823,BK823,BL823,BM823,Z,BN823,AO823,AK823))","v":""},"","","","",{"$f":"IF(AD823=\"\",\"\",ho(BT823,AK823,AX823))","v":""},{"$f":"IF(AD823=\"\",\"\",IF(AE823=1,PeriCi(AK823,BB823),PeriTr(AJ823,AN823,BB823)))","v":""},{"$f":"IF(AD823=\"\",\"\",IF(AE823=1,AreaCi(AK823,BB823),AreaTr(AJ823,AN823,BB823)))","v":""},{"$f":"IF(AD823=\"\",\"\",RhCi(BW823,BV823))","v":""},"",{"$f":"IF(AD823=\"\",\"\",hf(AL823,J823,AM823,BW823,BX823))","v":""},{"$f":"IF(AD823=\"\",\"\",LOOKUP(AP823,Tab.4.5!$J$6:$J$27,Tab.4.5!$L$6:$L$27))","v":""},{"$f":"IF(AD823=\"\",\"\",He(CA823,BY823))","v":""},{"$f":"IF(AD823=\"\",\"\",Hs(BY823))","v":""},{"$f":"IF(AD823=\"\",\"\",Hm(BU823,BZ823,CB823,CC823,AL823,AO823))","v":""},"","","","","","",null,null,null,null,null,null,null,null,null,null,null,null,null,null,null,0,0,0,0,0,{"$f":"IF(CK823=\"\",\"\",IF(CL823=1,YcCi(CR823,J823),YcTr(J823,CQ823,CU823)))","v":""},{"$f":"IF(CK823=\"\",\"\",IF(CL823=1,Teta1(DE823,CR823),\"-\"))","v":""},"","",{"$f":"IF(CK823=\"\",\"\",IF(CL823=1,Ynci(CR823,J823,CT823,CV823),YnTr(1,CT823,CQ823,CU823,CV823,J823)))","v":""},{"$f":"IF(CK823=\"\",\"\",IF(CL823=1,Teta1(DI823,CR823),\"-\"))","v":""},{"$f":"IF(CK823=\"\",\"\",IF(CL823=1,AreaCi(CR823,J823),AreaTr(CQ823,CU823,DI823)))","v":""},{"$f":"IF(CK823=\"\",\"\",IF(CL823=1,FrCi(DM823,9.806,DJ823,CR823),FrTr(DM823,9.806,CQ823,CU823,DI823)))","v":""},"",{"$f":"IF(CK823=\"\",\"\",IF(CL823=1,LOOKUP(CP823,'Vmáx(material) - Tab.4.3'!$L$2:$L$11,'Vmáx(material) - Tab.4.3'!$M$2:$M$11),LOOKUP(CP823,'Vmáx(material) - Tab.4.3'!$L$15,'Vmáx(material) - Tab.4.3'!$M$15)))","v":""},{"$f":"IF(CK823=\"\",\"\",VLOOKUP($CO823,'Vmáx(material) - Tab.4.3'!$R$35:$X$41,2))","v":""},{"$f":"IF(CK823=\"\",\"\",VLOOKUP($CO823,'Vmáx(material) - Tab.4.3'!$R$35:$X$41,3))","v":""},{"$f":"IF(CK823=\"\",\"\",VLOOKUP($CO823,'Vmáx(material) - Tab.4.3'!$R$35:$X$41,4))","v":""},{"$f":"IF(CK823=\"\",\"\",VLOOKUP($CO823,'Vmáx(material) - Tab.4.3'!$R$35:$X$41,5))","v":""},{"$f":"IF(CK823=\"\",\"\",VLOOKUP($CO823,'Vmáx(material) - Tab.4.3'!$R$35:$X$41,6))","v":""},{"$f":"IF(CK823=\"\",\"\",IF(CK823=\"\",\"\",VLOOKUP(CO823,'Vmáx(material) - Tab.4.3'!$R$35:$X$41,7)))","v":""},{"$f":"IF(CK823=\"\",\"\",IF(CL823=1,FCi(J823,CR823),FTr(J823,CQ823,CR823)))","v":""},"",{"$f":"IF(CK823=\"\",\"\",Hw(DO823,DP823,DQ823,DR823,DS823,DT823,Z,DU823,CV823,CR823))","v":""},"","","","","",{"$f":"IF(CK823=\"\",\"\",IF(CL823=1,PeriCi(CR823,DI823),PeriTr(CQ823,CU823,DI823)))","v":""},{"$f":"IF(CK823=\"\",\"\",IF(CL823=1,AreaCi(CR823,DI823),AreaTr(CQ823,CU823,DI823)))","v":""},{"$f":"IF(CK823=\"\",\"\",RhCi(DK823,EC823))","v":""},"",{"$f":"IF(CK823=\"\",\"\",hf(CS823,J823,CT823,DK823,EE823))","v":""},{"$f":"IF(CK823=\"\",\"\",LOOKUP(CW823,Tab.4.5!$J$6:$J$27,Tab.4.5!$L$6:$L$27))","v":""},{"$f":"IF(CK823=\"\",\"\",He(EH823,DM823))","v":""},{"$f":"IF(CK823=\"\",\"\",Hs(DM823))","v":""},{"$f":"IF(CK823=\"\",\"\",Hm(EB823,EG823,EI823,EJ823,CS823,CV823))","v":""},"","","","","","","K45+-45000 () ",{"$f":"IF(B823=\"Existe.\",IF(AE823=1,CONCATENATE(#REF!,AK823,\" m.\"),CONCATENATE(#REF!,AJ823,\" m x \",AK823,\" m.\")),IF(CL823=1,CONCATENATE(#REF!,CR823,\" m.\"),CONCATENATE(#REF!,CQ823,\" m x \",CR823,\" m.\")))","v":{"$error":"#REF!"}},"Concreto, L =  m, S = 0 %.","Cota clave eje= 0 msnm.",null,null,null,"","","","","",{"$f":"IF(EV823=\"\",\"\",VLOOKUP(EY823,'Estructura escalonada'!$D$3:$H$953,2))","v":""},"","","","","",""]
[null,null,null,null,null,null,null,null,null,null,null,0,null,0,null,null,null,null,null,null,{"$f":"IF(K827=\"No\",\"\",IF(O827=\"\",YcCi(P827,N827),YcTr(N827,O827,S827)))","v":{"$error":"#VALUE!"}},{"$f":"IF(K827=\"No\",\"\",IF(O827=\"\",Teta1(U827,P827),\"-\"))","v":{"$error":"#VALUE!"}},{"$error":"#VALUE!"},{"$error":"#VALUE!"},{"$f":"IF(K827=\"No\",\"\",IF(O827=\"\",Ynci(P827,N827,R827,T827),YnTr(1,R827,O827,S827,T827,N827)))","v":{"$error":"#VALUE!"}},{"$f":"IF(K827=\"No\",\"\",IF(O827=\"\",Teta1(Y827,P827),\"-\"))","v":{"$error":"#VALUE!"}},{"$f":"IF(K827=\"No\",\"\",IF(O827=\"\",AreaCi(P827,Y827),AreaTr(O827,S827,Y827)))","v":{"$error":"#VALUE!"}},{"$f":"IF(K827=\"No\",\"\",IF(O827=\"\",FrCi(AC827,9.806,Z827,P827),FrTr(AC827,9.806,O827,S827,Y827)))","v":{"$error":"#VALUE!"}},{"$error":"#VALUE!"},null,null,null,null,null,null,null,null,null,null,null,null,null,null,null,0,0,"","","",{"$f":"IF(AD827=\"\",\"\",IF(AE827=1,YcCi(AK827,J827),YcTr(J827,AJ827,AN827)))","v":""},{"$f":"IF(AD827=\"\",\"\",IF(AE827=1,Teta1(AX827,AK827),\"-\"))","v":""},{"$f":"IF(AD827=\"\",\"\",IF(AE827=1,AreaCi(AK827,AX827),AreaTr(AJ827,AN827,AX827)))","v":""},"",{"$f":"IF(AD827=\"\",\"\",IF(AE827=1,Ynci(AK827,J827,AM827,AO827),YnTr(1,AM827,AJ827,AN827,AO827,J827)))","v":""},{"$f":"IF(AD827=\"\",\"\",IF(AE827=1,Teta1(BB827,AK827),\"-\"))","v":""},{"$f":"IF(AD827=\"\",\"\",IF(AE827=1,AreaCi(AK827,BB827),AreaTr(AJ827,AN827,BB827)))","v":""},{"$f":"IF(AD827=\"\",\"\",IF(AE827=1,FrCi(BF827,9.806,BC827,AK827),FrTr(BF827,9.806,AJ827,AN827,BB827)))","v":""},"",{"$f":"IF(AD827=\"\",\"\",IF(AE827=1,LOOKUP(AI827,'Vmáx(material) - Tab.4.3'!$L$2:$L$11,'Vmáx(material) - Tab.4.3'!$M$2:$M$11),LOOKUP(AI827,'Vmáx(material) - Tab.4.3'!$L$15,'Vmáx(material) - Tab.4.3'!$M$15)))","v":""},{"$f":"IF(AD827=\"\",\"\",VLOOKUP($AH827,'Vmáx(material) - Tab.4.3'!$R$35:$X$41,2))","v":""},{"$f":"IF(AD827=\"\",\"\",VLOOKUP($AH827,'Vmáx(material) - Tab.4.3'!$R$35:$X$41,3))","v":""},{"$f":"IF(AD827=\"\",\"\",VLOOKUP($AH827,'Vmáx(material) - Tab.4.3'!$R$35:$X$41,4))","v":""},{"$f":"IF(AD827=\"\",\"\",VLOOKUP($AH827,'Vmáx(material) - Tab.4.3'!$R$35:$X$41,5))","v":""},{"$f":"IF(AD827=\"\",\"\",VLOOKUP($AH827,'Vmáx(material) - Tab.4.3'!$R$35:$X$41,6))","v":""},{"$f":"IF(AD827=\"\",\"\",IF(AD827=\"\",\"\",VLOOKUP($AH827,'Vmáx(material) - Tab.4.3'!$R$35:$X$41,7)))","v":""},{"$f":"IF(AD827=\"\",\"\",IF(AE827=1,FCi(J827,AK827),FTr(J827,AJ827,AK827)))","v":""},"",{"$f":"IF(AD827=\"\",\"\",Hw(BH827,BI827,BJ827,BK827,BL827,BM827,Z,BN827,AO827,AK827))","v":""},"","","","",{"$f":"IF(AD827=\"\",\"\",ho(BT827,AK827,AX827))","v":""},{"$f":"IF(AD827=\"\",\"\",IF(AE827=1,PeriCi(AK827,BB827),PeriTr(AJ827,AN827,BB827)))","v":""},{"$f":"IF(AD827=\"\",\"\",IF(AE827=1,AreaCi(AK827,BB827),AreaTr(AJ827,AN827,BB827)))","v":""},{"$f":"IF(AD827=\"\",\"\",RhCi(BW827,BV827))","v":""},"",{"$f":"IF(AD827=\"\",\"\",hf(AL827,J827,AM827,BW827,BX827))","v":""},{"$f":"IF(AD827=\"\",\"\",LOOKUP(AP827,Tab.4.5!$J$6:$J$27,Tab.4.5!$L$6:$L$27))","v":""},{"$f":"IF(AD827=\"\",\"\",He(CA827,BY827))","v":""},{"$f":"IF(AD827=\"\",\"\",Hs(BY827))","v":""},{"$f":"IF(AD827=\"\",\"\",Hm(BU827,BZ827,CB827,CC827,AL827,AO827))","v":""},"","","","","","",null,null,null,null,null,null,null,null,null,null,null,null,null,null,null,0,0,0,0,0,{"$f":"IF(CK827=\"\",\"\",IF(CL827=1,YcCi(CR827,J827),YcTr(J827,CQ827,CU827)))","v":""},{"$f":"IF(CK827=\"\",\"\",IF(CL827=1,Teta1(DE827,CR827),\"-\"))","v":""},"","",{"$f":"IF(CK827=\"\",\"\",IF(CL827=1,Ynci(CR827,J827,CT827,CV827),YnTr(1,CT827,CQ827,CU827,CV827,J827)))","v":""},{"$f":"IF(CK827=\"\",\"\",IF(CL827=1,Teta1(DI827,CR827),\"-\"))","v":""},{"$f":"IF(CK827=\"\",\"\",IF(CL827=1,AreaCi(CR827,J827),AreaTr(CQ827,CU827,DI827)))","v":""},{"$f":"IF(CK827=\"\",\"\",IF(CL827=1,FrCi(DM827,9.806,DJ827,CR827),FrTr(DM827,9.806,CQ827,CU827,DI827)))","v":""},"",{"$f":"IF(CK827=\"\",\"\",IF(CL827=1,LOOKUP(CP827,'Vmáx(material) - Tab.4.3'!$L$2:$L$11,'Vmáx(material) - Tab.4.3'!$M$2:$M$11),LOOKUP(CP827,'Vmáx(material) - Tab.4.3'!$L$15,'Vmáx(material) - Tab.4.3'!$M$15)))","v":""},{"$f":"IF(CK827=\"\",\"\",VLOOKUP($CO827,'Vmáx(material) - Tab.4.3'!$R$35:$X$41,2))","v":""},{"$f":"IF(CK827=\"\",\"\",VLOOKUP($CO827,'Vmáx(material) - Tab.4.3'!$R$35:$X$41,3))","v":""},{"$f":"IF(CK827=\"\",\"\",VLOOKUP($CO827,'Vmáx(material) - Tab.4.3'!$R$35:$X$41,4))","v":""},{"$f":"IF(CK827=\"\",\"\",VLOOKUP($CO827,'Vmáx(material) - Tab.4.3'!$R$35:$X$41,5))","v":""},{"$f":"IF(CK827=\"\",\"\",VLOOKUP($CO827,'Vmáx(material) - Tab.4.3'!$R$35:$X$41,6))","v":""},{"$f":"IF(CK827=\"\",\"\",IF(CK827=\"\",\"\",VLOOKUP(CO827,'Vmáx(material) - Tab.4.3'!$R$35:$X$41,7)))","v":""},{"$f":"IF(CK827=\"\",\"\",IF(CL827=1,FCi(J827,CR827),FTr(J827,CQ827,CR827)))","v":""},"",{"$f":"IF(CK827=\"\",\"\",Hw(DO827,DP827,DQ827,DR827,DS827,DT827,Z,DU827,CV827,CR827))","v":""},"","","","","",{"$f":"IF(CK827=\"\",\"\",IF(CL827=1,PeriCi(CR827,DI827),PeriTr(CQ827,CU827,DI827)))","v":""},{"$f":"IF(CK827=\"\",\"\",IF(CL827=1,AreaCi(CR827,DI827),AreaTr(CQ827,CU827,DI827)))","v":""},{"$f":"IF(CK827=\"\",\"\",RhCi(DK827,EC827))","v":""},"",{"$f":"IF(CK827=\"\",\"\",hf(CS827,J827,CT827,DK827,EE827))","v":""},{"$f":"IF(CK827=\"\",\"\",LOOKUP(CW827,Tab.4.5!$J$6:$J$27,Tab.4.5!$L$6:$L$27))","v":""},{"$f":"IF(CK827=\"\",\"\",He(EH827,DM827))","v":""},{"$f":"IF(CK827=\"\",\"\",Hs(DM827))","v":""},{"$f":"IF(CK827=\"\",\"\",Hm(EB827,EG827,EI827,EJ827,CS827,CV827))","v":""},"","","","","","","K45+-45000 () ",{"$f":"IF(B827=\"Existe.\",IF(AE827=1,CONCATENATE(#REF!,AK827,\" m.\"),CONCATENATE(#REF!,AJ827,\" m x \",AK827,\" m.\")),IF(CL827=1,CONCATENATE(#REF!,CR827,\" m.\"),CONCATENATE(#REF!,CQ827,\" m x \",CR827,\" m.\")))","v":{"$error":"#REF!"}},"Concreto, L =  m, S = 0 %.","Cota clave eje= 0 msnm.",null,null,null,"","","","","",{"$f":"IF(EV827=\"\",\"\",VLOOKUP(EY827,'Estructura escalonada'!$D$3:$H$953,2))","v":""},"","","","","",""]
[null,null,null,null,null,null,null,null,null,null,null,0,null,0,null,null,null,null,null,null,{"$f":"IF(K830=\"No\",\"\",IF(O830=\"\",YcCi(P830,N830),YcTr(N830,O830,S830)))","v":{"$error":"#VALUE!"}},{"$f":"IF(K830=\"No\",\"\",IF(O830=\"\",Teta1(U830,P830),\"-\"))","v":{"$error":"#VALUE!"}},{"$error":"#VALUE!"},{"$error":"#VALUE!"},{"$f":"IF(K830=\"No\",\"\",IF(O830=\"\",Ynci(P830,N830,R830,T830),YnTr(1,R830,O830,S830,T830,N830)))","v":{"$error":"#VALUE!"}},{"$f":"IF(K830=\"No\",\"\",IF(O830=\"\",Teta1(Y830,P830),\"-\"))","v":{"$error":"#VALUE!"}},{"$f":"IF(K830=\"No\",\"\",IF(O830=\"\",AreaCi(P830,Y830),AreaTr(O830,S830,Y830)))","v":{"$error":"#VALUE!"}},{"$f":"IF(K830=\"No\",\"\",IF(O830=\"\",FrCi(AC830,9.806,Z830,P830),FrTr(AC830,9.806,O830,S830,Y830)))","v":{"$error":"#VALUE!"}},{"$error":"#VALUE!"},null,null,null,null,null,null,null,null,null,null,null,null,null,null,null,0,0,"","","",{"$f":"IF(AD830=\"\",\"\",IF(AE830=1,YcCi(AK830,J830),YcTr(J830,AJ830,AN830)))","v":""},{"$f":"IF(AD830=\"\",\"\",IF(AE830=1,Teta1(AX830,AK830),\"-\"))","v":""},{"$f":"IF(AD830=\"\",\"\",IF(AE830=1,AreaCi(AK830,AX830),AreaTr(AJ830,AN830,AX830)))","v":""},"",{"$f":"IF(AD830=\"\",\"\",IF(AE830=1,Ynci(AK830,J830,AM830,AO830),YnTr(1,AM830,AJ830,AN830,AO830,J830)))","v":""},{"$f":"IF(AD830=\"\",\"\",IF(AE830=1,Teta1(BB830,AK830),\"-\"))","v":""},{"$f":"IF(AD830=\"\",\"\",IF(AE830=1,AreaCi(AK830,BB830),AreaTr(AJ830,AN830,BB830)))","v":""},{"$f":"IF(AD830=\"\",\"\",IF(AE830=1,FrCi(BF830,9.806,BC830,AK830),FrTr(BF830,9.806,AJ830,AN830,BB830)))","v":""},"",{"$f":"IF(AD830=\"\",\"\",IF(AE830=1,LOOKUP(AI830,'Vmáx(material) - Tab.4.3'!$L$2:$L$11,'Vmáx(material) - Tab.4.3'!$M$2:$M$11),LOOKUP(AI830,'Vmáx(material) - Tab.4.3'!$L$15,'Vmáx(material) - Tab.4.3'!$M$15)))","v":""},{"$f":"IF(AD830=\"\",\"\",VLOOKUP($AH830,'Vmáx(material) - Tab.4.3'!$R$35:$X$41,2))","v":""},{"$f":"IF(AD830=\"\",\"\",VLOOKUP($AH830,'Vmáx(material) - Tab.4.3'!$R$35:$X$41,3))","v":""},{"$f":"IF(AD830=\"\",\"\",VLOOKUP($AH830,'Vmáx(material) - Tab.4.3'!$R$35:$X$41,4))","v":""},{"$f":"IF(AD830=\"\",\"\",VLOOKUP($AH830,'Vmáx(material) - Tab.4.3'!$R$35:$X$41,5))","v":""},{"$f":"IF(AD830=\"\",\"\",VLOOKUP($AH830,'Vmáx(material) - Tab.4.3'!$R$35:$X$41,6))","v":""},{"$f":"IF(AD830=\"\",\"\",IF(AD830=\"\",\"\",VLOOKUP($AH830,'Vmáx(material) - Tab.4.3'!$R$35:$X$41,7)))","v":""},{"$f":"IF(AD830=\"\",\"\",IF(AE830=1,FCi(J830,AK830),FTr(J830,AJ830,AK830)))","v":""},"",{"$f":"IF(AD830=\"\",\"\",Hw(BH830,BI830,BJ830,BK830,BL830,BM830,Z,BN830,AO830,AK830))","v":""},"","","","",{"$f":"IF(AD830=\"\",\"\",ho(BT830,AK830,AX830))","v":""},{"$f":"IF(AD830=\"\",\"\",IF(AE830=1,PeriCi(AK830,BB830),PeriTr(AJ830,AN830,BB830)))","v":""},{"$f":"IF(AD830=\"\",\"\",IF(AE830=1,AreaCi(AK830,BB830),AreaTr(AJ830,AN830,BB830)))","v":""},{"$f":"IF(AD830=\"\",\"\",RhCi(BW830,BV830))","v":""},"",{"$f":"IF(AD830=\"\",\"\",hf(AL830,J830,AM830,BW830,BX830))","v":""},{"$f":"IF(AD830=\"\",\"\",LOOKUP(AP830,Tab.4.5!$J$6:$J$27,Tab.4.5!$L$6:$L$27))","v":""},{"$f":"IF(AD830=\"\",\"\",He(CA830,BY830))","v":""},{"$f":"IF(AD830=\"\",\"\",Hs(BY830))","v":""},{"$f":"IF(AD830=\"\",\"\",Hm(BU830,BZ830,CB830,CC830,AL830,AO830))","v":""},"","","","","","",null,null,null,null,null,null,null,null,null,null,null,null,null,null,null,0,0,0,0,0,{"$f":"IF(CK830=\"\",\"\",IF(CL830=1,YcCi(CR830,J830),YcTr(J830,CQ830,CU830)))","v":""},{"$f":"IF(CK830=\"\",\"\",IF(CL830=1,Teta1(DE830,CR830),\"-\"))","v":""},"","",{"$f":"IF(CK830=\"\",\"\",IF(CL830=1,Ynci(CR830,J830,CT830,CV830),YnTr(1,CT830,CQ830,CU830,CV830,J830)))","v":""},{"$f":"IF(CK830=\"\",\"\",IF(CL830=1,Teta1(DI830,CR830),\"-\"))","v":""},{"$f":"IF(CK830=\"\",\"\",IF(CL830=1,AreaCi(CR830,J830),AreaTr(CQ830,CU830,DI830)))","v":""},{"$f":"IF(CK830=\"\",\"\",IF(CL830=1,FrCi(DM830,9.806,DJ830,CR830),FrTr(DM830,9.806,CQ830,CU830,DI830)))","v":""},"",{"$f":"IF(CK830=\"\",\"\",IF(CL830=1,LOOKUP(CP830,'Vmáx(material) - Tab.4.3'!$L$2:$L$11,'Vmáx(material) - Tab.4.3'!$M$2:$M$11),LOOKUP(CP830,'Vmáx(material) - Tab.4.3'!$L$15,'Vmáx(material) - Tab.4.3'!$M$15)))","v":""},{"$f":"IF(CK830=\"\",\"\",VLOOKUP($CO830,'Vmáx(material) - Tab.4.3'!$R$35:$X$41,2))","v":""},{"$f":"IF(CK830=\"\",\"\",VLOOKUP($CO830,'Vmáx(material) - Tab.4.3'!$R$35:$X$41,3))","v":""},{"$f":"IF(CK830=\"\",\"\",VLOOKUP($CO830,'Vmáx(material) - Tab.4.3'!$R$35:$X$41,4))","v":""},{"$f":"IF(CK830=\"\",\"\",VLOOKUP($CO830,'Vmáx(material) - Tab.4.3'!$R$35:$X$41,5))","v":""},{"$f":"IF(CK830=\"\",\"\",VLOOKUP($CO830,'Vmáx(material) - Tab.4.3'!$R$35:$X$41,6))","v":""},{"$f":"IF(CK830=\"\",\"\",IF(CK830=\"\",\"\",VLOOKUP(CO830,'Vmáx(material) - Tab.4.3'!$R$35:$X$41,7)))","v":""},{"$f":"IF(CK830=\"\",\"\",IF(CL830=1,FCi(J830,CR830),FTr(J830,CQ830,CR830)))","v":""},"",{"$f":"IF(CK830=\"\",\"\",Hw(DO830,DP830,DQ830,DR830,DS830,DT830,Z,DU830,CV830,CR830))","v":""},"","","","","",{"$f":"IF(CK830=\"\",\"\",IF(CL830=1,PeriCi(CR830,DI830),PeriTr(CQ830,CU830,DI830)))","v":""},{"$f":"IF(CK830=\"\",\"\",IF(CL830=1,AreaCi(CR830,DI830),AreaTr(CQ830,CU830,DI830)))","v":""},{"$f":"IF(CK830=\"\",\"\",RhCi(DK830,EC830))","v":""},"",{"$f":"IF(CK830=\"\",\"\",hf(CS830,J830,CT830,DK830,EE830))","v":""},{"$f":"IF(CK830=\"\",\"\",LOOKUP(CW830,Tab.4.5!$J$6:$J$27,Tab.4.5!$L$6:$L$27))","v":""},{"$f":"IF(CK830=\"\",\"\",He(EH830,DM830))","v":""},{"$f":"IF(CK830=\"\",\"\",Hs(DM830))","v":""},{"$f":"IF(CK830=\"\",\"\",Hm(EB830,EG830,EI830,EJ830,CS830,CV830))","v":""},"","","","","","","K45+-45000 () ",{"$f":"IF(B830=\"Existe.\",IF(AE830=1,CONCATENATE(#REF!,AK830,\" m.\"),CONCATENATE(#REF!,AJ830,\" m x \",AK830,\" m.\")),IF(CL830=1,CONCATENATE(#REF!,CR830,\" m.\"),CONCATENATE(#REF!,CQ830,\" m x \",CR830,\" m.\")))","v":{"$error":"#REF!"}},"Concreto, L =  m, S = 0 %.","Cota clave eje= 0 msnm.",null,null,null,"","","","","",{"$f":"IF(EV830=\"\",\"\",VLOOKUP(EY830,'Estructura escalonada'!$D$3:$H$953,2))","v":""},"","","","","",""]
[null,null,null,null,null,null,null,null,null,null,null,0,null,0,null,null,null,null,null,null,{"$f":"IF(K831=\"No\",\"\",IF(O831=\"\",YcCi(P831,N831),YcTr(N831,O831,S831)))","v":{"$error":"#VALUE!"}},{"$f":"IF(K831=\"No\",\"\",IF(O831=\"\",Teta1(U831,P831),\"-\"))","v":{"$error":"#VALUE!"}},{"$error":"#VALUE!"},{"$error":"#VALUE!"},{"$f":"IF(K831=\"No\",\"\",IF(O831=\"\",Ynci(P831,N831,R831,T831),YnTr(1,R831,O831,S831,T831,N831)))","v":{"$error":"#VALUE!"}},{"$f":"IF(K831=\"No\",\"\",IF(O831=\"\",Teta1(Y831,P831),\"-\"))","v":{"$error":"#VALUE!"}},{"$f":"IF(K831=\"No\",\"\",IF(O831=\"\",AreaCi(P831,Y831),AreaTr(O831,S831,Y831)))","v":{"$error":"#VALUE!"}},{"$f":"IF(K831=\"No\",\"\",IF(O831=\"\",FrCi(AC831,9.806,Z831,P831),FrTr(AC831,9.806,O831,S831,Y831)))","v":{"$error":"#VALUE!"}},{"$error":"#VALUE!"},null,null,null,null,null,null,null,null,null,null,null,null,null,null,null,0,0,"","","",{"$f":"IF(AD831=\"\",\"\",IF(AE831=1,YcCi(AK831,J831),YcTr(J831,AJ831,AN831)))","v":""},{"$f":"IF(AD831=\"\",\"\",IF(AE831=1,Teta1(AX831,AK831),\"-\"))","v":""},{"$f":"IF(AD831=\"\",\"\",IF(AE831=1,AreaCi(AK831,AX831),AreaTr(AJ831,AN831,AX831)))","v":""},"",{"$f":"IF(AD831=\"\",\"\",IF(AE831=1,Ynci(AK831,J831,AM831,AO831),YnTr(1,AM831,AJ831,AN831,AO831,J831)))","v":""},{"$f":"IF(AD831=\"\",\"\",IF(AE831=1,Teta1(BB831,AK831),\"-\"))","v":""},{"$f":"IF(AD831=\"\",\"\",IF(AE831=1,AreaCi(AK831,BB831),AreaTr(AJ831,AN831,BB831)))","v":""},{"$f":"IF(AD831=\"\",\"\",IF(AE831=1,FrCi(BF831,9.806,BC831,AK831),FrTr(BF831,9.806,AJ831,AN831,BB831)))","v":""},"",{"$f":"IF(AD831=\"\",\"\",IF(AE831=1,LOOKUP(AI831,'Vmáx(material) - Tab.4.3'!$L$2:$L$11,'Vmáx(material) - Tab.4.3'!$M$2:$M$11),LOOKUP(AI831,'Vmáx(material) - Tab.4.3'!$L$15,'Vmáx(material) - Tab.4.3'!$M$15)))","v":""},{"$f":"IF(AD831=\"\",\"\",VLOOKUP($AH831,'Vmáx(material) - Tab.4.3'!$R$35:$X$41,2))","v":""},{"$f":"IF(AD831=\"\",\"\",VLOOKUP($AH831,'Vmáx(material) - Tab.4.3'!$R$35:$X$41,3))","v":""},{"$f":"IF(AD831=\"\",\"\",VLOOKUP($AH831,'Vmáx(material) - Tab.4.3'!$R$35:$X$41,4))","v":""},{"$f":"IF(AD831=\"\",\"\",VLOOKUP($AH831,'Vmáx(material) - Tab.4.3'!$R$35:$X$41,5))","v":""},{"$f":"IF(AD831=\"\",\"\",VLOOKUP($AH831,'Vmáx(material) - Tab.4.3'!$R$35:$X$41,6))","v":""},{"$f":"IF(AD831=\"\",\"\",IF(AD831=\"\",\"\",VLOOKUP($AH831,'Vmáx(material) - Tab.4.3'!$R$35:$X$41,7)))","v":""},{"$f":"IF(AD831=\"\",\"\",IF(AE831=1,FCi(J831,AK831),FTr(J831,AJ831,AK831)))","v":""},"",{"$f":"IF(AD831=\"\",\"\",Hw(BH831,BI831,BJ831,BK831,BL831,BM831,Z,BN831,AO831,AK831))","v":""},"","","","",{"$f":"IF(AD831=\"\",\"\",ho(BT831,AK831,AX831))","v":""},{"$f":"IF(AD831=\"\",\"\",IF(AE831=1,PeriCi(AK831,BB831),PeriTr(AJ831,AN831,BB831)))","v":""},{"$f":"IF(AD831=\"\",\"\",IF(AE831=1,AreaCi(AK831,BB831),AreaTr(AJ831,AN831,BB831)))","v":""},{"$f":"IF(AD831=\"\",\"\",RhCi(BW831,BV831))","v":""},"",{"$f":"IF(AD831=\"\",\"\",hf(AL831,J831,AM831,BW831,BX831))","v":""},{"$f":"IF(AD831=\"\",\"\",LOOKUP(AP831,Tab.4.5!$J$6:$J$27,Tab.4.5!$L$6:$L$27))","v":""},{"$f":"IF(AD831=\"\",\"\",He(CA831,BY831))","v":""},{"$f":"IF(AD831=\"\",\"\",Hs(BY831))","v":""},{"$f":"IF(AD831=\"\",\"\",Hm(BU831,BZ831,CB831,CC831,AL831,AO831))","v":""},"","","","","","",null,null,null,null,null,null,null,null,null,null,null,null,null,null,null,0,0,0,0,0,{"$f":"IF(CK831=\"\",\"\",IF(CL831=1,YcCi(CR831,J831),YcTr(J831,CQ831,CU831)))","v":""},{"$f":"IF(CK831=\"\",\"\",IF(CL831=1,Teta1(DE831,CR831),\"-\"))","v":""},"","",{"$f":"IF(CK831=\"\",\"\",IF(CL831=1,Ynci(CR831,J831,CT831,CV831),YnTr(1,CT831,CQ831,CU831,CV831,J831)))","v":""},{"$f":"IF(CK831=\"\",\"\",IF(CL831=1,Teta1(DI831,CR831),\"-\"))","v":""},{"$f":"IF(CK831=\"\",\"\",IF(CL831=1,AreaCi(CR831,J831),AreaTr(CQ831,CU831,DI831)))","v":""},{"$f":"IF(CK831=\"\",\"\",IF(CL831=1,FrCi(DM831,9.806,DJ831,CR831),FrTr(DM831,9.806,CQ831,CU831,DI831)))","v":""},"",{"$f":"IF(CK831=\"\",\"\",IF(CL831=1,LOOKUP(CP831,'Vmáx(material) - Tab.4.3'!$L$2:$L$11,'Vmáx(material) - Tab.4.3'!$M$2:$M$11),LOOKUP(CP831,'Vmáx(material) - Tab.4.3'!$L$15,'Vmáx(material) - Tab.4.3'!$M$15)))","v":""},{"$f":"IF(CK831=\"\",\"\",VLOOKUP($CO831,'Vmáx(material) - Tab.4.3'!$R$35:$X$41,2))","v":""},{"$f":"IF(CK831=\"\",\"\",VLOOKUP($CO831,'Vmáx(material) - Tab.4.3'!$R$35:$X$41,3))","v":""},{"$f":"IF(CK831=\"\",\"\",VLOOKUP($CO831,'Vmáx(material) - Tab.4.3'!$R$35:$X$41,4))","v":""},{"$f":"IF(CK831=\"\",\"\",VLOOKUP($CO831,'Vmáx(material) - Tab.4.3'!$R$35:$X$41,5))","v":""},{"$f":"IF(CK831=\"\",\"\",VLOOKUP($CO831,'Vmáx(material) - Tab.4.3'!$R$35:$X$41,6))","v":""},{"$f":"IF(CK831=\"\",\"\",IF(CK831=\"\",\"\",VLOOKUP(CO831,'Vmáx(material) - Tab.4.3'!$R$35:$X$41,7)))","v":""},{"$f":"IF(CK831=\"\",\"\",IF(CL831=1,FCi(J831,CR831),FTr(J831,CQ831,CR831)))","v":""},"",{"$f":"IF(CK831=\"\",\"\",Hw(DO831,DP831,DQ831,DR831,DS831,DT831,Z,DU831,CV831,CR831))","v":""},"","","","","",{"$f":"IF(CK831=\"\",\"\",IF(CL831=1,PeriCi(CR831,DI831),PeriTr(CQ831,CU831,DI831)))","v":""},{"$f":"IF(CK831=\"\",\"\",IF(CL831=1,AreaCi(CR831,DI831),AreaTr(CQ831,CU831,DI831)))","v":""},{"$f":"IF(CK831=\"\",\"\",RhCi(DK831,EC831))","v":""},"",{"$f":"IF(CK831=\"\",\"\",hf(CS831,J831,CT831,DK831,EE831))","v":""},{"$f":"IF(CK831=\"\",\"\",LOOKUP(CW831,Tab.4.5!$J$6:$J$27,Tab.4.5!$L$6:$L$27))","v":""},{"$f":"IF(CK831=\"\",\"\",He(EH831,DM831))","v":""},{"$f":"IF(CK831=\"\",\"\",Hs(DM831))","v":""},{"$f":"IF(CK831=\"\",\"\",Hm(EB831,EG831,EI831,EJ831,CS831,CV831))","v":""},"","","","","","","K45+-45000 () ",{"$f":"IF(B831=\"Existe.\",IF(AE831=1,CONCATENATE(#REF!,AK831,\" m.\"),CONCATENATE(#REF!,AJ831,\" m x \",AK831,\" m.\")),IF(CL831=1,CONCATENATE(#REF!,CR831,\" m.\"),CONCATENATE(#REF!,CQ831,\" m x \",CR831,\" m.\")))","v":{"$error":"#REF!"}},"Concreto, L =  m, S = 0 %.","Cota clave eje= 0 msnm.",null,null,null,"","","","","",{"$f":"IF(EV831=\"\",\"\",VLOOKUP(EY831,'Estructura escalonada'!$D$3:$H$953,2))","v":""},"","","","","",""]
[null,null,null,null,null,null,null,null,null,null,null,0,null,0,null,null,null,null,null,null,{"$f":"IF(K833=\"No\",\"\",IF(O833=\"\",YcCi(P833,N833),YcTr(N833,O833,S833)))","v":{"$error":"#VALUE!"}},{"$f":"IF(K833=\"No\",\"\",IF(O833=\"\",Teta1(U833,P833),\"-\"))","v":{"$error":"#VALUE!"}},{"$error":"#VALUE!"},{"$error":"#VALUE!"},{"$f":"IF(K833=\"No\",\"\",IF(O833=\"\",Ynci(P833,N833,R833,T833),YnTr(1,R833,O833,S833,T833,N833)))","v":{"$error":"#VALUE!"}},{"$f":"IF(K833=\"No\",\"\",IF(O833=\"\",Teta1(Y833,P833),\"-\"))","v":{"$error":"#VALUE!"}},{"$f":"IF(K833=\"No\",\"\",IF(O833=\"\",AreaCi(P833,Y833),AreaTr(O833,S833,Y833)))","v":{"$error":"#VALUE!"}},{"$f":"IF(K833=\"No\",\"\",IF(O833=\"\",FrCi(AC833,9.806,Z833,P833),FrTr(AC833,9.806,O833,S833,Y833)))","v":{"$error":"#VALUE!"}},{"$error":"#VALUE!"},null,null,null,null,null,null,null,null,null,null,null,null,null,null,null,0,0,"","","",{"$f":"IF(AD833=\"\",\"\",IF(AE833=1,YcCi(AK833,J833),YcTr(J833,AJ833,AN833)))","v":""},{"$f":"IF(AD833=\"\",\"\",IF(AE833=1,Teta1(AX833,AK833),\"-\"))","v":""},{"$f":"IF(AD833=\"\",\"\",IF(AE833=1,AreaCi(AK833,AX833),AreaTr(AJ833,AN833,AX833)))","v":""},"",{"$f":"IF(AD833=\"\",\"\",IF(AE833=1,Ynci(AK833,J833,AM833,AO833),YnTr(1,AM833,AJ833,AN833,AO833,J833)))","v":""},{"$f":"IF(AD833=\"\",\"\",IF(AE833=1,Teta1(BB833,AK833),\"-\"))","v":""},{"$f":"IF(AD833=\"\",\"\",IF(AE833=1,AreaCi(AK833,BB833),AreaTr(AJ833,AN833,BB833)))","v":""},{"$f":"IF(AD833=\"\",\"\",IF(AE833=1,FrCi(BF833,9.806,BC833,AK833),FrTr(BF833,9.806,AJ833,AN833,BB833)))","v":""},"",{"$f":"IF(AD833=\"\",\"\",IF(AE833=1,LOOKUP(AI833,'Vmáx(material) - Tab.4.3'!$L$2:$L$11,'Vmáx(material) - Tab.4.3'!$M$2:$M$11),LOOKUP(AI833,'Vmáx(material) - Tab.4.3'!$L$15,'Vmáx(material) - Tab.4.3'!$M$15)))","v":""},{"$f":"IF(AD833=\"\",\"\",VLOOKUP($AH833,'Vmáx(material) - Tab.4.3'!$R$35:$X$41,2))","v":""},{"$f":"IF(AD833=\"\",\"\",VLOOKUP($AH833,'Vmáx(material) - Tab.4.3'!$R$35:$X$41,3))","v":""},{"$f":"IF(AD833=\"\",\"\",VLOOKUP($AH833,'Vmáx(material) - Tab.4.3'!$R$35:$X$41,4))","v":""},{"$f":"IF(AD833=\"\",\"\",VLOOKUP($AH833,'Vmáx(material) - Tab.4.3'!$R$35:$X$41,5))","v":""},{"$f":"IF(AD833=\"\",\"\",VLOOKUP($AH833,'Vmáx(material) - Tab.4.3'!$R$35:$X$41,6))","v":""},{"$f":"IF(AD833=\"\",\"\",IF(AD833=\"\",\"\",VLOOKUP($AH833,'Vmáx(material) - Tab.4.3'!$R$35:$X$41,7)))","v":""},{"$f":"IF(AD833=\"\",\"\",IF(AE833=1,FCi(J833,AK833),FTr(J833,AJ833,AK833)))","v":""},"",{"$f":"IF(AD833=\"\",\"\",Hw(BH833,BI833,BJ833,BK833,BL833,BM833,Z,BN833,AO833,AK833))","v":""},"","","","",{"$f":"IF(AD833=\"\",\"\",ho(BT833,AK833,AX833))","v":""},{"$f":"IF(AD833=\"\",\"\",IF(AE833=1,PeriCi(AK833,BB833),PeriTr(AJ833,AN833,BB833)))","v":""},{"$f":"IF(AD833=\"\",\"\",IF(AE833=1,AreaCi(AK833,BB833),AreaTr(AJ833,AN833,BB833)))","v":""},{"$f":"IF(AD833=\"\",\"\",RhCi(BW833,BV833))","v":""},"",{"$f":"IF(AD833=\"\",\"\",hf(AL833,J833,AM833,BW833,BX833))","v":""},{"$f":"IF(AD833=\"\",\"\",LOOKUP(AP833,Tab.4.5!$J$6:$J$27,Tab.4.5!$L$6:$L$27))","v":""},{"$f":"IF(AD833=\"\",\"\",He(CA833,BY833))","v":""},{"$f":"IF(AD833=\"\",\"\",Hs(BY833))","v":""},{"$f":"IF(AD833=\"\",\"\",Hm(BU833,BZ833,CB833,CC833,AL833,AO833))","v":""},"","","","","","",null,null,null,null,null,null,null,null,null,null,null,null,null,null,null,0,0,0,0,0,{"$f":"IF(CK833=\"\",\"\",IF(CL833=1,YcCi(CR833,J833),YcTr(J833,CQ833,CU833)))","v":""},{"$f":"IF(CK833=\"\",\"\",IF(CL833=1,Teta1(DE833,CR833),\"-\"))","v":""},"","",{"$f":"IF(CK833=\"\",\"\",IF(CL833=1,Ynci(CR833,J833,CT833,CV833),YnTr(1,CT833,CQ833,CU833,CV833,J833)))","v":""},{"$f":"IF(CK833=\"\",\"\",IF(CL833=1,Teta1(DI833,CR833),\"-\"))","v":""},{"$f":"IF(CK833=\"\",\"\",IF(CL833=1,AreaCi(CR833,J833),AreaTr(CQ833,CU833,DI833)))","v":""},{"$f":"IF(CK833=\"\",\"\",IF(CL833=1,FrCi(DM833,9.806,DJ833,CR833),FrTr(DM833,9.806,CQ833,CU833,DI833)))","v":""},"",{"$f":"IF(CK833=\"\",\"\",IF(CL833=1,LOOKUP(CP833,'Vmáx(material) - Tab.4.3'!$L$2:$L$11,'Vmáx(material) - Tab.4.3'!$M$2:$M$11),LOOKUP(CP833,'Vmáx(material) - Tab.4.3'!$L$15,'Vmáx(material) - Tab.4.3'!$M$15)))","v":""},{"$f":"IF(CK833=\"\",\"\",VLOOKUP($CO833,'Vmáx(material) - Tab.4.3'!$R$35:$X$41,2))","v":""},{"$f":"IF(CK833=\"\",\"\",VLOOKUP($CO833,'Vmáx(material) - Tab.4.3'!$R$35:$X$41,3))","v":""},{"$f":"IF(CK833=\"\",\"\",VLOOKUP($CO833,'Vmáx(material) - Tab.4.3'!$R$35:$X$41,4))","v":""},{"$f":"IF(CK833=\"\",\"\",VLOOKUP($CO833,'Vmáx(material) - Tab.4.3'!$R$35:$X$41,5))","v":""},{"$f":"IF(CK833=\"\",\"\",VLOOKUP($CO833,'Vmáx(material) - Tab.4.3'!$R$35:$X$41,6))","v":""},{"$f":"IF(CK833=\"\",\"\",IF(CK833=\"\",\"\",VLOOKUP(CO833,'Vmáx(material) - Tab.4.3'!$R$35:$X$41,7)))","v":""},{"$f":"IF(CK833=\"\",\"\",IF(CL833=1,FCi(J833,CR833),FTr(J833,CQ833,CR833)))","v":""},"",{"$f":"IF(CK833=\"\",\"\",Hw(DO833,DP833,DQ833,DR833,DS833,DT833,Z,DU833,CV833,CR833))","v":""},"","","","","",{"$f":"IF(CK833=\"\",\"\",IF(CL833=1,PeriCi(CR833,DI833),PeriTr(CQ833,CU833,DI833)))","v":""},{"$f":"IF(CK833=\"\",\"\",IF(CL833=1,AreaCi(CR833,DI833),AreaTr(CQ833,CU833,DI833)))","v":""},{"$f":"IF(CK833=\"\",\"\",RhCi(DK833,EC833))","v":""},"",{"$f":"IF(CK833=\"\",\"\",hf(CS833,J833,CT833,DK833,EE833))","v":""},{"$f":"IF(CK833=\"\",\"\",LOOKUP(CW833,Tab.4.5!$J$6:$J$27,Tab.4.5!$L$6:$L$27))","v":""},{"$f":"IF(CK833=\"\",\"\",He(EH833,DM833))","v":""},{"$f":"IF(CK833=\"\",\"\",Hs(DM833))","v":""},{"$f":"IF(CK833=\"\",\"\",Hm(EB833,EG833,EI833,EJ833,CS833,CV833))","v":""},"","","","","","","K45+-45000 () ",{"$f":"IF(B833=\"Existe.\",IF(AE833=1,CONCATENATE(#REF!,AK833,\" m.\"),CONCATENATE(#REF!,AJ833,\" m x \",AK833,\" m.\")),IF(CL833=1,CONCATENATE(#REF!,CR833,\" m.\"),CONCATENATE(#REF!,CQ833,\" m x \",CR833,\" m.\")))","v":{"$error":"#REF!"}},"Concreto, L =  m, S = 0 %.","Cota clave eje= 0 msnm.",null,null,null,"","","","","",{"$f":"IF(EV833=\"\",\"\",VLOOKUP(EY833,'Estructura escalonada'!$D$3:$H$953,2))","v":""},"","","","","",""]
[null,null,null,null,null,null,null,null,null,null,null,0,null,0,null,null,null,null,null,null,{"$f":"IF(K836=\"No\",\"\",IF(O836=\"\",YcCi(P836,N836),YcTr(N836,O836,S836)))","v":{"$error":"#VALUE!"}},{"$f":"IF(K836=\"No\",\"\",IF(O836=\"\",Teta1(U836,P836),\"-\"))","v":{"$error":"#VALUE!"}},{"$error":"#VALUE!"},{"$error":"#VALUE!"},{"$f":"IF(K836=\"No\",\"\",IF(O836=\"\",Ynci(P836,N836,R836,T836),YnTr(1,R836,O836,S836,T836,N836)))","v":{"$error":"#VALUE!"}},{"$f":"IF(K836=\"No\",\"\",IF(O836=\"\",Teta1(Y836,P836),\"-\"))","v":{"$error":"#VALUE!"}},{"$f":"IF(K836=\"No\",\"\",IF(O836=\"\",AreaCi(P836,Y836),AreaTr(O836,S836,Y836)))","v":{"$error":"#VALUE!"}},{"$f":"IF(K836=\"No\",\"\",IF(O836=\"\",FrCi(AC836,9.806,Z836,P836),FrTr(AC836,9.806,O836,S836,Y836)))","v":{"$error":"#VALUE!"}},{"$error":"#VALUE!"},null,null,null,null,null,null,null,null,null,null,null,null,null,null,null,0,0,"","","",{"$f":"IF(AD836=\"\",\"\",IF(AE836=1,YcCi(AK836,J836),YcTr(J836,AJ836,AN836)))","v":""},{"$f":"IF(AD836=\"\",\"\",IF(AE836=1,Teta1(AX836,AK836),\"-\"))","v":""},{"$f":"IF(AD836=\"\",\"\",IF(AE836=1,AreaCi(AK836,AX836),AreaTr(AJ836,AN836,AX836)))","v":""},"",{"$f":"IF(AD836=\"\",\"\",IF(AE836=1,Ynci(AK836,J836,AM836,AO836),YnTr(1,AM836,AJ836,AN836,AO836,J836)))","v":""},{"$f":"IF(AD836=\"\",\"\",IF(AE836=1,Teta1(BB836,AK836),\"-\"))","v":""},{"$f":"IF(AD836=\"\",\"\",IF(AE836=1,AreaCi(AK836,BB836),AreaTr(AJ836,AN836,BB836)))","v":""},{"$f":"IF(AD836=\"\",\"\",IF(AE836=1,FrCi(BF836,9.806,BC836,AK836),FrTr(BF836,9.806,AJ836,AN836,BB836)))","v":""},"",{"$f":"IF(AD836=\"\",\"\",IF(AE836=1,LOOKUP(AI836,'Vmáx(material) - Tab.4.3'!$L$2:$L$11,'Vmáx(material) - Tab.4.3'!$M$2:$M$11),LOOKUP(AI836,'Vmáx(material) - Tab.4.3'!$L$15,'Vmáx(material) - Tab.4.3'!$M$15)))","v":""},{"$f":"IF(AD836=\"\",\"\",VLOOKUP($AH836,'Vmáx(material) - Tab.4.3'!$R$35:$X$41,2))","v":""},{"$f":"IF(AD836=\"\",\"\",VLOOKUP($AH836,'Vmáx(material) - Tab.4.3'!$R$35:$X$41,3))","v":""},{"$f":"IF(AD836=\"\",\"\",VLOOKUP($AH836,'Vmáx(material) - Tab.4.3'!$R$35:$X$41,4))","v":""},{"$f":"IF(AD836=\"\",\"\",VLOOKUP($AH836,'Vmáx(material) - Tab.4.3'!$R$35:$X$41,5))","v":""},{"$f":"IF(AD836=\"\",\"\",VLOOKUP($AH836,'Vmáx(material) - Tab.4.3'!$R$35:$X$41,6))","v":""},{"$f":"IF(AD836=\"\",\"\",IF(AD836=\"\",\"\",VLOOKUP($AH836,'Vmáx(material) - Tab.4.3'!$R$35:$X$41,7)))","v":""},{"$f":"IF(AD836=\"\",\"\",IF(AE836=1,FCi(J836,AK836),FTr(J836,AJ836,AK836)))","v":""},"",{"$f":"IF(AD836=\"\",\"\",Hw(BH836,BI836,BJ836,BK836,BL836,BM836,Z,BN836,AO836,AK836))","v":""},"","","","",{"$f":"IF(AD836=\"\",\"\",ho(BT836,AK836,AX836))","v":""},{"$f":"IF(AD836=\"\",\"\",IF(AE836=1,PeriCi(AK836,BB836),PeriTr(AJ836,AN836,BB836)))","v":""},{"$f":"IF(AD836=\"\",\"\",IF(AE836=1,AreaCi(AK836,BB836),AreaTr(AJ836,AN836,BB836)))","v":""},{"$f":"IF(AD836=\"\",\"\",RhCi(BW836,BV836))","v":""},"",{"$f":"IF(AD836=\"\",\"\",hf(AL836,J836,AM836,BW836,BX836))","v":""},{"$f":"IF(AD836=\"\",\"\",LOOKUP(AP836,Tab.4.5!$J$6:$J$27,Tab.4.5!$L$6:$L$27))","v":""},{"$f":"IF(AD836=\"\",\"\",He(CA836,BY836))","v":""},{"$f":"IF(AD836=\"\",\"\",Hs(BY836))","v":""},{"$f":"IF(AD836=\"\",\"\",Hm(BU836,BZ836,CB836,CC836,AL836,AO836))","v":""},"","","","","","",null,null,null,null,null,null,null,null,null,null,null,null,null,null,null,0,0,0,0,0,{"$f":"IF(CK836=\"\",\"\",IF(CL836=1,YcCi(CR836,J836),YcTr(J836,CQ836,CU836)))","v":""},{"$f":"IF(CK836=\"\",\"\",IF(CL836=1,Teta1(DE836,CR836),\"-\"))","v":""},"","",{"$f":"IF(CK836=\"\",\"\",IF(CL836=1,Ynci(CR836,J836,CT836,CV836),YnTr(1,CT836,CQ836,CU836,CV836,J836)))","v":""},{"$f":"IF(CK836=\"\",\"\",IF(CL836=1,Teta1(DI836,CR836),\"-\"))","v":""},{"$f":"IF(CK836=\"\",\"\",IF(CL836=1,AreaCi(CR836,J836),AreaTr(CQ836,CU836,DI836)))","v":""},{"$f":"IF(CK836=\"\",\"\",IF(CL836=1,FrCi(DM836,9.806,DJ836,CR836),FrTr(DM836,9.806,CQ836,CU836,DI836)))","v":""},"",{"$f":"IF(CK836=\"\",\"\",IF(CL836=1,LOOKUP(CP836,'Vmáx(material) - Tab.4.3'!$L$2:$L$11,'Vmáx(material) - Tab.4.3'!$M$2:$M$11),LOOKUP(CP836,'Vmáx(material) - Tab.4.3'!$L$15,'Vmáx(material) - Tab.4.3'!$M$15)))","v":""},{"$f":"IF(CK836=\"\",\"\",VLOOKUP($CO836,'Vmáx(material) - Tab.4.3'!$R$35:$X$41,2))","v":""},{"$f":"IF(CK836=\"\",\"\",VLOOKUP($CO836,'Vmáx(material) - Tab.4.3'!$R$35:$X$41,3))","v":""},{"$f":"IF(CK836=\"\",\"\",VLOOKUP($CO836,'Vmáx(material) - Tab.4.3'!$R$35:$X$41,4))","v":""},{"$f":"IF(CK836=\"\",\"\",VLOOKUP($CO836,'Vmáx(material) - Tab.4.3'!$R$35:$X$41,5))","v":""},{"$f":"IF(CK836=\"\",\"\",VLOOKUP($CO836,'Vmáx(material) - Tab.4.3'!$R$35:$X$41,6))","v":""},{"$f":"IF(CK836=\"\",\"\",IF(CK836=\"\",\"\",VLOOKUP(CO836,'Vmáx(material) - Tab.4.3'!$R$35:$X$41,7)))","v":""},{"$f":"IF(CK836=\"\",\"\",IF(CL836=1,FCi(J836,CR836),FTr(J836,CQ836,CR836)))","v":""},"",{"$f":"IF(CK836=\"\",\"\",Hw(DO836,DP836,DQ836,DR836,DS836,DT836,Z,DU836,CV836,CR836))","v":""},"","","","","",{"$f":"IF(CK836=\"\",\"\",IF(CL836=1,PeriCi(CR836,DI836),PeriTr(CQ836,CU836,DI836)))","v":""},{"$f":"IF(CK836=\"\",\"\",IF(CL836=1,AreaCi(CR836,DI836),AreaTr(CQ836,CU836,DI836)))","v":""},{"$f":"IF(CK836=\"\",\"\",RhCi(DK836,EC836))","v":""},"",{"$f":"IF(CK836=\"\",\"\",hf(CS836,J836,CT836,DK836,EE836))","v":""},{"$f":"IF(CK836=\"\",\"\",LOOKUP(CW836,Tab.4.5!$J$6:$J$27,Tab.4.5!$L$6:$L$27))","v":""},{"$f":"IF(CK836=\"\",\"\",He(EH836,DM836))","v":""},{"$f":"IF(CK836=\"\",\"\",Hs(DM836))","v":""},{"$f":"IF(CK836=\"\",\"\",Hm(EB836,EG836,EI836,EJ836,CS836,CV836))","v":""},"","","","","","","K45+-45000 () ",{"$f":"IF(B836=\"Existe.\",IF(AE836=1,CONCATENATE(#REF!,AK836,\" m.\"),CONCATENATE(#REF!,AJ836,\" m x \",AK836,\" m.\")),IF(CL836=1,CONCATENATE(#REF!,CR836,\" m.\"),CONCATENATE(#REF!,CQ836,\" m x \",CR836,\" m.\")))","v":{"$error":"#REF!"}},"Concreto, L =  m, S = 0 %.","Cota clave eje= 0 msnm.",null,null,null,"","","","","",{"$f":"IF(EV836=\"\",\"\",VLOOKUP(EY836,'Estructura escalonada'!$D$3:$H$953,2))","v":""},"","","","","",""]
[null,null,null,null,null,null,null,null,null,null,null,0,null,0,null,null,null,null,null,null,{"$f":"IF(K839=\"No\",\"\",IF(O839=\"\",YcCi(P839,N839),YcTr(N839,O839,S839)))","v":{"$error":"#VALUE!"}},{"$f":"IF(K839=\"No\",\"\",IF(O839=\"\",Teta1(U839,P839),\"-\"))","v":{"$error":"#VALUE!"}},{"$error":"#VALUE!"},{"$error":"#VALUE!"},{"$f":"IF(K839=\"No\",\"\",IF(O839=\"\",Ynci(P839,N839,R839,T839),YnTr(1,R839,O839,S839,T839,N839)))","v":{"$error":"#VALUE!"}},{"$f":"IF(K839=\"No\",\"\",IF(O839=\"\",Teta1(Y839,P839),\"-\"))","v":{"$error":"#VALUE!"}},{"$f":"IF(K839=\"No\",\"\",IF(O839=\"\",AreaCi(P839,Y839),AreaTr(O839,S839,Y839)))","v":{"$error":"#VALUE!"}},{"$f":"IF(K839=\"No\",\"\",IF(O839=\"\",FrCi(AC839,9.806,Z839,P839),FrTr(AC839,9.806,O839,S839,Y839)))","v":{"$error":"#VALUE!"}},{"$error":"#VALUE!"},null,null,null,null,null,null,null,null,null,null,null,null,null,null,null,0,0,"","","",{"$f":"IF(AD839=\"\",\"\",IF(AE839=1,YcCi(AK839,J839),YcTr(J839,AJ839,AN839)))","v":""},{"$f":"IF(AD839=\"\",\"\",IF(AE839=1,Teta1(AX839,AK839),\"-\"))","v":""},{"$f":"IF(AD839=\"\",\"\",IF(AE839=1,AreaCi(AK839,AX839),AreaTr(AJ839,AN839,AX839)))","v":""},"",{"$f":"IF(AD839=\"\",\"\",IF(AE839=1,Ynci(AK839,J839,AM839,AO839),YnTr(1,AM839,AJ839,AN839,AO839,J839)))","v":""},{"$f":"IF(AD839=\"\",\"\",IF(AE839=1,Teta1(BB839,AK839),\"-\"))","v":""},{"$f":"IF(AD839=\"\",\"\",IF(AE839=1,AreaCi(AK839,BB839),AreaTr(AJ839,AN839,BB839)))","v":""},{"$f":"IF(AD839=\"\",\"\",IF(AE839=1,FrCi(BF839,9.806,BC839,AK839),FrTr(BF839,9.806,AJ839,AN839,BB839)))","v":""},"",{"$f":"IF(AD839=\"\",\"\",IF(AE839=1,LOOKUP(AI839,'Vmáx(material) - Tab.4.3'!$L$2:$L$11,'Vmáx(material) - Tab.4.3'!$M$2:$M$11),LOOKUP(AI839,'Vmáx(material) - Tab.4.3'!$L$15,'Vmáx(material) - Tab.4.3'!$M$15)))","v":""},{"$f":"IF(AD839=\"\",\"\",VLOOKUP($AH839,'Vmáx(material) - Tab.4.3'!$R$35:$X$41,2))","v":""},{"$f":"IF(AD839=\"\",\"\",VLOOKUP($AH839,'Vmáx(material) - Tab.4.3'!$R$35:$X$41,3))","v":""},{"$f":"IF(AD839=\"\",\"\",VLOOKUP($AH839,'Vmáx(material) - Tab.4.3'!$R$35:$X$41,4))","v":""},{"$f":"IF(AD839=\"\",\"\",VLOOKUP($AH839,'Vmáx(material) - Tab.4.3'!$R$35:$X$41,5))","v":""},{"$f":"IF(AD839=\"\",\"\",VLOOKUP($AH839,'Vmáx(material) - Tab.4.3'!$R$35:$X$41,6))","v":""},{"$f":"IF(AD839=\"\",\"\",IF(AD839=\"\",\"\",VLOOKUP($AH839,'Vmáx(material) - Tab.4.3'!$R$35:$X$41,7)))","v":""},{"$f":"IF(AD839=\"\",\"\",IF(AE839=1,FCi(J839,AK839),FTr(J839,AJ839,AK839)))","v":""},"",{"$f":"IF(AD839=\"\",\"\",Hw(BH839,BI839,BJ839,BK839,BL839,BM839,Z,BN839,AO839,AK839))","v":""},"","","","",{"$f":"IF(AD839=\"\",\"\",ho(BT839,AK839,AX839))","v":""},{"$f":"IF(AD839=\"\",\"\",IF(AE839=1,PeriCi(AK839,BB839),PeriTr(AJ839,AN839,BB839)))","v":""},{"$f":"IF(AD839=\"\",\"\",IF(AE839=1,AreaCi(AK839,BB839),AreaTr(AJ839,AN839,BB839)))","v":""},{"$f":"IF(AD839=\"\",\"\",RhCi(BW839,BV839))","v":""},"",{"$f":"IF(AD839=\"\",\"\",hf(AL839,J839,AM839,BW839,BX839))","v":""},{"$f":"IF(AD839=\"\",\"\",LOOKUP(AP839,Tab.4.5!$J$6:$J$27,Tab.4.5!$L$6:$L$27))","v":""},{"$f":"IF(AD839=\"\",\"\",He(CA839,BY839))","v":""},{"$f":"IF(AD839=\"\",\"\",Hs(BY839))","v":""},{"$f":"IF(AD839=\"\",\"\",Hm(BU839,BZ839,CB839,CC839,AL839,AO839))","v":""},"","","","","","",null,null,null,null,null,null,null,null,null,null,null,null,null,null,null,0,0,0,0,0,{"$f":"IF(CK839=\"\",\"\",IF(CL839=1,YcCi(CR839,J839),YcTr(J839,CQ839,CU839)))","v":""},{"$f":"IF(CK839=\"\",\"\",IF(CL839=1,Teta1(DE839,CR839),\"-\"))","v":""},"","",{"$f":"IF(CK839=\"\",\"\",IF(CL839=1,Ynci(CR839,J839,CT839,CV839),YnTr(1,CT839,CQ839,CU839,CV839,J839)))","v":""},{"$f":"IF(CK839=\"\",\"\",IF(CL839=1,Teta1(DI839,CR839),\"-\"))","v":""},{"$f":"IF(CK839=\"\",\"\",IF(CL839=1,AreaCi(CR839,J839),AreaTr(CQ839,CU839,DI839)))","v":""},{"$f":"IF(CK839=\"\",\"\",IF(CL839=1,FrCi(DM839,9.806,DJ839,CR839),FrTr(DM839,9.806,CQ839,CU839,DI839)))","v":""},"",{"$f":"IF(CK839=\"\",\"\",IF(CL839=1,LOOKUP(CP839,'Vmáx(material) - Tab.4.3'!$L$2:$L$11,'Vmáx(material) - Tab.4.3'!$M$2:$M$11),LOOKUP(CP839,'Vmáx(material) - Tab.4.3'!$L$15,'Vmáx(material) - Tab.4.3'!$M$15)))","v":""},{"$f":"IF(CK839=\"\",\"\",VLOOKUP($CO839,'Vmáx(material) - Tab.4.3'!$R$35:$X$41,2))","v":""},{"$f":"IF(CK839=\"\",\"\",VLOOKUP($CO839,'Vmáx(material) - Tab.4.3'!$R$35:$X$41,3))","v":""},{"$f":"IF(CK839=\"\",\"\",VLOOKUP($CO839,'Vmáx(material) - Tab.4.3'!$R$35:$X$41,4))","v":""},{"$f":"IF(CK839=\"\",\"\",VLOOKUP($CO839,'Vmáx(material) - Tab.4.3'!$R$35:$X$41,5))","v":""},{"$f":"IF(CK839=\"\",\"\",VLOOKUP($CO839,'Vmáx(material) - Tab.4.3'!$R$35:$X$41,6))","v":""},{"$f":"IF(CK839=\"\",\"\",IF(CK839=\"\",\"\",VLOOKUP(CO839,'Vmáx(material) - Tab.4.3'!$R$35:$X$41,7)))","v":""},{"$f":"IF(CK839=\"\",\"\",IF(CL839=1,FCi(J839,CR839),FTr(J839,CQ839,CR839)))","v":""},"",{"$f":"IF(CK839=\"\",\"\",Hw(DO839,DP839,DQ839,DR839,DS839,DT839,Z,DU839,CV839,CR839))","v":""},"","","","","",{"$f":"IF(CK839=\"\",\"\",IF(CL839=1,PeriCi(CR839,DI839),PeriTr(CQ839,CU839,DI839)))","v":""},{"$f":"IF(CK839=\"\",\"\",IF(CL839=1,AreaCi(CR839,DI839),AreaTr(CQ839,CU839,DI839)))","v":""},{"$f":"IF(CK839=\"\",\"\",RhCi(DK839,EC839))","v":""},"",{"$f":"IF(CK839=\"\",\"\",hf(CS839,J839,CT839,DK839,EE839))","v":""},{"$f":"IF(CK839=\"\",\"\",LOOKUP(CW839,Tab.4.5!$J$6:$J$27,Tab.4.5!$L$6:$L$27))","v":""},{"$f":"IF(CK839=\"\",\"\",He(EH839,DM839))","v":""},{"$f":"IF(CK839=\"\",\"\",Hs(DM839))","v":""},{"$f":"IF(CK839=\"\",\"\",Hm(EB839,EG839,EI839,EJ839,CS839,CV839))","v":""},"","","","","","","K45+-45000 () ",{"$f":"IF(B839=\"Existe.\",IF(AE839=1,CONCATENATE(#REF!,AK839,\" m.\"),CONCATENATE(#REF!,AJ839,\" m x \",AK839,\" m.\")),IF(CL839=1,CONCATENATE(#REF!,CR839,\" m.\"),CONCATENATE(#REF!,CQ839,\" m x \",CR839,\" m.\")))","v":{"$error":"#REF!"}},"Concreto, L =  m, S = 0 %.","Cota clave eje= 0 msnm.",null,null,null,"","","","","",{"$f":"IF(EV839=\"\",\"\",VLOOKUP(EY839,'Estructura escalonada'!$D$3:$H$953,2))","v":""},"","","","","",""]
[null,null,null,null,null,null,null,null,null,null,null,0,null,0,null,null,null,null,null,null,{"$f":"IF(K843=\"No\",\"\",IF(O843=\"\",YcCi(P843,N843),YcTr(N843,O843,S843)))","v":{"$error":"#VALUE!"}},{"$f":"IF(K843=\"No\",\"\",IF(O843=\"\",Teta1(U843,P843),\"-\"))","v":{"$error":"#VALUE!"}},{"$error":"#VALUE!"},{"$error":"#VALUE!"},{"$f":"IF(K843=\"No\",\"\",IF(O843=\"\",Ynci(P843,N843,R843,T843),YnTr(1,R843,O843,S843,T843,N843)))","v":{"$error":"#VALUE!"}},{"$f":"IF(K843=\"No\",\"\",IF(O843=\"\",Teta1(Y843,P843),\"-\"))","v":{"$error":"#VALUE!"}},{"$f":"IF(K843=\"No\",\"\",IF(O843=\"\",AreaCi(P843,Y843),AreaTr(O843,S843,Y843)))","v":{"$error":"#VALUE!"}},{"$f":"IF(K843=\"No\",\"\",IF(O843=\"\",FrCi(AC843,9.806,Z843,P843),FrTr(AC843,9.806,O843,S843,Y843)))","v":{"$error":"#VALUE!"}},{"$error":"#VALUE!"},null,null,null,null,null,null,null,null,null,null,null,null,null,null,null,0,0,"","","",{"$f":"IF(AD843=\"\",\"\",IF(AE843=1,YcCi(AK843,J843),YcTr(J843,AJ843,AN843)))","v":""},{"$f":"IF(AD843=\"\",\"\",IF(AE843=1,Teta1(AX843,AK843),\"-\"))","v":""},{"$f":"IF(AD843=\"\",\"\",IF(AE843=1,AreaCi(AK843,AX843),AreaTr(AJ843,AN843,AX843)))","v":""},"",{"$f":"IF(AD843=\"\",\"\",IF(AE843=1,Ynci(AK843,J843,AM843,AO843),YnTr(1,AM843,AJ843,AN843,AO843,J843)))","v":""},{"$f":"IF(AD843=\"\",\"\",IF(AE843=1,Teta1(BB843,AK843),\"-\"))","v":""},{"$f":"IF(AD843=\"\",\"\",IF(AE843=1,AreaCi(AK843,BB843),AreaTr(AJ843,AN843,BB843)))","v":""},{"$f":"IF(AD843=\"\",\"\",IF(AE843=1,FrCi(BF843,9.806,BC843,AK843),FrTr(BF843,9.806,AJ843,AN843,BB843)))","v":""},"",{"$f":"IF(AD843=\"\",\"\",IF(AE843=1,LOOKUP(AI843,'Vmáx(material) - Tab.4.3'!$L$2:$L$11,'Vmáx(material) - Tab.4.3'!$M$2:$M$11),LOOKUP(AI843,'Vmáx(material) - Tab.4.3'!$L$15,'Vmáx(material) - Tab.4.3'!$M$15)))","v":""},{"$f":"IF(AD843=\"\",\"\",VLOOKUP($AH843,'Vmáx(material) - Tab.4.3'!$R$35:$X$41,2))","v":""},{"$f":"IF(AD843=\"\",\"\",VLOOKUP($AH843,'Vmáx(material) - Tab.4.3'!$R$35:$X$41,3))","v":""},{"$f":"IF(AD843=\"\",\"\",VLOOKUP($AH843,'Vmáx(material) - Tab.4.3'!$R$35:$X$41,4))","v":""},{"$f":"IF(AD843=\"\",\"\",VLOOKUP($AH843,'Vmáx(material) - Tab.4.3'!$R$35:$X$41,5))","v":""},{"$f":"IF(AD843=\"\",\"\",VLOOKUP($AH843,'Vmáx(material) - Tab.4.3'!$R$35:$X$41,6))","v":""},{"$f":"IF(AD843=\"\",\"\",IF(AD843=\"\",\"\",VLOOKUP($AH843,'Vmáx(material) - Tab.4.3'!$R$35:$X$41,7)))","v":""},{"$f":"IF(AD843=\"\",\"\",IF(AE843=1,FCi(J843,AK843),FTr(J843,AJ843,AK843)))","v":""},"",{"$f":"IF(AD843=\"\",\"\",Hw(BH843,BI843,BJ843,BK843,BL843,BM843,Z,BN843,AO843,AK843))","v":""},"","","","",{"$f":"IF(AD843=\"\",\"\",ho(BT843,AK843,AX843))","v":""},{"$f":"IF(AD843=\"\",\"\",IF(AE843=1,PeriCi(AK843,BB843),PeriTr(AJ843,AN843,BB843)))","v":""},{"$f":"IF(AD843=\"\",\"\",IF(AE843=1,AreaCi(AK843,BB843),AreaTr(AJ843,AN843,BB843)))","v":""},{"$f":"IF(AD843=\"\",\"\",RhCi(BW843,BV843))","v":""},"",{"$f":"IF(AD843=\"\",\"\",hf(AL843,J843,AM843,BW843,BX843))","v":""},{"$f":"IF(AD843=\"\",\"\",LOOKUP(AP843,Tab.4.5!$J$6:$J$27,Tab.4.5!$L$6:$L$27))","v":""},{"$f":"IF(AD843=\"\",\"\",He(CA843,BY843))","v":""},{"$f":"IF(AD843=\"\",\"\",Hs(BY843))","v":""},{"$f":"IF(AD843=\"\",\"\",Hm(BU843,BZ843,CB843,CC843,AL843,AO843))","v":""},"","","","","","",null,null,null,null,null,null,null,null,null,null,null,null,null,null,null,0,0,0,0,0,{"$f":"IF(CK843=\"\",\"\",IF(CL843=1,YcCi(CR843,J843),YcTr(J843,CQ843,CU843)))","v":""},{"$f":"IF(CK843=\"\",\"\",IF(CL843=1,Teta1(DE843,CR843),\"-\"))","v":""},"","",{"$f":"IF(CK843=\"\",\"\",IF(CL843=1,Ynci(CR843,J843,CT843,CV843),YnTr(1,CT843,CQ843,CU843,CV843,J843)))","v":""},{"$f":"IF(CK843=\"\",\"\",IF(CL843=1,Teta1(DI843,CR843),\"-\"))","v":""},{"$f":"IF(CK843=\"\",\"\",IF(CL843=1,AreaCi(CR843,J843),AreaTr(CQ843,CU843,DI843)))","v":""},{"$f":"IF(CK843=\"\",\"\",IF(CL843=1,FrCi(DM843,9.806,DJ843,CR843),FrTr(DM843,9.806,CQ843,CU843,DI843)))","v":""},"",{"$f":"IF(CK843=\"\",\"\",IF(CL843=1,LOOKUP(CP843,'Vmáx(material) - Tab.4.3'!$L$2:$L$11,'Vmáx(material) - Tab.4.3'!$M$2:$M$11),LOOKUP(CP843,'Vmáx(material) - Tab.4.3'!$L$15,'Vmáx(material) - Tab.4.3'!$M$15)))","v":""},{"$f":"IF(CK843=\"\",\"\",VLOOKUP($CO843,'Vmáx(material) - Tab.4.3'!$R$35:$X$41,2))","v":""},{"$f":"IF(CK843=\"\",\"\",VLOOKUP($CO843,'Vmáx(material) - Tab.4.3'!$R$35:$X$41,3))","v":""},{"$f":"IF(CK843=\"\",\"\",VLOOKUP($CO843,'Vmáx(material) - Tab.4.3'!$R$35:$X$41,4))","v":""},{"$f":"IF(CK843=\"\",\"\",VLOOKUP($CO843,'Vmáx(material) - Tab.4.3'!$R$35:$X$41,5))","v":""},{"$f":"IF(CK843=\"\",\"\",VLOOKUP($CO843,'Vmáx(material) - Tab.4.3'!$R$35:$X$41,6))","v":""},{"$f":"IF(CK843=\"\",\"\",IF(CK843=\"\",\"\",VLOOKUP(CO843,'Vmáx(material) - Tab.4.3'!$R$35:$X$41,7)))","v":""},{"$f":"IF(CK843=\"\",\"\",IF(CL843=1,FCi(J843,CR843),FTr(J843,CQ843,CR843)))","v":""},"",{"$f":"IF(CK843=\"\",\"\",Hw(DO843,DP843,DQ843,DR843,DS843,DT843,Z,DU843,CV843,CR843))","v":""},"","","","","",{"$f":"IF(CK843=\"\",\"\",IF(CL843=1,PeriCi(CR843,DI843),PeriTr(CQ843,CU843,DI843)))","v":""},{"$f":"IF(CK843=\"\",\"\",IF(CL843=1,AreaCi(CR843,DI843),AreaTr(CQ843,CU843,DI843)))","v":""},{"$f":"IF(CK843=\"\",\"\",RhCi(DK843,EC843))","v":""},"",{"$f":"IF(CK843=\"\",\"\",hf(CS843,J843,CT843,DK843,EE843))","v":""},{"$f":"IF(CK843=\"\",\"\",LOOKUP(CW843,Tab.4.5!$J$6:$J$27,Tab.4.5!$L$6:$L$27))","v":""},{"$f":"IF(CK843=\"\",\"\",He(EH843,DM843))","v":""},{"$f":"IF(CK843=\"\",\"\",Hs(DM843))","v":""},{"$f":"IF(CK843=\"\",\"\",Hm(EB843,EG843,EI843,EJ843,CS843,CV843))","v":""},"","","","","","","K45+-45000 () ",{"$f":"IF(B843=\"Existe.\",IF(AE843=1,CONCATENATE(#REF!,AK843,\" m.\"),CONCATENATE(#REF!,AJ843,\" m x \",AK843,\" m.\")),IF(CL843=1,CONCATENATE(#REF!,CR843,\" m.\"),CONCATENATE(#REF!,CQ843,\" m x \",CR843,\" m.\")))","v":{"$error":"#REF!"}},"Concreto, L =  m, S = 0 %.","Cota clave eje= 0 msnm.",null,null,null,"","","","","",{"$f":"IF(EV843=\"\",\"\",VLOOKUP(EY843,'Estructura escalonada'!$D$3:$H$953,2))","v":""},"","","","","",""]
[null,null,null,null,null,null,null,null,null,null,null,0,null,0,null,null,null,null,null,null,{"$f":"IF(K846=\"No\",\"\",IF(O846=\"\",YcCi(P846,N846),YcTr(N846,O846,S846)))","v":{"$error":"#VALUE!"}},{"$f":"IF(K846=\"No\",\"\",IF(O846=\"\",Teta1(U846,P846),\"-\"))","v":{"$error":"#VALUE!"}},{"$error":"#VALUE!"},{"$error":"#VALUE!"},{"$f":"IF(K846=\"No\",\"\",IF(O846=\"\",Ynci(P846,N846,R846,T846),YnTr(1,R846,O846,S846,T846,N846)))","v":{"$error":"#VALUE!"}},{"$f":"IF(K846=\"No\",\"\",IF(O846=\"\",Teta1(Y846,P846),\"-\"))","v":{"$error":"#VALUE!"}},{"$f":"IF(K846=\"No\",\"\",IF(O846=\"\",AreaCi(P846,Y846),AreaTr(O846,S846,Y846)))","v":{"$error":"#VALUE!"}},{"$f":"IF(K846=\"No\",\"\",IF(O846=\"\",FrCi(AC846,9.806,Z846,P846),FrTr(AC846,9.806,O846,S846,Y846)))","v":{"$error":"#VALUE!"}},{"$error":"#VALUE!"},null,null,null,null,null,null,null,null,null,null,null,null,null,null,null,0,0,"","","",{"$f":"IF(AD846=\"\",\"\",IF(AE846=1,YcCi(AK846,J846),YcTr(J846,AJ846,AN846)))","v":""},{"$f":"IF(AD846=\"\",\"\",IF(AE846=1,Teta1(AX846,AK846),\"-\"))","v":""},{"$f":"IF(AD846=\"\",\"\",IF(AE846=1,AreaCi(AK846,AX846),AreaTr(AJ846,AN846,AX846)))","v":""},"",{"$f":"IF(AD846=\"\",\"\",IF(AE846=1,Ynci(AK846,J846,AM846,AO846),YnTr(1,AM846,AJ846,AN846,AO846,J846)))","v":""},{"$f":"IF(AD846=\"\",\"\",IF(AE846=1,Teta1(BB846,AK846),\"-\"))","v":""},{"$f":"IF(AD846=\"\",\"\",IF(AE846=1,AreaCi(AK846,BB846),AreaTr(AJ846,AN846,BB846)))","v":""},{"$f":"IF(AD846=\"\",\"\",IF(AE846=1,FrCi(BF846,9.806,BC846,AK846),FrTr(BF846,9.806,AJ846,AN846,BB846)))","v":""},"",{"$f":"IF(AD846=\"\",\"\",IF(AE846=1,LOOKUP(AI846,'Vmáx(material) - Tab.4.3'!$L$2:$L$11,'Vmáx(material) - Tab.4.3'!$M$2:$M$11),LOOKUP(AI846,'Vmáx(material) - Tab.4.3'!$L$15,'Vmáx(material) - Tab.4.3'!$M$15)))","v":""},{"$f":"IF(AD846=\"\",\"\",VLOOKUP($AH846,'Vmáx(material) - Tab.4.3'!$R$35:$X$41,2))","v":""},{"$f":"IF(AD846=\"\",\"\",VLOOKUP($AH846,'Vmáx(material) - Tab.4.3'!$R$35:$X$41,3))","v":""},{"$f":"IF(AD846=\"\",\"\",VLOOKUP($AH846,'Vmáx(material) - Tab.4.3'!$R$35:$X$41,4))","v":""},{"$f":"IF(AD846=\"\",\"\",VLOOKUP($AH846,'Vmáx(material) - Tab.4.3'!$R$35:$X$41,5))","v":""},{"$f":"IF(AD846=\"\",\"\",VLOOKUP($AH846,'Vmáx(material) - Tab.4.3'!$R$35:$X$41,6))","v":""},{"$f":"IF(AD846=\"\",\"\",IF(AD846=\"\",\"\",VLOOKUP($AH846,'Vmáx(material) - Tab.4.3'!$R$35:$X$41,7)))","v":""},{"$f":"IF(AD846=\"\",\"\",IF(AE846=1,FCi(J846,AK846),FTr(J846,AJ846,AK846)))","v":""},"",{"$f":"IF(AD846=\"\",\"\",Hw(BH846,BI846,BJ846,BK846,BL846,BM846,Z,BN846,AO846,AK846))","v":""},"","","","",{"$f":"IF(AD846=\"\",\"\",ho(BT846,AK846,AX846))","v":""},{"$f":"IF(AD846=\"\",\"\",IF(AE846=1,PeriCi(AK846,BB846),PeriTr(AJ846,AN846,BB846)))","v":""},{"$f":"IF(AD846=\"\",\"\",IF(AE846=1,AreaCi(AK846,BB846),AreaTr(AJ846,AN846,BB846)))","v":""},{"$f":"IF(AD846=\"\",\"\",RhCi(BW846,BV846))","v":""},"",{"$f":"IF(AD846=\"\",\"\",hf(AL846,J846,AM846,BW846,BX846))","v":""},{"$f":"IF(AD846=\"\",\"\",LOOKUP(AP846,Tab.4.5!$J$6:$J$27,Tab.4.5!$L$6:$L$27))","v":""},{"$f":"IF(AD846=\"\",\"\",He(CA846,BY846))","v":""},{"$f":"IF(AD846=\"\",\"\",Hs(BY846))","v":""},{"$f":"IF(AD846=\"\",\"\",Hm(BU846,BZ846,CB846,CC846,AL846,AO846))","v":""},"","","","","","",null,null,null,null,null,null,null,null,null,null,null,null,null,null,null,0,0,0,0,0,{"$f":"IF(CK846=\"\",\"\",IF(CL846=1,YcCi(CR846,J846),YcTr(J846,CQ846,CU846)))","v":""},{"$f":"IF(CK846=\"\",\"\",IF(CL846=1,Teta1(DE846,CR846),\"-\"))","v":""},"","",{"$f":"IF(CK846=\"\",\"\",IF(CL846=1,Ynci(CR846,J846,CT846,CV846),YnTr(1,CT846,CQ846,CU846,CV846,J846)))","v":""},{"$f":"IF(CK846=\"\",\"\",IF(CL846=1,Teta1(DI846,CR846),\"-\"))","v":""},{"$f":"IF(CK846=\"\",\"\",IF(CL846=1,AreaCi(CR846,J846),AreaTr(CQ846,CU846,DI846)))","v":""},{"$f":"IF(CK846=\"\",\"\",IF(CL846=1,FrCi(DM846,9.806,DJ846,CR846),FrTr(DM846,9.806,CQ846,CU846,DI846)))","v":""},"",{"$f":"IF(CK846=\"\",\"\",IF(CL846=1,LOOKUP(CP846,'Vmáx(material) - Tab.4.3'!$L$2:$L$11,'Vmáx(material) - Tab.4.3'!$M$2:$M$11),LOOKUP(CP846,'Vmáx(material) - Tab.4.3'!$L$15,'Vmáx(material) - Tab.4.3'!$M$15)))","v":""},{"$f":"IF(CK846=\"\",\"\",VLOOKUP($CO846,'Vmáx(material) - Tab.4.3'!$R$35:$X$41,2))","v":""},{"$f":"IF(CK846=\"\",\"\",VLOOKUP($CO846,'Vmáx(material) - Tab.4.3'!$R$35:$X$41,3))","v":""},{"$f":"IF(CK846=\"\",\"\",VLOOKUP($CO846,'Vmáx(material) - Tab.4.3'!$R$35:$X$41,4))","v":""},{"$f":"IF(CK846=\"\",\"\",VLOOKUP($CO846,'Vmáx(material) - Tab.4.3'!$R$35:$X$41,5))","v":""},{"$f":"IF(CK846=\"\",\"\",VLOOKUP($CO846,'Vmáx(material) - Tab.4.3'!$R$35:$X$41,6))","v":""},{"$f":"IF(CK846=\"\",\"\",IF(CK846=\"\",\"\",VLOOKUP(CO846,'Vmáx(material) - Tab.4.3'!$R$35:$X$41,7)))","v":""},{"$f":"IF(CK846=\"\",\"\",IF(CL846=1,FCi(J846,CR846),FTr(J846,CQ846,CR846)))","v":""},"",{"$f":"IF(CK846=\"\",\"\",Hw(DO846,DP846,DQ846,DR846,DS846,DT846,Z,DU846,CV846,CR846))","v":""},"","","","","",{"$f":"IF(CK846=\"\",\"\",IF(CL846=1,PeriCi(CR846,DI846),PeriTr(CQ846,CU846,DI846)))","v":""},{"$f":"IF(CK846=\"\",\"\",IF(CL846=1,AreaCi(CR846,DI846),AreaTr(CQ846,CU846,DI846)))","v":""},{"$f":"IF(CK846=\"\",\"\",RhCi(DK846,EC846))","v":""},"",{"$f":"IF(CK846=\"\",\"\",hf(CS846,J846,CT846,DK846,EE846))","v":""},{"$f":"IF(CK846=\"\",\"\",LOOKUP(CW846,Tab.4.5!$J$6:$J$27,Tab.4.5!$L$6:$L$27))","v":""},{"$f":"IF(CK846=\"\",\"\",He(EH846,DM846))","v":""},{"$f":"IF(CK846=\"\",\"\",Hs(DM846))","v":""},{"$f":"IF(CK846=\"\",\"\",Hm(EB846,EG846,EI846,EJ846,CS846,CV846))","v":""},"","","","","","","K45+-45000 () ",{"$f":"IF(B846=\"Existe.\",IF(AE846=1,CONCATENATE(#REF!,AK846,\" m.\"),CONCATENATE(#REF!,AJ846,\" m x \",AK846,\" m.\")),IF(CL846=1,CONCATENATE(#REF!,CR846,\" m.\"),CONCATENATE(#REF!,CQ846,\" m x \",CR846,\" m.\")))","v":{"$error":"#REF!"}},"Concreto, L =  m, S = 0 %.","Cota clave eje= 0 msnm.",null,null,null,"","","","","",{"$f":"IF(EV846=\"\",\"\",VLOOKUP(EY846,'Estructura escalonada'!$D$3:$H$953,2))","v":""},"","","","","",""]
[null,null,null,null,null,null,null,null,null,null,null,0,null,0,null,null,null,null,null,null,{"$f":"IF(K849=\"No\",\"\",IF(O849=\"\",YcCi(P849,N849),YcTr(N849,O849,S849)))","v":{"$error":"#VALUE!"}},{"$f":"IF(K849=\"No\",\"\",IF(O849=\"\",Teta1(U849,P849),\"-\"))","v":{"$error":"#VALUE!"}},{"$error":"#VALUE!"},{"$error":"#VALUE!"},{"$f":"IF(K849=\"No\",\"\",IF(O849=\"\",Ynci(P849,N849,R849,T849),YnTr(1,R849,O849,S849,T849,N849)))","v":{"$error":"#VALUE!"}},{"$f":"IF(K849=\"No\",\"\",IF(O849=\"\",Teta1(Y849,P849),\"-\"))","v":{"$error":"#VALUE!"}},{"$f":"IF(K849=\"No\",\"\",IF(O849=\"\",AreaCi(P849,Y849),AreaTr(O849,S849,Y849)))","v":{"$error":"#VALUE!"}},{"$f":"IF(K849=\"No\",\"\",IF(O849=\"\",FrCi(AC849,9.806,Z849,P849),FrTr(AC849,9.806,O849,S849,Y849)))","v":{"$error":"#VALUE!"}},{"$error":"#VALUE!"},null,null,null,null,null,null,null,null,null,null,null,null,null,null,null,0,0,"","","",{"$f":"IF(AD849=\"\",\"\",IF(AE849=1,YcCi(AK849,J849),YcTr(J849,AJ849,AN849)))","v":""},{"$f":"IF(AD849=\"\",\"\",IF(AE849=1,Teta1(AX849,AK849),\"-\"))","v":""},{"$f":"IF(AD849=\"\",\"\",IF(AE849=1,AreaCi(AK849,AX849),AreaTr(AJ849,AN849,AX849)))","v":""},"",{"$f":"IF(AD849=\"\",\"\",IF(AE849=1,Ynci(AK849,J849,AM849,AO849),YnTr(1,AM849,AJ849,AN849,AO849,J849)))","v":""},{"$f":"IF(AD849=\"\",\"\",IF(AE849=1,Teta1(BB849,AK849),\"-\"))","v":""},{"$f":"IF(AD849=\"\",\"\",IF(AE849=1,AreaCi(AK849,BB849),AreaTr(AJ849,AN849,BB849)))","v":""},{"$f":"IF(AD849=\"\",\"\",IF(AE849=1,FrCi(BF849,9.806,BC849,AK849),FrTr(BF849,9.806,AJ849,AN849,BB849)))","v":""},"",{"$f":"IF(AD849=\"\",\"\",IF(AE849=1,LOOKUP(AI849,'Vmáx(material) - Tab.4.3'!$L$2:$L$11,'Vmáx(material) - Tab.4.3'!$M$2:$M$11),LOOKUP(AI849,'Vmáx(material) - Tab.4.3'!$L$15,'Vmáx(material) - Tab.4.3'!$M$15)))","v":""},{"$f":"IF(AD849=\"\",\"\",VLOOKUP($AH849,'Vmáx(material) - Tab.4.3'!$R$35:$X$41,2))","v":""},{"$f":"IF(AD849=\"\",\"\",VLOOKUP($AH849,'Vmáx(material) - Tab.4.3'!$R$35:$X$41,3))","v":""},{"$f":"IF(AD849=\"\",\"\",VLOOKUP($AH849,'Vmáx(material) - Tab.4.3'!$R$35:$X$41,4))","v":""},{"$f":"IF(AD849=\"\",\"\",VLOOKUP($AH849,'Vmáx(material) - Tab.4.3'!$R$35:$X$41,5))","v":""},{"$f":"IF(AD849=\"\",\"\",VLOOKUP($AH849,'Vmáx(material) - Tab.4.3'!$R$35:$X$41,6))","v":""},{"$f":"IF(AD849=\"\",\"\",IF(AD849=\"\",\"\",VLOOKUP($AH849,'Vmáx(material) - Tab.4.3'!$R$35:$X$41,7)))","v":""},{"$f":"IF(AD849=\"\",\"\",IF(AE849=1,FCi(J849,AK849),FTr(J849,AJ849,AK849)))","v":""},"",{"$f":"IF(AD849=\"\",\"\",Hw(BH849,BI849,BJ849,BK849,BL849,BM849,Z,BN849,AO849,AK849))","v":""},"","","","",{"$f":"IF(AD849=\"\",\"\",ho(BT849,AK849,AX849))","v":""},{"$f":"IF(AD849=\"\",\"\",IF(AE849=1,PeriCi(AK849,BB849),PeriTr(AJ849,AN849,BB849)))","v":""},{"$f":"IF(AD849=\"\",\"\",IF(AE849=1,AreaCi(AK849,BB849),AreaTr(AJ849,AN849,BB849)))","v":""},{"$f":"IF(AD849=\"\",\"\",RhCi(BW849,BV849))","v":""},"",{"$f":"IF(AD849=\"\",\"\",hf(AL849,J849,AM849,BW849,BX849))","v":""},{"$f":"IF(AD849=\"\",\"\",LOOKUP(AP849,Tab.4.5!$J$6:$J$27,Tab.4.5!$L$6:$L$27))","v":""},{"$f":"IF(AD849=\"\",\"\",He(CA849,BY849))","v":""},{"$f":"IF(AD849=\"\",\"\",Hs(BY849))","v":""},{"$f":"IF(AD849=\"\",\"\",Hm(BU849,BZ849,CB849,CC849,AL849,AO849))","v":""},"","","","","","",null,null,null,null,null,null,null,null,null,null,null,null,null,null,null,0,0,0,0,0,{"$f":"IF(CK849=\"\",\"\",IF(CL849=1,YcCi(CR849,J849),YcTr(J849,CQ849,CU849)))","v":""},{"$f":"IF(CK849=\"\",\"\",IF(CL849=1,Teta1(DE849,CR849),\"-\"))","v":""},"","",{"$f":"IF(CK849=\"\",\"\",IF(CL849=1,Ynci(CR849,J849,CT849,CV849),YnTr(1,CT849,CQ849,CU849,CV849,J849)))","v":""},{"$f":"IF(CK849=\"\",\"\",IF(CL849=1,Teta1(DI849,CR849),\"-\"))","v":""},{"$f":"IF(CK849=\"\",\"\",IF(CL849=1,AreaCi(CR849,J849),AreaTr(CQ849,CU849,DI849)))","v":""},{"$f":"IF(CK849=\"\",\"\",IF(CL849=1,FrCi(DM849,9.806,DJ849,CR849),FrTr(DM849,9.806,CQ849,CU849,DI849)))","v":""},"",{"$f":"IF(CK849=\"\",\"\",IF(CL849=1,LOOKUP(CP849,'Vmáx(material) - Tab.4.3'!$L$2:$L$11,'Vmáx(material) - Tab.4.3'!$M$2:$M$11),LOOKUP(CP849,'Vmáx(material) - Tab.4.3'!$L$15,'Vmáx(material) - Tab.4.3'!$M$15)))","v":""},{"$f":"IF(CK849=\"\",\"\",VLOOKUP($CO849,'Vmáx(material) - Tab.4.3'!$R$35:$X$41,2))","v":""},{"$f":"IF(CK849=\"\",\"\",VLOOKUP($CO849,'Vmáx(material) - Tab.4.3'!$R$35:$X$41,3))","v":""},{"$f":"IF(CK849=\"\",\"\",VLOOKUP($CO849,'Vmáx(material) - Tab.4.3'!$R$35:$X$41,4))","v":""},{"$f":"IF(CK849=\"\",\"\",VLOOKUP($CO849,'Vmáx(material) - Tab.4.3'!$R$35:$X$41,5))","v":""},{"$f":"IF(CK849=\"\",\"\",VLOOKUP($CO849,'Vmáx(material) - Tab.4.3'!$R$35:$X$41,6))","v":""},{"$f":"IF(CK849=\"\",\"\",IF(CK849=\"\",\"\",VLOOKUP(CO849,'Vmáx(material) - Tab.4.3'!$R$35:$X$41,7)))","v":""},{"$f":"IF(CK849=\"\",\"\",IF(CL849=1,FCi(J849,CR849),FTr(J849,CQ849,CR849)))","v":""},"",{"$f":"IF(CK849=\"\",\"\",Hw(DO849,DP849,DQ849,DR849,DS849,DT849,Z,DU849,CV849,CR849))","v":""},"","","","","",{"$f":"IF(CK849=\"\",\"\",IF(CL849=1,PeriCi(CR849,DI849),PeriTr(CQ849,CU849,DI849)))","v":""},{"$f":"IF(CK849=\"\",\"\",IF(CL849=1,AreaCi(CR849,DI849),AreaTr(CQ849,CU849,DI849)))","v":""},{"$f":"IF(CK849=\"\",\"\",RhCi(DK849,EC849))","v":""},"",{"$f":"IF(CK849=\"\",\"\",hf(CS849,J849,CT849,DK849,EE849))","v":""},{"$f":"IF(CK849=\"\",\"\",LOOKUP(CW849,Tab.4.5!$J$6:$J$27,Tab.4.5!$L$6:$L$27))","v":""},{"$f":"IF(CK849=\"\",\"\",He(EH849,DM849))","v":""},{"$f":"IF(CK849=\"\",\"\",Hs(DM849))","v":""},{"$f":"IF(CK849=\"\",\"\",Hm(EB849,EG849,EI849,EJ849,CS849,CV849))","v":""},"","","","","","","K45+-45000 () ",{"$f":"IF(B849=\"Existe.\",IF(AE849=1,CONCATENATE(#REF!,AK849,\" m.\"),CONCATENATE(#REF!,AJ849,\" m x \",AK849,\" m.\")),IF(CL849=1,CONCATENATE(#REF!,CR849,\" m.\"),CONCATENATE(#REF!,CQ849,\" m x \",CR849,\" m.\")))","v":{"$error":"#REF!"}},"Concreto, L =  m, S = 0 %.","Cota clave eje= 0 msnm.",null,null,null,"","","","","",{"$f":"IF(EV849=\"\",\"\",VLOOKUP(EY849,'Estructura escalonada'!$D$3:$H$953,2))","v":""},"","","","","",""]
[null,null,null,null,null,null,null,null,null,null,null,0,null,0,null,null,null,null,null,null,{"$f":"IF(K852=\"No\",\"\",IF(O852=\"\",YcCi(P852,N852),YcTr(N852,O852,S852)))","v":{"$error":"#VALUE!"}},{"$f":"IF(K852=\"No\",\"\",IF(O852=\"\",Teta1(U852,P852),\"-\"))","v":{"$error":"#VALUE!"}},{"$error":"#VALUE!"},{"$error":"#VALUE!"},{"$f":"IF(K852=\"No\",\"\",IF(O852=\"\",Ynci(P852,N852,R852,T852),YnTr(1,R852,O852,S852,T852,N852)))","v":{"$error":"#VALUE!"}},{"$f":"IF(K852=\"No\",\"\",IF(O852=\"\",Teta1(Y852,P852),\"-\"))","v":{"$error":"#VALUE!"}},{"$f":"IF(K852=\"No\",\"\",IF(O852=\"\",AreaCi(P852,Y852),AreaTr(O852,S852,Y852)))","v":{"$error":"#VALUE!"}},{"$f":"IF(K852=\"No\",\"\",IF(O852=\"\",FrCi(AC852,9.806,Z852,P852),FrTr(AC852,9.806,O852,S852,Y852)))","v":{"$error":"#VALUE!"}},{"$error":"#VALUE!"},null,null,null,null,null,null,null,null,null,null,null,null,null,null,null,0,0,"","","",{"$f":"IF(AD852=\"\",\"\",IF(AE852=1,YcCi(AK852,J852),YcTr(J852,AJ852,AN852)))","v":""},{"$f":"IF(AD852=\"\",\"\",IF(AE852=1,Teta1(AX852,AK852),\"-\"))","v":""},{"$f":"IF(AD852=\"\",\"\",IF(AE852=1,AreaCi(AK852,AX852),AreaTr(AJ852,AN852,AX852)))","v":""},"",{"$f":"IF(AD852=\"\",\"\",IF(AE852=1,Ynci(AK852,J852,AM852,AO852),YnTr(1,AM852,AJ852,AN852,AO852,J852)))","v":""},{"$f":"IF(AD852=\"\",\"\",IF(AE852=1,Teta1(BB852,AK852),\"-\"))","v":""},{"$f":"IF(AD852=\"\",\"\",IF(AE852=1,AreaCi(AK852,BB852),AreaTr(AJ852,AN852,BB852)))","v":""},{"$f":"IF(AD852=\"\",\"\",IF(AE852=1,FrCi(BF852,9.806,BC852,AK852),FrTr(BF852,9.806,AJ852,AN852,BB852)))","v":""},"",{"$f":"IF(AD852=\"\",\"\",IF(AE852=1,LOOKUP(AI852,'Vmáx(material) - Tab.4.3'!$L$2:$L$11,'Vmáx(material) - Tab.4.3'!$M$2:$M$11),LOOKUP(AI852,'Vmáx(material) - Tab.4.3'!$L$15,'Vmáx(material) - Tab.4.3'!$M$15)))","v":""},{"$f":"IF(AD852=\"\",\"\",VLOOKUP($AH852,'Vmáx(material) - Tab.4.3'!$R$35:$X$41,2))","v":""},{"$f":"IF(AD852=\"\",\"\",VLOOKUP($AH852,'Vmáx(material) - Tab.4.3'!$R$35:$X$41,3))","v":""},{"$f":"IF(AD852=\"\",\"\",VLOOKUP($AH852,'Vmáx(material) - Tab.4.3'!$R$35:$X$41,4))","v":""},{"$f":"IF(AD852=\"\",\"\",VLOOKUP($AH852,'Vmáx(material) - Tab.4.3'!$R$35:$X$41,5))","v":""},{"$f":"IF(AD852=\"\",\"\",VLOOKUP($AH852,'Vmáx(material) - Tab.4.3'!$R$35:$X$41,6))","v":""},{"$f":"IF(AD852=\"\",\"\",IF(AD852=\"\",\"\",VLOOKUP($AH852,'Vmáx(material) - Tab.4.3'!$R$35:$X$41,7)))","v":""},{"$f":"IF(AD852=\"\",\"\",IF(AE852=1,FCi(J852,AK852),FTr(J852,AJ852,AK852)))","v":""},"",{"$f":"IF(AD852=\"\",\"\",Hw(BH852,BI852,BJ852,BK852,BL852,BM852,Z,BN852,AO852,AK852))","v":""},"","","","",{"$f":"IF(AD852=\"\",\"\",ho(BT852,AK852,AX852))","v":""},{"$f":"IF(AD852=\"\",\"\",IF(AE852=1,PeriCi(AK852,BB852),PeriTr(AJ852,AN852,BB852)))","v":""},{"$f":"IF(AD852=\"\",\"\",IF(AE852=1,AreaCi(AK852,BB852),AreaTr(AJ852,AN852,BB852)))","v":""},{"$f":"IF(AD852=\"\",\"\",RhCi(BW852,BV852))","v":""},"",{"$f":"IF(AD852=\"\",\"\",hf(AL852,J852,AM852,BW852,BX852))","v":""},{"$f":"IF(AD852=\"\",\"\",LOOKUP(AP852,Tab.4.5!$J$6:$J$27,Tab.4.5!$L$6:$L$27))","v":""},{"$f":"IF(AD852=\"\",\"\",He(CA852,BY852))","v":""},{"$f":"IF(AD852=\"\",\"\",Hs(BY852))","v":""},{"$f":"IF(AD852=\"\",\"\",Hm(BU852,BZ852,CB852,CC852,AL852,AO852))","v":""},"","","","","","",null,null,null,null,null,null,null,null,null,null,null,null,null,null,null,0,0,0,0,0,{"$f":"IF(CK852=\"\",\"\",IF(CL852=1,YcCi(CR852,J852),YcTr(J852,CQ852,CU852)))","v":""},{"$f":"IF(CK852=\"\",\"\",IF(CL852=1,Teta1(DE852,CR852),\"-\"))","v":""},"","",{"$f":"IF(CK852=\"\",\"\",IF(CL852=1,Ynci(CR852,J852,CT852,CV852),YnTr(1,CT852,CQ852,CU852,CV852,J852)))","v":""},{"$f":"IF(CK852=\"\",\"\",IF(CL852=1,Teta1(DI852,CR852),\"-\"))","v":""},{"$f":"IF(CK852=\"\",\"\",IF(CL852=1,AreaCi(CR852,J852),AreaTr(CQ852,CU852,DI852)))","v":""},{"$f":"IF(CK852=\"\",\"\",IF(CL852=1,FrCi(DM852,9.806,DJ852,CR852),FrTr(DM852,9.806,CQ852,CU852,DI852)))","v":""},"",{"$f":"IF(CK852=\"\",\"\",IF(CL852=1,LOOKUP(CP852,'Vmáx(material) - Tab.4.3'!$L$2:$L$11,'Vmáx(material) - Tab.4.3'!$M$2:$M$11),LOOKUP(CP852,'Vmáx(material) - Tab.4.3'!$L$15,'Vmáx(material) - Tab.4.3'!$M$15)))","v":""},{"$f":"IF(CK852=\"\",\"\",VLOOKUP($CO852,'Vmáx(material) - Tab.4.3'!$R$35:$X$41,2))","v":""},{"$f":"IF(CK852=\"\",\"\",VLOOKUP($CO852,'Vmáx(material) - Tab.4.3'!$R$35:$X$41,3))","v":""},{"$f":"IF(CK852=\"\",\"\",VLOOKUP($CO852,'Vmáx(material) - Tab.4.3'!$R$35:$X$41,4))","v":""},{"$f":"IF(CK852=\"\",\"\",VLOOKUP($CO852,'Vmáx(material) - Tab.4.3'!$R$35:$X$41,5))","v":""},{"$f":"IF(CK852=\"\",\"\",VLOOKUP($CO852,'Vmáx(material) - Tab.4.3'!$R$35:$X$41,6))","v":""},{"$f":"IF(CK852=\"\",\"\",IF(CK852=\"\",\"\",VLOOKUP(CO852,'Vmáx(material) - Tab.4.3'!$R$35:$X$41,7)))","v":""},{"$f":"IF(CK852=\"\",\"\",IF(CL852=1,FCi(J852,CR852),FTr(J852,CQ852,CR852)))","v":""},"",{"$f":"IF(CK852=\"\",\"\",Hw(DO852,DP852,DQ852,DR852,DS852,DT852,Z,DU852,CV852,CR852))","v":""},"","","","","",{"$f":"IF(CK852=\"\",\"\",IF(CL852=1,PeriCi(CR852,DI852),PeriTr(CQ852,CU852,DI852)))","v":""},{"$f":"IF(CK852=\"\",\"\",IF(CL852=1,AreaCi(CR852,DI852),AreaTr(CQ852,CU852,DI852)))","v":""},{"$f":"IF(CK852=\"\",\"\",RhCi(DK852,EC852))","v":""},"",{"$f":"IF(CK852=\"\",\"\",hf(CS852,J852,CT852,DK852,EE852))","v":""},{"$f":"IF(CK852=\"\",\"\",LOOKUP(CW852,Tab.4.5!$J$6:$J$27,Tab.4.5!$L$6:$L$27))","v":""},{"$f":"IF(CK852=\"\",\"\",He(EH852,DM852))","v":""},{"$f":"IF(CK852=\"\",\"\",Hs(DM852))","v":""},{"$f":"IF(CK852=\"\",\"\",Hm(EB852,EG852,EI852,EJ852,CS852,CV852))","v":""},"","","","","","","K45+-45000 () ",{"$f":"IF(B852=\"Existe.\",IF(AE852=1,CONCATENATE(#REF!,AK852,\" m.\"),CONCATENATE(#REF!,AJ852,\" m x \",AK852,\" m.\")),IF(CL852=1,CONCATENATE(#REF!,CR852,\" m.\"),CONCATENATE(#REF!,CQ852,\" m x \",CR852,\" m.\")))","v":{"$error":"#REF!"}},"Concreto, L =  m, S = 0 %.","Cota clave eje= 0 msnm.",null,null,null,"","","","","",{"$f":"IF(EV852=\"\",\"\",VLOOKUP(EY852,'Estructura escalonada'!$D$3:$H$953,2))","v":""},"","","","","",""]
[null,null,null,null,null,null,null,null,null,null,null,0,null,0,null,null,null,null,null,null,{"$f":"IF(K855=\"No\",\"\",IF(O855=\"\",YcCi(P855,N855),YcTr(N855,O855,S855)))","v":{"$error":"#VALUE!"}},{"$f":"IF(K855=\"No\",\"\",IF(O855=\"\",Teta1(U855,P855),\"-\"))","v":{"$error":"#VALUE!"}},{"$error":"#VALUE!"},{"$error":"#VALUE!"},{"$f":"IF(K855=\"No\",\"\",IF(O855=\"\",Ynci(P855,N855,R855,T855),YnTr(1,R855,O855,S855,T855,N855)))","v":{"$error":"#VALUE!"}},{"$f":"IF(K855=\"No\",\"\",IF(O855=\"\",Teta1(Y855,P855),\"-\"))","v":{"$error":"#VALUE!"}},{"$f":"IF(K855=\"No\",\"\",IF(O855=\"\",AreaCi(P855,Y855),AreaTr(O855,S855,Y855)))","v":{"$error":"#VALUE!"}},{"$f":"IF(K855=\"No\",\"\",IF(O855=\"\",FrCi(AC855,9.806,Z855,P855),FrTr(AC855,9.806,O855,S855,Y855)))","v":{"$error":"#VALUE!"}},{"$error":"#VALUE!"},null,null,null,null,null,null,null,null,null,null,null,null,null,null,null,0,0,"","","",{"$f":"IF(AD855=\"\",\"\",IF(AE855=1,YcCi(AK855,J855),YcTr(J855,AJ855,AN855)))","v":""},{"$f":"IF(AD855=\"\",\"\",IF(AE855=1,Teta1(AX855,AK855),\"-\"))","v":""},{"$f":"IF(AD855=\"\",\"\",IF(AE855=1,AreaCi(AK855,AX855),AreaTr(AJ855,AN855,AX855)))","v":""},"",{"$f":"IF(AD855=\"\",\"\",IF(AE855=1,Ynci(AK855,J855,AM855,AO855),YnTr(1,AM855,AJ855,AN855,AO855,J855)))","v":""},{"$f":"IF(AD855=\"\",\"\",IF(AE855=1,Teta1(BB855,AK855),\"-\"))","v":""},{"$f":"IF(AD855=\"\",\"\",IF(AE855=1,AreaCi(AK855,BB855),AreaTr(AJ855,AN855,BB855)))","v":""},{"$f":"IF(AD855=\"\",\"\",IF(AE855=1,FrCi(BF855,9.806,BC855,AK855),FrTr(BF855,9.806,AJ855,AN855,BB855)))","v":""},"",{"$f":"IF(AD855=\"\",\"\",IF(AE855=1,LOOKUP(AI855,'Vmáx(material) - Tab.4.3'!$L$2:$L$11,'Vmáx(material) - Tab.4.3'!$M$2:$M$11),LOOKUP(AI855,'Vmáx(material) - Tab.4.3'!$L$15,'Vmáx(material) - Tab.4.3'!$M$15)))","v":""},{"$f":"IF(AD855=\"\",\"\",VLOOKUP($AH855,'Vmáx(material) - Tab.4.3'!$R$35:$X$41,2))","v":""},{"$f":"IF(AD855=\"\",\"\",VLOOKUP($AH855,'Vmáx(material) - Tab.4.3'!$R$35:$X$41,3))","v":""},{"$f":"IF(AD855=\"\",\"\",VLOOKUP($AH855,'Vmáx(material) - Tab.4.3'!$R$35:$X$41,4))","v":""},{"$f":"IF(AD855=\"\",\"\",VLOOKUP($AH855,'Vmáx(material) - Tab.4.3'!$R$35:$X$41,5))","v":""},{"$f":"IF(AD855=\"\",\"\",VLOOKUP($AH855,'Vmáx(material) - Tab.4.3'!$R$35:$X$41,6))","v":""},{"$f":"IF(AD855=\"\",\"\",IF(AD855=\"\",\"\",VLOOKUP($AH855,'Vmáx(material) - Tab.4.3'!$R$35:$X$41,7)))","v":""},{"$f":"IF(AD855=\"\",\"\",IF(AE855=1,FCi(J855,AK855),FTr(J855,AJ855,AK855)))","v":""},"",{"$f":"IF(AD855=\"\",\"\",Hw(BH855,BI855,BJ855,BK855,BL855,BM855,Z,BN855,AO855,AK855))","v":""},"","","","",{"$f":"IF(AD855=\"\",\"\",ho(BT855,AK855,AX855))","v":""},{"$f":"IF(AD855=\"\",\"\",IF(AE855=1,PeriCi(AK855,BB855),PeriTr(AJ855,AN855,BB855)))","v":""},{"$f":"IF(AD855=\"\",\"\",IF(AE855=1,AreaCi(AK855,BB855),AreaTr(AJ855,AN855,BB855)))","v":""},{"$f":"IF(AD855=\"\",\"\",RhCi(BW855,BV855))","v":""},"",{"$f":"IF(AD855=\"\",\"\",hf(AL855,J855,AM855,BW855,BX855))","v":""},{"$f":"IF(AD855=\"\",\"\",LOOKUP(AP855,Tab.4.5!$J$6:$J$27,Tab.4.5!$L$6:$L$27))","v":""},{"$f":"IF(AD855=\"\",\"\",He(CA855,BY855))","v":""},{"$f":"IF(AD855=\"\",\"\",Hs(BY855))","v":""},{"$f":"IF(AD855=\"\",\"\",Hm(BU855,BZ855,CB855,CC855,AL855,AO855))","v":""},"","","","","","",null,null,null,null,null,null,null,null,null,null,null,null,null,null,null,0,0,0,0,0,{"$f":"IF(CK855=\"\",\"\",IF(CL855=1,YcCi(CR855,J855),YcTr(J855,CQ855,CU855)))","v":""},{"$f":"IF(CK855=\"\",\"\",IF(CL855=1,Teta1(DE855,CR855),\"-\"))","v":""},"","",{"$f":"IF(CK855=\"\",\"\",IF(CL855=1,Ynci(CR855,J855,CT855,CV855),YnTr(1,CT855,CQ855,CU855,CV855,J855)))","v":""},{"$f":"IF(CK855=\"\",\"\",IF(CL855=1,Teta1(DI855,CR855),\"-\"))","v":""},{"$f":"IF(CK855=\"\",\"\",IF(CL855=1,AreaCi(CR855,J855),AreaTr(CQ855,CU855,DI855)))","v":""},{"$f":"IF(CK855=\"\",\"\",IF(CL855=1,FrCi(DM855,9.806,DJ855,CR855),FrTr(DM855,9.806,CQ855,CU855,DI855)))","v":""},"",{"$f":"IF(CK855=\"\",\"\",IF(CL855=1,LOOKUP(CP855,'Vmáx(material) - Tab.4.3'!$L$2:$L$11,'Vmáx(material) - Tab.4.3'!$M$2:$M$11),LOOKUP(CP855,'Vmáx(material) - Tab.4.3'!$L$15,'Vmáx(material) - Tab.4.3'!$M$15)))","v":""},{"$f":"IF(CK855=\"\",\"\",VLOOKUP($CO855,'Vmáx(material) - Tab.4.3'!$R$35:$X$41,2))","v":""},{"$f":"IF(CK855=\"\",\"\",VLOOKUP($CO855,'Vmáx(material) - Tab.4.3'!$R$35:$X$41,3))","v":""},{"$f":"IF(CK855=\"\",\"\",VLOOKUP($CO855,'Vmáx(material) - Tab.4.3'!$R$35:$X$41,4))","v":""},{"$f":"IF(CK855=\"\",\"\",VLOOKUP($CO855,'Vmáx(material) - Tab.4.3'!$R$35:$X$41,5))","v":""},{"$f":"IF(CK855=\"\",\"\",VLOOKUP($CO855,'Vmáx(material) - Tab.4.3'!$R$35:$X$41,6))","v":""},{"$f":"IF(CK855=\"\",\"\",IF(CK855=\"\",\"\",VLOOKUP(CO855,'Vmáx(material) - Tab.4.3'!$R$35:$X$41,7)))","v":""},{"$f":"IF(CK855=\"\",\"\",IF(CL855=1,FCi(J855,CR855),FTr(J855,CQ855,CR855)))","v":""},"",{"$f":"IF(CK855=\"\",\"\",Hw(DO855,DP855,DQ855,DR855,DS855,DT855,Z,DU855,CV855,CR855))","v":""},"","","","","",{"$f":"IF(CK855=\"\",\"\",IF(CL855=1,PeriCi(CR855,DI855),PeriTr(CQ855,CU855,DI855)))","v":""},{"$f":"IF(CK855=\"\",\"\",IF(CL855=1,AreaCi(CR855,DI855),AreaTr(CQ855,CU855,DI855)))","v":""},{"$f":"IF(CK855=\"\",\"\",RhCi(DK855,EC855))","v":""},"",{"$f":"IF(CK855=\"\",\"\",hf(CS855,J855,CT855,DK855,EE855))","v":""},{"$f":"IF(CK855=\"\",\"\",LOOKUP(CW855,Tab.4.5!$J$6:$J$27,Tab.4.5!$L$6:$L$27))","v":""},{"$f":"IF(CK855=\"\",\"\",He(EH855,DM855))","v":""},{"$f":"IF(CK855=\"\",\"\",Hs(DM855))","v":""},{"$f":"IF(CK855=\"\",\"\",Hm(EB855,EG855,EI855,EJ855,CS855,CV855))","v":""},"","","","","","","K45+-45000 () ",{"$f":"IF(B855=\"Existe.\",IF(AE855=1,CONCATENATE(#REF!,AK855,\" m.\"),CONCATENATE(#REF!,AJ855,\" m x \",AK855,\" m.\")),IF(CL855=1,CONCATENATE(#REF!,CR855,\" m.\"),CONCATENATE(#REF!,CQ855,\" m x \",CR855,\" m.\")))","v":{"$error":"#REF!"}},"Concreto, L =  m, S = 0 %.","Cota clave eje= 0 msnm.",null,null,null,"","","","","",{"$f":"IF(EV855=\"\",\"\",VLOOKUP(EY855,'Estructura escalonada'!$D$3:$H$953,2))","v":""},"","","","","",""]
[null,null,null,null,null,null,null,null,null,null,null,0,null,0,null,null,null,null,null,null,{"$f":"IF(K857=\"No\",\"\",IF(O857=\"\",YcCi(P857,N857),YcTr(N857,O857,S857)))","v":{"$error":"#VALUE!"}},{"$f":"IF(K857=\"No\",\"\",IF(O857=\"\",Teta1(U857,P857),\"-\"))","v":{"$error":"#VALUE!"}},{"$error":"#VALUE!"},{"$error":"#VALUE!"},{"$f":"IF(K857=\"No\",\"\",IF(O857=\"\",Ynci(P857,N857,R857,T857),YnTr(1,R857,O857,S857,T857,N857)))","v":{"$error":"#VALUE!"}},{"$f":"IF(K857=\"No\",\"\",IF(O857=\"\",Teta1(Y857,P857),\"-\"))","v":{"$error":"#VALUE!"}},{"$f":"IF(K857=\"No\",\"\",IF(O857=\"\",AreaCi(P857,Y857),AreaTr(O857,S857,Y857)))","v":{"$error":"#VALUE!"}},{"$f":"IF(K857=\"No\",\"\",IF(O857=\"\",FrCi(AC857,9.806,Z857,P857),FrTr(AC857,9.806,O857,S857,Y857)))","v":{"$error":"#VALUE!"}},{"$error":"#VALUE!"},null,null,null,null,null,null,null,null,null,null,null,null,null,null,null,0,0,"","","",{"$f":"IF(AD857=\"\",\"\",IF(AE857=1,YcCi(AK857,J857),YcTr(J857,AJ857,AN857)))","v":""},{"$f":"IF(AD857=\"\",\"\",IF(AE857=1,Teta1(AX857,AK857),\"-\"))","v":""},{"$f":"IF(AD857=\"\",\"\",IF(AE857=1,AreaCi(AK857,AX857),AreaTr(AJ857,AN857,AX857)))","v":""},"",{"$f":"IF(AD857=\"\",\"\",IF(AE857=1,Ynci(AK857,J857,AM857,AO857),YnTr(1,AM857,AJ857,AN857,AO857,J857)))","v":""},{"$f":"IF(AD857=\"\",\"\",IF(AE857=1,Teta1(BB857,AK857),\"-\"))","v":""},{"$f":"IF(AD857=\"\",\"\",IF(AE857=1,AreaCi(AK857,BB857),AreaTr(AJ857,AN857,BB857)))","v":""},{"$f":"IF(AD857=\"\",\"\",IF(AE857=1,FrCi(BF857,9.806,BC857,AK857),FrTr(BF857,9.806,AJ857,AN857,BB857)))","v":""},"",{"$f":"IF(AD857=\"\",\"\",IF(AE857=1,LOOKUP(AI857,'Vmáx(material) - Tab.4.3'!$L$2:$L$11,'Vmáx(material) - Tab.4.3'!$M$2:$M$11),LOOKUP(AI857,'Vmáx(material) - Tab.4.3'!$L$15,'Vmáx(material) - Tab.4.3'!$M$15)))","v":""},{"$f":"IF(AD857=\"\",\"\",VLOOKUP($AH857,'Vmáx(material) - Tab.4.3'!$R$35:$X$41,2))","v":""},{"$f":"IF(AD857=\"\",\"\",VLOOKUP($AH857,'Vmáx(material) - Tab.4.3'!$R$35:$X$41,3))","v":""},{"$f":"IF(AD857=\"\",\"\",VLOOKUP($AH857,'Vmáx(material) - Tab.4.3'!$R$35:$X$41,4))","v":""},{"$f":"IF(AD857=\"\",\"\",VLOOKUP($AH857,'Vmáx(material) - Tab.4.3'!$R$35:$X$41,5))","v":""},{"$f":"IF(AD857=\"\",\"\",VLOOKUP($AH857,'Vmáx(material) - Tab.4.3'!$R$35:$X$41,6))","v":""},{"$f":"IF(AD857=\"\",\"\",IF(AD857=\"\",\"\",VLOOKUP($AH857,'Vmáx(material) - Tab.4.3'!$R$35:$X$41,7)))","v":""},{"$f":"IF(AD857=\"\",\"\",IF(AE857=1,FCi(J857,AK857),FTr(J857,AJ857,AK857)))","v":""},"",{"$f":"IF(AD857=\"\",\"\",Hw(BH857,BI857,BJ857,BK857,BL857,BM857,Z,BN857,AO857,AK857))","v":""},"","","","",{"$f":"IF(AD857=\"\",\"\",ho(BT857,AK857,AX857))","v":""},{"$f":"IF(AD857=\"\",\"\",IF(AE857=1,PeriCi(AK857,BB857),PeriTr(AJ857,AN857,BB857)))","v":""},{"$f":"IF(AD857=\"\",\"\",IF(AE857=1,AreaCi(AK857,BB857),AreaTr(AJ857,AN857,BB857)))","v":""},{"$f":"IF(AD857=\"\",\"\",RhCi(BW857,BV857))","v":""},"",{"$f":"IF(AD857=\"\",\"\",hf(AL857,J857,AM857,BW857,BX857))","v":""},{"$f":"IF(AD857=\"\",\"\",LOOKUP(AP857,Tab.4.5!$J$6:$J$27,Tab.4.5!$L$6:$L$27))","v":""},{"$f":"IF(AD857=\"\",\"\",He(CA857,BY857))","v":""},{"$f":"IF(AD857=\"\",\"\",Hs(BY857))","v":""},{"$f":"IF(AD857=\"\",\"\",Hm(BU857,BZ857,CB857,CC857,AL857,AO857))","v":""},"","","","","","",null,null,null,null,null,null,null,null,null,null,null,null,null,null,null,0,0,0,0,0,{"$f":"IF(CK857=\"\",\"\",IF(CL857=1,YcCi(CR857,J857),YcTr(J857,CQ857,CU857)))","v":""},{"$f":"IF(CK857=\"\",\"\",IF(CL857=1,Teta1(DE857,CR857),\"-\"))","v":""},"","",{"$f":"IF(CK857=\"\",\"\",IF(CL857=1,Ynci(CR857,J857,CT857,CV857),YnTr(1,CT857,CQ857,CU857,CV857,J857)))","v":""},{"$f":"IF(CK857=\"\",\"\",IF(CL857=1,Teta1(DI857,CR857),\"-\"))","v":""},{"$f":"IF(CK857=\"\",\"\",IF(CL857=1,AreaCi(CR857,J857),AreaTr(CQ857,CU857,DI857)))","v":""},{"$f":"IF(CK857=\"\",\"\",IF(CL857=1,FrCi(DM857,9.806,DJ857,CR857),FrTr(DM857,9.806,CQ857,CU857,DI857)))","v":""},"",{"$f":"IF(CK857=\"\",\"\",IF(CL857=1,LOOKUP(CP857,'Vmáx(material) - Tab.4.3'!$L$2:$L$11,'Vmáx(material) - Tab.4.3'!$M$2:$M$11),LOOKUP(CP857,'Vmáx(material) - Tab.4.3'!$L$15,'Vmáx(material) - Tab.4.3'!$M$15)))","v":""},{"$f":"IF(CK857=\"\",\"\",VLOOKUP($CO857,'Vmáx(material) - Tab.4.3'!$R$35:$X$41,2))","v":""},{"$f":"IF(CK857=\"\",\"\",VLOOKUP($CO857,'Vmáx(material) - Tab.4.3'!$R$35:$X$41,3))","v":""},{"$f":"IF(CK857=\"\",\"\",VLOOKUP($CO857,'Vmáx(material) - Tab.4.3'!$R$35:$X$41,4))","v":""},{"$f":"IF(CK857=\"\",\"\",VLOOKUP($CO857,'Vmáx(material) - Tab.4.3'!$R$35:$X$41,5))","v":""},{"$f":"IF(CK857=\"\",\"\",VLOOKUP($CO857,'Vmáx(material) - Tab.4.3'!$R$35:$X$41,6))","v":""},{"$f":"IF(CK857=\"\",\"\",IF(CK857=\"\",\"\",VLOOKUP(CO857,'Vmáx(material) - Tab.4.3'!$R$35:$X$41,7)))","v":""},{"$f":"IF(CK857=\"\",\"\",IF(CL857=1,FCi(J857,CR857),FTr(J857,CQ857,CR857)))","v":""},"",{"$f":"IF(CK857=\"\",\"\",Hw(DO857,DP857,DQ857,DR857,DS857,DT857,Z,DU857,CV857,CR857))","v":""},"","","","","",{"$f":"IF(CK857=\"\",\"\",IF(CL857=1,PeriCi(CR857,DI857),PeriTr(CQ857,CU857,DI857)))","v":""},{"$f":"IF(CK857=\"\",\"\",IF(CL857=1,AreaCi(CR857,DI857),AreaTr(CQ857,CU857,DI857)))","v":""},{"$f":"IF(CK857=\"\",\"\",RhCi(DK857,EC857))","v":""},"",{"$f":"IF(CK857=\"\",\"\",hf(CS857,J857,CT857,DK857,EE857))","v":""},{"$f":"IF(CK857=\"\",\"\",LOOKUP(CW857,Tab.4.5!$J$6:$J$27,Tab.4.5!$L$6:$L$27))","v":""},{"$f":"IF(CK857=\"\",\"\",He(EH857,DM857))","v":""},{"$f":"IF(CK857=\"\",\"\",Hs(DM857))","v":""},{"$f":"IF(CK857=\"\",\"\",Hm(EB857,EG857,EI857,EJ857,CS857,CV857))","v":""},"","","","","","","K45+-45000 () ",{"$f":"IF(B857=\"Existe.\",IF(AE857=1,CONCATENATE(#REF!,AK857,\" m.\"),CONCATENATE(#REF!,AJ857,\" m x \",AK857,\" m.\")),IF(CL857=1,CONCATENATE(#REF!,CR857,\" m.\"),CONCATENATE(#REF!,CQ857,\" m x \",CR857,\" m.\")))","v":{"$error":"#REF!"}},"Concreto, L =  m, S = 0 %.","Cota clave eje= 0 msnm.",null,null,null,"","","","","",{"$f":"IF(EV857=\"\",\"\",VLOOKUP(EY857,'Estructura escalonada'!$D$3:$H$953,2))","v":""},"","","","","",""]
[null,null,null,null,null,null,null,null,null,null,null,0,null,0,null,null,null,null,null,null,{"$f":"IF(K858=\"No\",\"\",IF(O858=\"\",YcCi(P858,N858),YcTr(N858,O858,S858)))","v":{"$error":"#VALUE!"}},{"$f":"IF(K858=\"No\",\"\",IF(O858=\"\",Teta1(U858,P858),\"-\"))","v":{"$error":"#VALUE!"}},{"$error":"#VALUE!"},{"$error":"#VALUE!"},{"$f":"IF(K858=\"No\",\"\",IF(O858=\"\",Ynci(P858,N858,R858,T858),YnTr(1,R858,O858,S858,T858,N858)))","v":{"$error":"#VALUE!"}},{"$f":"IF(K858=\"No\",\"\",IF(O858=\"\",Teta1(Y858,P858),\"-\"))","v":{"$error":"#VALUE!"}},{"$f":"IF(K858=\"No\",\"\",IF(O858=\"\",AreaCi(P858,Y858),AreaTr(O858,S858,Y858)))","v":{"$error":"#VALUE!"}},{"$f":"IF(K858=\"No\",\"\",IF(O858=\"\",FrCi(AC858,9.806,Z858,P858),FrTr(AC858,9.806,O858,S858,Y858)))","v":{"$error":"#VALUE!"}},{"$error":"#VALUE!"},null,null,null,null,null,null,null,null,null,null,null,null,null,null,null,0,0,"","","",{"$f":"IF(AD858=\"\",\"\",IF(AE858=1,YcCi(AK858,J858),YcTr(J858,AJ858,AN858)))","v":""},{"$f":"IF(AD858=\"\",\"\",IF(AE858=1,Teta1(AX858,AK858),\"-\"))","v":""},{"$f":"IF(AD858=\"\",\"\",IF(AE858=1,AreaCi(AK858,AX858),AreaTr(AJ858,AN858,AX858)))","v":""},"",{"$f":"IF(AD858=\"\",\"\",IF(AE858=1,Ynci(AK858,J858,AM858,AO858),YnTr(1,AM858,AJ858,AN858,AO858,J858)))","v":""},{"$f":"IF(AD858=\"\",\"\",IF(AE858=1,Teta1(BB858,AK858),\"-\"))","v":""},{"$f":"IF(AD858=\"\",\"\",IF(AE858=1,AreaCi(AK858,BB858),AreaTr(AJ858,AN858,BB858)))","v":""},{"$f":"IF(AD858=\"\",\"\",IF(AE858=1,FrCi(BF858,9.806,BC858,AK858),FrTr(BF858,9.806,AJ858,AN858,BB858)))","v":""},"",{"$f":"IF(AD858=\"\",\"\",IF(AE858=1,LOOKUP(AI858,'Vmáx(material) - Tab.4.3'!$L$2:$L$11,'Vmáx(material) - Tab.4.3'!$M$2:$M$11),LOOKUP(AI858,'Vmáx(material) - Tab.4.3'!$L$15,'Vmáx(material) - Tab.4.3'!$M$15)))","v":""},{"$f":"IF(AD858=\"\",\"\",VLOOKUP($AH858,'Vmáx(material) - Tab.4.3'!$R$35:$X$41,2))","v":""},{"$f":"IF(AD858=\"\",\"\",VLOOKUP($AH858,'Vmáx(material) - Tab.4.3'!$R$35:$X$41,3))","v":""},{"$f":"IF(AD858=\"\",\"\",VLOOKUP($AH858,'Vmáx(material) - Tab.4.3'!$R$35:$X$41,4))","v":""},{"$f":"IF(AD858=\"\",\"\",VLOOKUP($AH858,'Vmáx(material) - Tab.4.3'!$R$35:$X$41,5))","v":""},{"$f":"IF(AD858=\"\",\"\",VLOOKUP($AH858,'Vmáx(material) - Tab.4.3'!$R$35:$X$41,6))","v":""},{"$f":"IF(AD858=\"\",\"\",IF(AD858=\"\",\"\",VLOOKUP($AH858,'Vmáx(material) - Tab.4.3'!$R$35:$X$41,7)))","v":""},{"$f":"IF(AD858=\"\",\"\",IF(AE858=1,FCi(J858,AK858),FTr(J858,AJ858,AK858)))","v":""},"",{"$f":"IF(AD858=\"\",\"\",Hw(BH858,BI858,BJ858,BK858,BL858,BM858,Z,BN858,AO858,AK858))","v":""},"","","","",{"$f":"IF(AD858=\"\",\"\",ho(BT858,AK858,AX858))","v":""},{"$f":"IF(AD858=\"\",\"\",IF(AE858=1,PeriCi(AK858,BB858),PeriTr(AJ858,AN858,BB858)))","v":""},{"$f":"IF(AD858=\"\",\"\",IF(AE858=1,AreaCi(AK858,BB858),AreaTr(AJ858,AN858,BB858)))","v":""},{"$f":"IF(AD858=\"\",\"\",RhCi(BW858,BV858))","v":""},"",{"$f":"IF(AD858=\"\",\"\",hf(AL858,J858,AM858,BW858,BX858))","v":""},{"$f":"IF(AD858=\"\",\"\",LOOKUP(AP858,Tab.4.5!$J$6:$J$27,Tab.4.5!$L$6:$L$27))","v":""},{"$f":"IF(AD858=\"\",\"\",He(CA858,BY858))","v":""},{"$f":"IF(AD858=\"\",\"\",Hs(BY858))","v":""},{"$f":"IF(AD858=\"\",\"\",Hm(BU858,BZ858,CB858,CC858,AL858,AO858))","v":""},"","","","","","",null,null,null,null,null,null,null,null,null,null,null,null,null,null,null,0,0,0,0,0,{"$f":"IF(CK858=\"\",\"\",IF(CL858=1,YcCi(CR858,J858),YcTr(J858,CQ858,CU858)))","v":""},{"$f":"IF(CK858=\"\",\"\",IF(CL858=1,Teta1(DE858,CR858),\"-\"))","v":""},"","",{"$f":"IF(CK858=\"\",\"\",IF(CL858=1,Ynci(CR858,J858,CT858,CV858),YnTr(1,CT858,CQ858,CU858,CV858,J858)))","v":""},{"$f":"IF(CK858=\"\",\"\",IF(CL858=1,Teta1(DI858,CR858),\"-\"))","v":""},{"$f":"IF(CK858=\"\",\"\",IF(CL858=1,AreaCi(CR858,J858),AreaTr(CQ858,CU858,DI858)))","v":""},{"$f":"IF(CK858=\"\",\"\",IF(CL858=1,FrCi(DM858,9.806,DJ858,CR858),FrTr(DM858,9.806,CQ858,CU858,DI858)))","v":""},"",{"$f":"IF(CK858=\"\",\"\",IF(CL858=1,LOOKUP(CP858,'Vmáx(material) - Tab.4.3'!$L$2:$L$11,'Vmáx(material) - Tab.4.3'!$M$2:$M$11),LOOKUP(CP858,'Vmáx(material) - Tab.4.3'!$L$15,'Vmáx(material) - Tab.4.3'!$M$15)))","v":""},{"$f":"IF(CK858=\"\",\"\",VLOOKUP($CO858,'Vmáx(material) - Tab.4.3'!$R$35:$X$41,2))","v":""},{"$f":"IF(CK858=\"\",\"\",VLOOKUP($CO858,'Vmáx(material) - Tab.4.3'!$R$35:$X$41,3))","v":""},{"$f":"IF(CK858=\"\",\"\",VLOOKUP($CO858,'Vmáx(material) - Tab.4.3'!$R$35:$X$41,4))","v":""},{"$f":"IF(CK858=\"\",\"\",VLOOKUP($CO858,'Vmáx(material) - Tab.4.3'!$R$35:$X$41,5))","v":""},{"$f":"IF(CK858=\"\",\"\",VLOOKUP($CO858,'Vmáx(material) - Tab.4.3'!$R$35:$X$41,6))","v":""},{"$f":"IF(CK858=\"\",\"\",IF(CK858=\"\",\"\",VLOOKUP(CO858,'Vmáx(material) - Tab.4.3'!$R$35:$X$41,7)))","v":""},{"$f":"IF(CK858=\"\",\"\",IF(CL858=1,FCi(J858,CR858),FTr(J858,CQ858,CR858)))","v":""},"",{"$f":"IF(CK858=\"\",\"\",Hw(DO858,DP858,DQ858,DR858,DS858,DT858,Z,DU858,CV858,CR858))","v":""},"","","","","",{"$f":"IF(CK858=\"\",\"\",IF(CL858=1,PeriCi(CR858,DI858),PeriTr(CQ858,CU858,DI858)))","v":""},{"$f":"IF(CK858=\"\",\"\",IF(CL858=1,AreaCi(CR858,DI858),AreaTr(CQ858,CU858,DI858)))","v":""},{"$f":"IF(CK858=\"\",\"\",RhCi(DK858,EC858))","v":""},"",{"$f":"IF(CK858=\"\",\"\",hf(CS858,J858,CT858,DK858,EE858))","v":""},{"$f":"IF(CK858=\"\",\"\",LOOKUP(CW858,Tab.4.5!$J$6:$J$27,Tab.4.5!$L$6:$L$27))","v":""},{"$f":"IF(CK858=\"\",\"\",He(EH858,DM858))","v":""},{"$f":"IF(CK858=\"\",\"\",Hs(DM858))","v":""},{"$f":"IF(CK858=\"\",\"\",Hm(EB858,EG858,EI858,EJ858,CS858,CV858))","v":""},"","","","","","","K45+-45000 () ",{"$f":"IF(B858=\"Existe.\",IF(AE858=1,CONCATENATE(#REF!,AK858,\" m.\"),CONCATENATE(#REF!,AJ858,\" m x \",AK858,\" m.\")),IF(CL858=1,CONCATENATE(#REF!,CR858,\" m.\"),CONCATENATE(#REF!,CQ858,\" m x \",CR858,\" m.\")))","v":{"$error":"#REF!"}},"Concreto, L =  m, S = 0 %.","Cota clave eje= 0 msnm.",null,null,null,"","","","","",{"$f":"IF(EV858=\"\",\"\",VLOOKUP(EY858,'Estructura escalonada'!$D$3:$H$953,2))","v":""},"","","","","",""]
[null,null,null,null,null,null,null,null,null,null,null,0,null,0,null,null,null,null,null,null,{"$f":"IF(K862=\"No\",\"\",IF(O862=\"\",YcCi(P862,N862),YcTr(N862,O862,S862)))","v":{"$error":"#VALUE!"}},{"$f":"IF(K862=\"No\",\"\",IF(O862=\"\",Teta1(U862,P862),\"-\"))","v":{"$error":"#VALUE!"}},{"$error":"#VALUE!"},{"$error":"#VALUE!"},{"$f":"IF(K862=\"No\",\"\",IF(O862=\"\",Ynci(P862,N862,R862,T862),YnTr(1,R862,O862,S862,T862,N862)))","v":{"$error":"#VALUE!"}},{"$f":"IF(K862=\"No\",\"\",IF(O862=\"\",Teta1(Y862,P862),\"-\"))","v":{"$error":"#VALUE!"}},{"$f":"IF(K862=\"No\",\"\",IF(O862=\"\",AreaCi(P862,Y862),AreaTr(O862,S862,Y862)))","v":{"$error":"#VALUE!"}},{"$f":"IF(K862=\"No\",\"\",IF(O862=\"\",FrCi(AC862,9.806,Z862,P862),FrTr(AC862,9.806,O862,S862,Y862)))","v":{"$error":"#VALUE!"}},{"$error":"#VALUE!"},null,null,null,null,null,null,null,null,null,null,null,null,null,null,null,0,0,"","","",{"$f":"IF(AD862=\"\",\"\",IF(AE862=1,YcCi(AK862,J862),YcTr(J862,AJ862,AN862)))","v":""},{"$f":"IF(AD862=\"\",\"\",IF(AE862=1,Teta1(AX862,AK862),\"-\"))","v":""},{"$f":"IF(AD862=\"\",\"\",IF(AE862=1,AreaCi(AK862,AX862),AreaTr(AJ862,AN862,AX862)))","v":""},"",{"$f":"IF(AD862=\"\",\"\",IF(AE862=1,Ynci(AK862,J862,AM862,AO862),YnTr(1,AM862,AJ862,AN862,AO862,J862)))","v":""},{"$f":"IF(AD862=\"\",\"\",IF(AE862=1,Teta1(BB862,AK862),\"-\"))","v":""},{"$f":"IF(AD862=\"\",\"\",IF(AE862=1,AreaCi(AK862,BB862),AreaTr(AJ862,AN862,BB862)))","v":""},{"$f":"IF(AD862=\"\",\"\",IF(AE862=1,FrCi(BF862,9.806,BC862,AK862),FrTr(BF862,9.806,AJ862,AN862,BB862)))","v":""},"",{"$f":"IF(AD862=\"\",\"\",IF(AE862=1,LOOKUP(AI862,'Vmáx(material) - Tab.4.3'!$L$2:$L$11,'Vmáx(material) - Tab.4.3'!$M$2:$M$11),LOOKUP(AI862,'Vmáx(material) - Tab.4.3'!$L$15,'Vmáx(material) - Tab.4.3'!$M$15)))","v":""},{"$f":"IF(AD862=\"\",\"\",VLOOKUP($AH862,'Vmáx(material) - Tab.4.3'!$R$35:$X$41,2))","v":""},{"$f":"IF(AD862=\"\",\"\",VLOOKUP($AH862,'Vmáx(material) - Tab.4.3'!$R$35:$X$41,3))","v":""},{"$f":"IF(AD862=\"\",\"\",VLOOKUP($AH862,'Vmáx(material) - Tab.4.3'!$R$35:$X$41,4))","v":""},{"$f":"IF(AD862=\"\",\"\",VLOOKUP($AH862,'Vmáx(material) - Tab.4.3'!$R$35:$X$41,5))","v":""},{"$f":"IF(AD862=\"\",\"\",VLOOKUP($AH862,'Vmáx(material) - Tab.4.3'!$R$35:$X$41,6))","v":""},{"$f":"IF(AD862=\"\",\"\",IF(AD862=\"\",\"\",VLOOKUP($AH862,'Vmáx(material) - Tab.4.3'!$R$35:$X$41,7)))","v":""},{"$f":"IF(AD862=\"\",\"\",IF(AE862=1,FCi(J862,AK862),FTr(J862,AJ862,AK862)))","v":""},"",{"$f":"IF(AD862=\"\",\"\",Hw(BH862,BI862,BJ862,BK862,BL862,BM862,Z,BN862,AO862,AK862))","v":""},"","","","",{"$f":"IF(AD862=\"\",\"\",ho(BT862,AK862,AX862))","v":""},{"$f":"IF(AD862=\"\",\"\",IF(AE862=1,PeriCi(AK862,BB862),PeriTr(AJ862,AN862,BB862)))","v":""},{"$f":"IF(AD862=\"\",\"\",IF(AE862=1,AreaCi(AK862,BB862),AreaTr(AJ862,AN862,BB862)))","v":""},{"$f":"IF(AD862=\"\",\"\",RhCi(BW862,BV862))","v":""},"",{"$f":"IF(AD862=\"\",\"\",hf(AL862,J862,AM862,BW862,BX862))","v":""},{"$f":"IF(AD862=\"\",\"\",LOOKUP(AP862,Tab.4.5!$J$6:$J$27,Tab.4.5!$L$6:$L$27))","v":""},{"$f":"IF(AD862=\"\",\"\",He(CA862,BY862))","v":""},{"$f":"IF(AD862=\"\",\"\",Hs(BY862))","v":""},{"$f":"IF(AD862=\"\",\"\",Hm(BU862,BZ862,CB862,CC862,AL862,AO862))","v":""},"","","","","","",null,null,null,null,null,null,null,null,null,null,null,null,null,null,null,0,0,0,0,0,{"$f":"IF(CK862=\"\",\"\",IF(CL862=1,YcCi(CR862,J862),YcTr(J862,CQ862,CU862)))","v":""},{"$f":"IF(CK862=\"\",\"\",IF(CL862=1,Teta1(DE862,CR862),\"-\"))","v":""},"","",{"$f":"IF(CK862=\"\",\"\",IF(CL862=1,Ynci(CR862,J862,CT862,CV862),YnTr(1,CT862,CQ862,CU862,CV862,J862)))","v":""},{"$f":"IF(CK862=\"\",\"\",IF(CL862=1,Teta1(DI862,CR862),\"-\"))","v":""},{"$f":"IF(CK862=\"\",\"\",IF(CL862=1,AreaCi(CR862,J862),AreaTr(CQ862,CU862,DI862)))","v":""},{"$f":"IF(CK862=\"\",\"\",IF(CL862=1,FrCi(DM862,9.806,DJ862,CR862),FrTr(DM862,9.806,CQ862,CU862,DI862)))","v":""},"",{"$f":"IF(CK862=\"\",\"\",IF(CL862=1,LOOKUP(CP862,'Vmáx(material) - Tab.4.3'!$L$2:$L$11,'Vmáx(material) - Tab.4.3'!$M$2:$M$11),LOOKUP(CP862,'Vmáx(material) - Tab.4.3'!$L$15,'Vmáx(material) - Tab.4.3'!$M$15)))","v":""},{"$f":"IF(CK862=\"\",\"\",VLOOKUP($CO862,'Vmáx(material) - Tab.4.3'!$R$35:$X$41,2))","v":""},{"$f":"IF(CK862=\"\",\"\",VLOOKUP($CO862,'Vmáx(material) - Tab.4.3'!$R$35:$X$41,3))","v":""},{"$f":"IF(CK862=\"\",\"\",VLOOKUP($CO862,'Vmáx(material) - Tab.4.3'!$R$35:$X$41,4))","v":""},{"$f":"IF(CK862=\"\",\"\",VLOOKUP($CO862,'Vmáx(material) - Tab.4.3'!$R$35:$X$41,5))","v":""},{"$f":"IF(CK862=\"\",\"\",VLOOKUP($CO862,'Vmáx(material) - Tab.4.3'!$R$35:$X$41,6))","v":""},{"$f":"IF(CK862=\"\",\"\",IF(CK862=\"\",\"\",VLOOKUP(CO862,'Vmáx(material) - Tab.4.3'!$R$35:$X$41,7)))","v":""},{"$f":"IF(CK862=\"\",\"\",IF(CL862=1,FCi(J862,CR862),FTr(J862,CQ862,CR862)))","v":""},"",{"$f":"IF(CK862=\"\",\"\",Hw(DO862,DP862,DQ862,DR862,DS862,DT862,Z,DU862,CV862,CR862))","v":""},"","","","","",{"$f":"IF(CK862=\"\",\"\",IF(CL862=1,PeriCi(CR862,DI862),PeriTr(CQ862,CU862,DI862)))","v":""},{"$f":"IF(CK862=\"\",\"\",IF(CL862=1,AreaCi(CR862,DI862),AreaTr(CQ862,CU862,DI862)))","v":""},{"$f":"IF(CK862=\"\",\"\",RhCi(DK862,EC862))","v":""},"",{"$f":"IF(CK862=\"\",\"\",hf(CS862,J862,CT862,DK862,EE862))","v":""},{"$f":"IF(CK862=\"\",\"\",LOOKUP(CW862,Tab.4.5!$J$6:$J$27,Tab.4.5!$L$6:$L$27))","v":""},{"$f":"IF(CK862=\"\",\"\",He(EH862,DM862))","v":""},{"$f":"IF(CK862=\"\",\"\",Hs(DM862))","v":""},{"$f":"IF(CK862=\"\",\"\",Hm(EB862,EG862,EI862,EJ862,CS862,CV862))","v":""},"","","","","","","K45+-45000 () ",{"$f":"IF(B862=\"Existe.\",IF(AE862=1,CONCATENATE(#REF!,AK862,\" m.\"),CONCATENATE(#REF!,AJ862,\" m x \",AK862,\" m.\")),IF(CL862=1,CONCATENATE(#REF!,CR862,\" m.\"),CONCATENATE(#REF!,CQ862,\" m x \",CR862,\" m.\")))","v":{"$error":"#REF!"}},"Concreto, L =  m, S = 0 %.","Cota clave eje= 0 msnm.",null,null,null,"","","","","",{"$f":"IF(EV862=\"\",\"\",VLOOKUP(EY862,'Estructura escalonada'!$D$3:$H$953,2))","v":""},"","","","","",""]
[null,null,null,null,null,null,null,null,null,null,null,0,null,0,null,null,null,null,null,null,{"$f":"IF(K865=\"No\",\"\",IF(O865=\"\",YcCi(P865,N865),YcTr(N865,O865,S865)))","v":{"$error":"#VALUE!"}},{"$f":"IF(K865=\"No\",\"\",IF(O865=\"\",Teta1(U865,P865),\"-\"))","v":{"$error":"#VALUE!"}},{"$error":"#VALUE!"},{"$error":"#VALUE!"},{"$f":"IF(K865=\"No\",\"\",IF(O865=\"\",Ynci(P865,N865,R865,T865),YnTr(1,R865,O865,S865,T865,N865)))","v":{"$error":"#VALUE!"}},{"$f":"IF(K865=\"No\",\"\",IF(O865=\"\",Teta1(Y865,P865),\"-\"))","v":{"$error":"#VALUE!"}},{"$f":"IF(K865=\"No\",\"\",IF(O865=\"\",AreaCi(P865,Y865),AreaTr(O865,S865,Y865)))","v":{"$error":"#VALUE!"}},{"$f":"IF(K865=\"No\",\"\",IF(O865=\"\",FrCi(AC865,9.806,Z865,P865),FrTr(AC865,9.806,O865,S865,Y865)))","v":{"$error":"#VALUE!"}},{"$error":"#VALUE!"},null,null,null,null,null,null,null,null,null,null,null,null,null,null,null,0,0,"","","",{"$f":"IF(AD865=\"\",\"\",IF(AE865=1,YcCi(AK865,J865),YcTr(J865,AJ865,AN865)))","v":""},{"$f":"IF(AD865=\"\",\"\",IF(AE865=1,Teta1(AX865,AK865),\"-\"))","v":""},{"$f":"IF(AD865=\"\",\"\",IF(AE865=1,AreaCi(AK865,AX865),AreaTr(AJ865,AN865,AX865)))","v":""},"",{"$f":"IF(AD865=\"\",\"\",IF(AE865=1,Ynci(AK865,J865,AM865,AO865),YnTr(1,AM865,AJ865,AN865,AO865,J865)))","v":""},{"$f":"IF(AD865=\"\",\"\",IF(AE865=1,Teta1(BB865,AK865),\"-\"))","v":""},{"$f":"IF(AD865=\"\",\"\",IF(AE865=1,AreaCi(AK865,BB865),AreaTr(AJ865,AN865,BB865)))","v":""},{"$f":"IF(AD865=\"\",\"\",IF(AE865=1,FrCi(BF865,9.806,BC865,AK865),FrTr(BF865,9.806,AJ865,AN865,BB865)))","v":""},"",{"$f":"IF(AD865=\"\",\"\",IF(AE865=1,LOOKUP(AI865,'Vmáx(material) - Tab.4.3'!$L$2:$L$11,'Vmáx(material) - Tab.4.3'!$M$2:$M$11),LOOKUP(AI865,'Vmáx(material) - Tab.4.3'!$L$15,'Vmáx(material) - Tab.4.3'!$M$15)))","v":""},{"$f":"IF(AD865=\"\",\"\",VLOOKUP($AH865,'Vmáx(material) - Tab.4.3'!$R$35:$X$41,2))","v":""},{"$f":"IF(AD865=\"\",\"\",VLOOKUP($AH865,'Vmáx(material) - Tab.4.3'!$R$35:$X$41,3))","v":""},{"$f":"IF(AD865=\"\",\"\",VLOOKUP($AH865,'Vmáx(material) - Tab.4.3'!$R$35:$X$41,4))","v":""},{"$f":"IF(AD865=\"\",\"\",VLOOKUP($AH865,'Vmáx(material) - Tab.4.3'!$R$35:$X$41,5))","v":""},{"$f":"IF(AD865=\"\",\"\",VLOOKUP($AH865,'Vmáx(material) - Tab.4.3'!$R$35:$X$41,6))","v":""},{"$f":"IF(AD865=\"\",\"\",IF(AD865=\"\",\"\",VLOOKUP($AH865,'Vmáx(material) - Tab.4.3'!$R$35:$X$41,7)))","v":""},{"$f":"IF(AD865=\"\",\"\",IF(AE865=1,FCi(J865,AK865),FTr(J865,AJ865,AK865)))","v":""},"",{"$f":"IF(AD865=\"\",\"\",Hw(BH865,BI865,BJ865,BK865,BL865,BM865,Z,BN865,AO865,AK865))","v":""},"","","","",{"$f":"IF(AD865=\"\",\"\",ho(BT865,AK865,AX865))","v":""},{"$f":"IF(AD865=\"\",\"\",IF(AE865=1,PeriCi(AK865,BB865),PeriTr(AJ865,AN865,BB865)))","v":""},{"$f":"IF(AD865=\"\",\"\",IF(AE865=1,AreaCi(AK865,BB865),AreaTr(AJ865,AN865,BB865)))","v":""},{"$f":"IF(AD865=\"\",\"\",RhCi(BW865,BV865))","v":""},"",{"$f":"IF(AD865=\"\",\"\",hf(AL865,J865,AM865,BW865,BX865))","v":""},{"$f":"IF(AD865=\"\",\"\",LOOKUP(AP865,Tab.4.5!$J$6:$J$27,Tab.4.5!$L$6:$L$27))","v":""},{"$f":"IF(AD865=\"\",\"\",He(CA865,BY865))","v":""},{"$f":"IF(AD865=\"\",\"\",Hs(BY865))","v":""},{"$f":"IF(AD865=\"\",\"\",Hm(BU865,BZ865,CB865,CC865,AL865,AO865))","v":""},"","","","","","",null,null,null,null,null,null,null,null,null,null,null,null,null,null,null,0,0,0,0,0,{"$f":"IF(CK865=\"\",\"\",IF(CL865=1,YcCi(CR865,J865),YcTr(J865,CQ865,CU865)))","v":""},{"$f":"IF(CK865=\"\",\"\",IF(CL865=1,Teta1(DE865,CR865),\"-\"))","v":""},"","",{"$f":"IF(CK865=\"\",\"\",IF(CL865=1,Ynci(CR865,J865,CT865,CV865),YnTr(1,CT865,CQ865,CU865,CV865,J865)))","v":""},{"$f":"IF(CK865=\"\",\"\",IF(CL865=1,Teta1(DI865,CR865),\"-\"))","v":""},{"$f":"IF(CK865=\"\",\"\",IF(CL865=1,AreaCi(CR865,J865),AreaTr(CQ865,CU865,DI865)))","v":""},{"$f":"IF(CK865=\"\",\"\",IF(CL865=1,FrCi(DM865,9.806,DJ865,CR865),FrTr(DM865,9.806,CQ865,CU865,DI865)))","v":""},"",{"$f":"IF(CK865=\"\",\"\",IF(CL865=1,LOOKUP(CP865,'Vmáx(material) - Tab.4.3'!$L$2:$L$11,'Vmáx(material) - Tab.4.3'!$M$2:$M$11),LOOKUP(CP865,'Vmáx(material) - Tab.4.3'!$L$15,'Vmáx(material) - Tab.4.3'!$M$15)))","v":""},{"$f":"IF(CK865=\"\",\"\",VLOOKUP($CO865,'Vmáx(material) - Tab.4.3'!$R$35:$X$41,2))","v":""},{"$f":"IF(CK865=\"\",\"\",VLOOKUP($CO865,'Vmáx(material) - Tab.4.3'!$R$35:$X$41,3))","v":""},{"$f":"IF(CK865=\"\",\"\",VLOOKUP($CO865,'Vmáx(material) - Tab.4.3'!$R$35:$X$41,4))","v":""},{"$f":"IF(CK865=\"\",\"\",VLOOKUP($CO865,'Vmáx(material) - Tab.4.3'!$R$35:$X$41,5))","v":""},{"$f":"IF(CK865=\"\",\"\",VLOOKUP($CO865,'Vmáx(material) - Tab.4.3'!$R$35:$X$41,6))","v":""},{"$f":"IF(CK865=\"\",\"\",IF(CK865=\"\",\"\",VLOOKUP(CO865,'Vmáx(material) - Tab.4.3'!$R$35:$X$41,7)))","v":""},{"$f":"IF(CK865=\"\",\"\",IF(CL865=1,FCi(J865,CR865),FTr(J865,CQ865,CR865)))","v":""},"",{"$f":"IF(CK865=\"\",\"\",Hw(DO865,DP865,DQ865,DR865,DS865,DT865,Z,DU865,CV865,CR865))","v":""},"","","","","",{"$f":"IF(CK865=\"\",\"\",IF(CL865=1,PeriCi(CR865,DI865),PeriTr(CQ865,CU865,DI865)))","v":""},{"$f":"IF(CK865=\"\",\"\",IF(CL865=1,AreaCi(CR865,DI865),AreaTr(CQ865,CU865,DI865)))","v":""},{"$f":"IF(CK865=\"\",\"\",RhCi(DK865,EC865))","v":""},"",{"$f":"IF(CK865=\"\",\"\",hf(CS865,J865,CT865,DK865,EE865))","v":""},{"$f":"IF(CK865=\"\",\"\",LOOKUP(CW865,Tab.4.5!$J$6:$J$27,Tab.4.5!$L$6:$L$27))","v":""},{"$f":"IF(CK865=\"\",\"\",He(EH865,DM865))","v":""},{"$f":"IF(CK865=\"\",\"\",Hs(DM865))","v":""},{"$f":"IF(CK865=\"\",\"\",Hm(EB865,EG865,EI865,EJ865,CS865,CV865))","v":""},"","","","","","","K45+-45000 () ",{"$f":"IF(B865=\"Existe.\",IF(AE865=1,CONCATENATE(#REF!,AK865,\" m.\"),CONCATENATE(#REF!,AJ865,\" m x \",AK865,\" m.\")),IF(CL865=1,CONCATENATE(#REF!,CR865,\" m.\"),CONCATENATE(#REF!,CQ865,\" m x \",CR865,\" m.\")))","v":{"$error":"#REF!"}},"Concreto, L =  m, S = 0 %.","Cota clave eje= 0 msnm.",null,null,null,"","","","","",{"$f":"IF(EV865=\"\",\"\",VLOOKUP(EY865,'Estructura escalonada'!$D$3:$H$953,2))","v":""},"","","","","",""]
[null,null,null,null,null,null,null,null,null,null,null,0,null,0,null,null,null,null,null,null,{"$f":"IF(K868=\"No\",\"\",IF(O868=\"\",YcCi(P868,N868),YcTr(N868,O868,S868)))","v":{"$error":"#VALUE!"}},{"$f":"IF(K868=\"No\",\"\",IF(O868=\"\",Teta1(U868,P868),\"-\"))","v":{"$error":"#VALUE!"}},{"$error":"#VALUE!"},{"$error":"#VALUE!"},{"$f":"IF(K868=\"No\",\"\",IF(O868=\"\",Ynci(P868,N868,R868,T868),YnTr(1,R868,O868,S868,T868,N868)))","v":{"$error":"#VALUE!"}},{"$f":"IF(K868=\"No\",\"\",IF(O868=\"\",Teta1(Y868,P868),\"-\"))","v":{"$error":"#VALUE!"}},{"$f":"IF(K868=\"No\",\"\",IF(O868=\"\",AreaCi(P868,Y868),AreaTr(O868,S868,Y868)))","v":{"$error":"#VALUE!"}},{"$f":"IF(K868=\"No\",\"\",IF(O868=\"\",FrCi(AC868,9.806,Z868,P868),FrTr(AC868,9.806,O868,S868,Y868)))","v":{"$error":"#VALUE!"}},{"$error":"#VALUE!"},null,null,null,null,null,null,null,null,null,null,null,null,null,null,null,0,0,"","","",{"$f":"IF(AD868=\"\",\"\",IF(AE868=1,YcCi(AK868,J868),YcTr(J868,AJ868,AN868)))","v":""},{"$f":"IF(AD868=\"\",\"\",IF(AE868=1,Teta1(AX868,AK868),\"-\"))","v":""},{"$f":"IF(AD868=\"\",\"\",IF(AE868=1,AreaCi(AK868,AX868),AreaTr(AJ868,AN868,AX868)))","v":""},"",{"$f":"IF(AD868=\"\",\"\",IF(AE868=1,Ynci(AK868,J868,AM868,AO868),YnTr(1,AM868,AJ868,AN868,AO868,J868)))","v":""},{"$f":"IF(AD868=\"\",\"\",IF(AE868=1,Teta1(BB868,AK868),\"-\"))","v":""},{"$f":"IF(AD868=\"\",\"\",IF(AE868=1,AreaCi(AK868,BB868),AreaTr(AJ868,AN868,BB868)))","v":""},{"$f":"IF(AD868=\"\",\"\",IF(AE868=1,FrCi(BF868,9.806,BC868,AK868),FrTr(BF868,9.806,AJ868,AN868,BB868)))","v":""},"",{"$f":"IF(AD868=\"\",\"\",IF(AE868=1,LOOKUP(AI868,'Vmáx(material) - Tab.4.3'!$L$2:$L$11,'Vmáx(material) - Tab.4.3'!$M$2:$M$11),LOOKUP(AI868,'Vmáx(material) - Tab.4.3'!$L$15,'Vmáx(material) - Tab.4.3'!$M$15)))","v":""},{"$f":"IF(AD868=\"\",\"\",VLOOKUP($AH868,'Vmáx(material) - Tab.4.3'!$R$35:$X$41,2))","v":""},{"$f":"IF(AD868=\"\",\"\",VLOOKUP($AH868,'Vmáx(material) - Tab.4.3'!$R$35:$X$41,3))","v":""},{"$f":"IF(AD868=\"\",\"\",VLOOKUP($AH868,'Vmáx(material) - Tab.4.3'!$R$35:$X$41,4))","v":""},{"$f":"IF(AD868=\"\",\"\",VLOOKUP($AH868,'Vmáx(material) - Tab.4.3'!$R$35:$X$41,5))","v":""},{"$f":"IF(AD868=\"\",\"\",VLOOKUP($AH868,'Vmáx(material) - Tab.4.3'!$R$35:$X$41,6))","v":""},{"$f":"IF(AD868=\"\",\"\",IF(AD868=\"\",\"\",VLOOKUP($AH868,'Vmáx(material) - Tab.4.3'!$R$35:$X$41,7)))","v":""},{"$f":"IF(AD868=\"\",\"\",IF(AE868=1,FCi(J868,AK868),FTr(J868,AJ868,AK868)))","v":""},"",{"$f":"IF(AD868=\"\",\"\",Hw(BH868,BI868,BJ868,BK868,BL868,BM868,Z,BN868,AO868,AK868))","v":""},"","","","",{"$f":"IF(AD868=\"\",\"\",ho(BT868,AK868,AX868))","v":""},{"$f":"IF(AD868=\"\",\"\",IF(AE868=1,PeriCi(AK868,BB868),PeriTr(AJ868,AN868,BB868)))","v":""},{"$f":"IF(AD868=\"\",\"\",IF(AE868=1,AreaCi(AK868,BB868),AreaTr(AJ868,AN868,BB868)))","v":""},{"$f":"IF(AD868=\"\",\"\",RhCi(BW868,BV868))","v":""},"",{"$f":"IF(AD868=\"\",\"\",hf(AL868,J868,AM868,BW868,BX868))","v":""},{"$f":"IF(AD868=\"\",\"\",LOOKUP(AP868,Tab.4.5!$J$6:$J$27,Tab.4.5!$L$6:$L$27))","v":""},{"$f":"IF(AD868=\"\",\"\",He(CA868,BY868))","v":""},{"$f":"IF(AD868=\"\",\"\",Hs(BY868))","v":""},{"$f":"IF(AD868=\"\",\"\",Hm(BU868,BZ868,CB868,CC868,AL868,AO868))","v":""},"","","","","","",null,null,null,null,null,null,null,null,null,null,null,null,null,null,null,0,0,0,0,0,{"$f":"IF(CK868=\"\",\"\",IF(CL868=1,YcCi(CR868,J868),YcTr(J868,CQ868,CU868)))","v":""},{"$f":"IF(CK868=\"\",\"\",IF(CL868=1,Teta1(DE868,CR868),\"-\"))","v":""},"","",{"$f":"IF(CK868=\"\",\"\",IF(CL868=1,Ynci(CR868,J868,CT868,CV868),YnTr(1,CT868,CQ868,CU868,CV868,J868)))","v":""},{"$f":"IF(CK868=\"\",\"\",IF(CL868=1,Teta1(DI868,CR868),\"-\"))","v":""},{"$f":"IF(CK868=\"\",\"\",IF(CL868=1,AreaCi(CR868,J868),AreaTr(CQ868,CU868,DI868)))","v":""},{"$f":"IF(CK868=\"\",\"\",IF(CL868=1,FrCi(DM868,9.806,DJ868,CR868),FrTr(DM868,9.806,CQ868,CU868,DI868)))","v":""},"",{"$f":"IF(CK868=\"\",\"\",IF(CL868=1,LOOKUP(CP868,'Vmáx(material) - Tab.4.3'!$L$2:$L$11,'Vmáx(material) - Tab.4.3'!$M$2:$M$11),LOOKUP(CP868,'Vmáx(material) - Tab.4.3'!$L$15,'Vmáx(material) - Tab.4.3'!$M$15)))","v":""},{"$f":"IF(CK868=\"\",\"\",VLOOKUP($CO868,'Vmáx(material) - Tab.4.3'!$R$35:$X$41,2))","v":""},{"$f":"IF(CK868=\"\",\"\",VLOOKUP($CO868,'Vmáx(material) - Tab.4.3'!$R$35:$X$41,3))","v":""},{"$f":"IF(CK868=\"\",\"\",VLOOKUP($CO868,'Vmáx(material) - Tab.4.3'!$R$35:$X$41,4))","v":""},{"$f":"IF(CK868=\"\",\"\",VLOOKUP($CO868,'Vmáx(material) - Tab.4.3'!$R$35:$X$41,5))","v":""},{"$f":"IF(CK868=\"\",\"\",VLOOKUP($CO868,'Vmáx(material) - Tab.4.3'!$R$35:$X$41,6))","v":""},{"$f":"IF(CK868=\"\",\"\",IF(CK868=\"\",\"\",VLOOKUP(CO868,'Vmáx(material) - Tab.4.3'!$R$35:$X$41,7)))","v":""},{"$f":"IF(CK868=\"\",\"\",IF(CL868=1,FCi(J868,CR868),FTr(J868,CQ868,CR868)))","v":""},"",{"$f":"IF(CK868=\"\",\"\",Hw(DO868,DP868,DQ868,DR868,DS868,DT868,Z,DU868,CV868,CR868))","v":""},"","","","","",{"$f":"IF(CK868=\"\",\"\",IF(CL868=1,PeriCi(CR868,DI868),PeriTr(CQ868,CU868,DI868)))","v":""},{"$f":"IF(CK868=\"\",\"\",IF(CL868=1,AreaCi(CR868,DI868),AreaTr(CQ868,CU868,DI868)))","v":""},{"$f":"IF(CK868=\"\",\"\",RhCi(DK868,EC868))","v":""},"",{"$f":"IF(CK868=\"\",\"\",hf(CS868,J868,CT868,DK868,EE868))","v":""},{"$f":"IF(CK868=\"\",\"\",LOOKUP(CW868,Tab.4.5!$J$6:$J$27,Tab.4.5!$L$6:$L$27))","v":""},{"$f":"IF(CK868=\"\",\"\",He(EH868,DM868))","v":""},{"$f":"IF(CK868=\"\",\"\",Hs(DM868))","v":""},{"$f":"IF(CK868=\"\",\"\",Hm(EB868,EG868,EI868,EJ868,CS868,CV868))","v":""},"","","","","","","K45+-45000 () ",{"$f":"IF(B868=\"Existe.\",IF(AE868=1,CONCATENATE(#REF!,AK868,\" m.\"),CONCATENATE(#REF!,AJ868,\" m x \",AK868,\" m.\")),IF(CL868=1,CONCATENATE(#REF!,CR868,\" m.\"),CONCATENATE(#REF!,CQ868,\" m x \",CR868,\" m.\")))","v":{"$error":"#REF!"}},"Concreto, L =  m, S = 0 %.","Cota clave eje= 0 msnm.",null,null,null,"","","","","",{"$f":"IF(EV868=\"\",\"\",VLOOKUP(EY868,'Estructura escalonada'!$D$3:$H$953,2))","v":""},"","","","","",""]
[null,null,null,null,null,null,null,null,null,null,null,0,null,0,null,null,null,null,null,null,{"$f":"IF(K870=\"No\",\"\",IF(O870=\"\",YcCi(P870,N870),YcTr(N870,O870,S870)))","v":{"$error":"#VALUE!"}},{"$f":"IF(K870=\"No\",\"\",IF(O870=\"\",Teta1(U870,P870),\"-\"))","v":{"$error":"#VALUE!"}},{"$error":"#VALUE!"},{"$error":"#VALUE!"},{"$f":"IF(K870=\"No\",\"\",IF(O870=\"\",Ynci(P870,N870,R870,T870),YnTr(1,R870,O870,S870,T870,N870)))","v":{"$error":"#VALUE!"}},{"$f":"IF(K870=\"No\",\"\",IF(O870=\"\",Teta1(Y870,P870),\"-\"))","v":{"$error":"#VALUE!"}},{"$f":"IF(K870=\"No\",\"\",IF(O870=\"\",AreaCi(P870,Y870),AreaTr(O870,S870,Y870)))","v":{"$error":"#VALUE!"}},{"$f":"IF(K870=\"No\",\"\",IF(O870=\"\",FrCi(AC870,9.806,Z870,P870),FrTr(AC870,9.806,O870,S870,Y870)))","v":{"$error":"#VALUE!"}},{"$error":"#VALUE!"},null,null,null,null,null,null,null,null,null,null,null,null,null,null,null,0,0,"","","",{"$f":"IF(AD870=\"\",\"\",IF(AE870=1,YcCi(AK870,J870),YcTr(J870,AJ870,AN870)))","v":""},{"$f":"IF(AD870=\"\",\"\",IF(AE870=1,Teta1(AX870,AK870),\"-\"))","v":""},{"$f":"IF(AD870=\"\",\"\",IF(AE870=1,AreaCi(AK870,AX870),AreaTr(AJ870,AN870,AX870)))","v":""},"",{"$f":"IF(AD870=\"\",\"\",IF(AE870=1,Ynci(AK870,J870,AM870,AO870),YnTr(1,AM870,AJ870,AN870,AO870,J870)))","v":""},{"$f":"IF(AD870=\"\",\"\",IF(AE870=1,Teta1(BB870,AK870),\"-\"))","v":""},{"$f":"IF(AD870=\"\",\"\",IF(AE870=1,AreaCi(AK870,BB870),AreaTr(AJ870,AN870,BB870)))","v":""},{"$f":"IF(AD870=\"\",\"\",IF(AE870=1,FrCi(BF870,9.806,BC870,AK870),FrTr(BF870,9.806,AJ870,AN870,BB870)))","v":""},"",{"$f":"IF(AD870=\"\",\"\",IF(AE870=1,LOOKUP(AI870,'Vmáx(material) - Tab.4.3'!$L$2:$L$11,'Vmáx(material) - Tab.4.3'!$M$2:$M$11),LOOKUP(AI870,'Vmáx(material) - Tab.4.3'!$L$15,'Vmáx(material) - Tab.4.3'!$M$15)))","v":""},{"$f":"IF(AD870=\"\",\"\",VLOOKUP($AH870,'Vmáx(material) - Tab.4.3'!$R$35:$X$41,2))","v":""},{"$f":"IF(AD870=\"\",\"\",VLOOKUP($AH870,'Vmáx(material) - Tab.4.3'!$R$35:$X$41,3))","v":""},{"$f":"IF(AD870=\"\",\"\",VLOOKUP($AH870,'Vmáx(material) - Tab.4.3'!$R$35:$X$41,4))","v":""},{"$f":"IF(AD870=\"\",\"\",VLOOKUP($AH870,'Vmáx(material) - Tab.4.3'!$R$35:$X$41,5))","v":""},{"$f":"IF(AD870=\"\",\"\",VLOOKUP($AH870,'Vmáx(material) - Tab.4.3'!$R$35:$X$41,6))","v":""},{"$f":"IF(AD870=\"\",\"\",IF(AD870=\"\",\"\",VLOOKUP($AH870,'Vmáx(material) - Tab.4.3'!$R$35:$X$41,7)))","v":""},{"$f":"IF(AD870=\"\",\"\",IF(AE870=1,FCi(J870,AK870),FTr(J870,AJ870,AK870)))","v":""},"",{"$f":"IF(AD870=\"\",\"\",Hw(BH870,BI870,BJ870,BK870,BL870,BM870,Z,BN870,AO870,AK870))","v":""},"","","","",{"$f":"IF(AD870=\"\",\"\",ho(BT870,AK870,AX870))","v":""},{"$f":"IF(AD870=\"\",\"\",IF(AE870=1,PeriCi(AK870,BB870),PeriTr(AJ870,AN870,BB870)))","v":""},{"$f":"IF(AD870=\"\",\"\",IF(AE870=1,AreaCi(AK870,BB870),AreaTr(AJ870,AN870,BB870)))","v":""},{"$f":"IF(AD870=\"\",\"\",RhCi(BW870,BV870))","v":""},"",{"$f":"IF(AD870=\"\",\"\",hf(AL870,J870,AM870,BW870,BX870))","v":""},{"$f":"IF(AD870=\"\",\"\",LOOKUP(AP870,Tab.4.5!$J$6:$J$27,Tab.4.5!$L$6:$L$27))","v":""},{"$f":"IF(AD870=\"\",\"\",He(CA870,BY870))","v":""},{"$f":"IF(AD870=\"\",\"\",Hs(BY870))","v":""},{"$f":"IF(AD870=\"\",\"\",Hm(BU870,BZ870,CB870,CC870,AL870,AO870))","v":""},"","","","","","",null,null,null,null,null,null,null,null,null,null,null,null,null,null,null,0,0,0,0,0,{"$f":"IF(CK870=\"\",\"\",IF(CL870=1,YcCi(CR870,J870),YcTr(J870,CQ870,CU870)))","v":""},{"$f":"IF(CK870=\"\",\"\",IF(CL870=1,Teta1(DE870,CR870),\"-\"))","v":""},"","",{"$f":"IF(CK870=\"\",\"\",IF(CL870=1,Ynci(CR870,J870,CT870,CV870),YnTr(1,CT870,CQ870,CU870,CV870,J870)))","v":""},{"$f":"IF(CK870=\"\",\"\",IF(CL870=1,Teta1(DI870,CR870),\"-\"))","v":""},{"$f":"IF(CK870=\"\",\"\",IF(CL870=1,AreaCi(CR870,J870),AreaTr(CQ870,CU870,DI870)))","v":""},{"$f":"IF(CK870=\"\",\"\",IF(CL870=1,FrCi(DM870,9.806,DJ870,CR870),FrTr(DM870,9.806,CQ870,CU870,DI870)))","v":""},"",{"$f":"IF(CK870=\"\",\"\",IF(CL870=1,LOOKUP(CP870,'Vmáx(material) - Tab.4.3'!$L$2:$L$11,'Vmáx(material) - Tab.4.3'!$M$2:$M$11),LOOKUP(CP870,'Vmáx(material) - Tab.4.3'!$L$15,'Vmáx(material) - Tab.4.3'!$M$15)))","v":""},{"$f":"IF(CK870=\"\",\"\",VLOOKUP($CO870,'Vmáx(material) - Tab.4.3'!$R$35:$X$41,2))","v":""},{"$f":"IF(CK870=\"\",\"\",VLOOKUP($CO870,'Vmáx(material) - Tab.4.3'!$R$35:$X$41,3))","v":""},{"$f":"IF(CK870=\"\",\"\",VLOOKUP($CO870,'Vmáx(material) - Tab.4.3'!$R$35:$X$41,4))","v":""},{"$f":"IF(CK870=\"\",\"\",VLOOKUP($CO870,'Vmáx(material) - Tab.4.3'!$R$35:$X$41,5))","v":""},{"$f":"IF(CK870=\"\",\"\",VLOOKUP($CO870,'Vmáx(material) - Tab.4.3'!$R$35:$X$41,6))","v":""},{"$f":"IF(CK870=\"\",\"\",IF(CK870=\"\",\"\",VLOOKUP(CO870,'Vmáx(material) - Tab.4.3'!$R$35:$X$41,7)))","v":""},{"$f":"IF(CK870=\"\",\"\",IF(CL870=1,FCi(J870,CR870),FTr(J870,CQ870,CR870)))","v":""},"",{"$f":"IF(CK870=\"\",\"\",Hw(DO870,DP870,DQ870,DR870,DS870,DT870,Z,DU870,CV870,CR870))","v":""},"","","","","",{"$f":"IF(CK870=\"\",\"\",IF(CL870=1,PeriCi(CR870,DI870),PeriTr(CQ870,CU870,DI870)))","v":""},{"$f":"IF(CK870=\"\",\"\",IF(CL870=1,AreaCi(CR870,DI870),AreaTr(CQ870,CU870,DI870)))","v":""},{"$f":"IF(CK870=\"\",\"\",RhCi(DK870,EC870))","v":""},"",{"$f":"IF(CK870=\"\",\"\",hf(CS870,J870,CT870,DK870,EE870))","v":""},{"$f":"IF(CK870=\"\",\"\",LOOKUP(CW870,Tab.4.5!$J$6:$J$27,Tab.4.5!$L$6:$L$27))","v":""},{"$f":"IF(CK870=\"\",\"\",He(EH870,DM870))","v":""},{"$f":"IF(CK870=\"\",\"\",Hs(DM870))","v":""},{"$f":"IF(CK870=\"\",\"\",Hm(EB870,EG870,EI870,EJ870,CS870,CV870))","v":""},"","","","","","","K45+-45000 () ",{"$f":"IF(B870=\"Existe.\",IF(AE870=1,CONCATENATE(#REF!,AK870,\" m.\"),CONCATENATE(#REF!,AJ870,\" m x \",AK870,\" m.\")),IF(CL870=1,CONCATENATE(#REF!,CR870,\" m.\"),CONCATENATE(#REF!,CQ870,\" m x \",CR870,\" m.\")))","v":{"$error":"#REF!"}},"Concreto, L =  m, S = 0 %.","Cota clave eje= 0 msnm.",null,null,null,"","","","","",{"$f":"IF(EV870=\"\",\"\",VLOOKUP(EY870,'Estructura escalonada'!$D$3:$H$953,2))","v":""},"","","","","",""]
[null,null,null,null,null,null,null,null,null,null,null,0,null,0,null,null,null,null,null,null,{"$f":"IF(K874=\"No\",\"\",IF(O874=\"\",YcCi(P874,N874),YcTr(N874,O874,S874)))","v":{"$error":"#VALUE!"}},{"$f":"IF(K874=\"No\",\"\",IF(O874=\"\",Teta1(U874,P874),\"-\"))","v":{"$error":"#VALUE!"}},{"$error":"#VALUE!"},{"$error":"#VALUE!"},{"$f":"IF(K874=\"No\",\"\",IF(O874=\"\",Ynci(P874,N874,R874,T874),YnTr(1,R874,O874,S874,T874,N874)))","v":{"$error":"#VALUE!"}},{"$f":"IF(K874=\"No\",\"\",IF(O874=\"\",Teta1(Y874,P874),\"-\"))","v":{"$error":"#VALUE!"}},{"$f":"IF(K874=\"No\",\"\",IF(O874=\"\",AreaCi(P874,Y874),AreaTr(O874,S874,Y874)))","v":{"$error":"#VALUE!"}},{"$f":"IF(K874=\"No\",\"\",IF(O874=\"\",FrCi(AC874,9.806,Z874,P874),FrTr(AC874,9.806,O874,S874,Y874)))","v":{"$error":"#VALUE!"}},{"$error":"#VALUE!"},null,null,null,null,null,null,null,null,null,null,null,null,null,null,null,0,0,"","","",{"$f":"IF(AD874=\"\",\"\",IF(AE874=1,YcCi(AK874,J874),YcTr(J874,AJ874,AN874)))","v":""},{"$f":"IF(AD874=\"\",\"\",IF(AE874=1,Teta1(AX874,AK874),\"-\"))","v":""},{"$f":"IF(AD874=\"\",\"\",IF(AE874=1,AreaCi(AK874,AX874),AreaTr(AJ874,AN874,AX874)))","v":""},"",{"$f":"IF(AD874=\"\",\"\",IF(AE874=1,Ynci(AK874,J874,AM874,AO874),YnTr(1,AM874,AJ874,AN874,AO874,J874)))","v":""},{"$f":"IF(AD874=\"\",\"\",IF(AE874=1,Teta1(BB874,AK874),\"-\"))","v":""},{"$f":"IF(AD874=\"\",\"\",IF(AE874=1,AreaCi(AK874,BB874),AreaTr(AJ874,AN874,BB874)))","v":""},{"$f":"IF(AD874=\"\",\"\",IF(AE874=1,FrCi(BF874,9.806,BC874,AK874),FrTr(BF874,9.806,AJ874,AN874,BB874)))","v":""},"",{"$f":"IF(AD874=\"\",\"\",IF(AE874=1,LOOKUP(AI874,'Vmáx(material) - Tab.4.3'!$L$2:$L$11,'Vmáx(material) - Tab.4.3'!$M$2:$M$11),LOOKUP(AI874,'Vmáx(material) - Tab.4.3'!$L$15,'Vmáx(material) - Tab.4.3'!$M$15)))","v":""},{"$f":"IF(AD874=\"\",\"\",VLOOKUP($AH874,'Vmáx(material) - Tab.4.3'!$R$35:$X$41,2))","v":""},{"$f":"IF(AD874=\"\",\"\",VLOOKUP($AH874,'Vmáx(material) - Tab.4.3'!$R$35:$X$41,3))","v":""},{"$f":"IF(AD874=\"\",\"\",VLOOKUP($AH874,'Vmáx(material) - Tab.4.3'!$R$35:$X$41,4))","v":""},{"$f":"IF(AD874=\"\",\"\",VLOOKUP($AH874,'Vmáx(material) - Tab.4.3'!$R$35:$X$41,5))","v":""},{"$f":"IF(AD874=\"\",\"\",VLOOKUP($AH874,'Vmáx(material) - Tab.4.3'!$R$35:$X$41,6))","v":""},{"$f":"IF(AD874=\"\",\"\",IF(AD874=\"\",\"\",VLOOKUP($AH874,'Vmáx(material) - Tab.4.3'!$R$35:$X$41,7)))","v":""},{"$f":"IF(AD874=\"\",\"\",IF(AE874=1,FCi(J874,AK874),FTr(J874,AJ874,AK874)))","v":""},"",{"$f":"IF(AD874=\"\",\"\",Hw(BH874,BI874,BJ874,BK874,BL874,BM874,Z,BN874,AO874,AK874))","v":""},"","","","",{"$f":"IF(AD874=\"\",\"\",ho(BT874,AK874,AX874))","v":""},{"$f":"IF(AD874=\"\",\"\",IF(AE874=1,PeriCi(AK874,BB874),PeriTr(AJ874,AN874,BB874)))","v":""},{"$f":"IF(AD874=\"\",\"\",IF(AE874=1,AreaCi(AK874,BB874),AreaTr(AJ874,AN874,BB874)))","v":""},{"$f":"IF(AD874=\"\",\"\",RhCi(BW874,BV874))","v":""},"",{"$f":"IF(AD874=\"\",\"\",hf(AL874,J874,AM874,BW874,BX874))","v":""},{"$f":"IF(AD874=\"\",\"\",LOOKUP(AP874,Tab.4.5!$J$6:$J$27,Tab.4.5!$L$6:$L$27))","v":""},{"$f":"IF(AD874=\"\",\"\",He(CA874,BY874))","v":""},{"$f":"IF(AD874=\"\",\"\",Hs(BY874))","v":""},{"$f":"IF(AD874=\"\",\"\",Hm(BU874,BZ874,CB874,CC874,AL874,AO874))","v":""},"","","","","","",null,null,null,null,null,null,null,null,null,null,null,null,null,null,null,0,0,0,0,0,{"$f":"IF(CK874=\"\",\"\",IF(CL874=1,YcCi(CR874,J874),YcTr(J874,CQ874,CU874)))","v":""},{"$f":"IF(CK874=\"\",\"\",IF(CL874=1,Teta1(DE874,CR874),\"-\"))","v":""},"","",{"$f":"IF(CK874=\"\",\"\",IF(CL874=1,Ynci(CR874,J874,CT874,CV874),YnTr(1,CT874,CQ874,CU874,CV874,J874)))","v":""},{"$f":"IF(CK874=\"\",\"\",IF(CL874=1,Teta1(DI874,CR874),\"-\"))","v":""},{"$f":"IF(CK874=\"\",\"\",IF(CL874=1,AreaCi(CR874,J874),AreaTr(CQ874,CU874,DI874)))","v":""},{"$f":"IF(CK874=\"\",\"\",IF(CL874=1,FrCi(DM874,9.806,DJ874,CR874),FrTr(DM874,9.806,CQ874,CU874,DI874)))","v":""},"",{"$f":"IF(CK874=\"\",\"\",IF(CL874=1,LOOKUP(CP874,'Vmáx(material) - Tab.4.3'!$L$2:$L$11,'Vmáx(material) - Tab.4.3'!$M$2:$M$11),LOOKUP(CP874,'Vmáx(material) - Tab.4.3'!$L$15,'Vmáx(material) - Tab.4.3'!$M$15)))","v":""},{"$f":"IF(CK874=\"\",\"\",VLOOKUP($CO874,'Vmáx(material) - Tab.4.3'!$R$35:$X$41,2))","v":""},{"$f":"IF(CK874=\"\",\"\",VLOOKUP($CO874,'Vmáx(material) - Tab.4.3'!$R$35:$X$41,3))","v":""},{"$f":"IF(CK874=\"\",\"\",VLOOKUP($CO874,'Vmáx(material) - Tab.4.3'!$R$35:$X$41,4))","v":""},{"$f":"IF(CK874=\"\",\"\",VLOOKUP($CO874,'Vmáx(material) - Tab.4.3'!$R$35:$X$41,5))","v":""},{"$f":"IF(CK874=\"\",\"\",VLOOKUP($CO874,'Vmáx(material) - Tab.4.3'!$R$35:$X$41,6))","v":""},{"$f":"IF(CK874=\"\",\"\",IF(CK874=\"\",\"\",VLOOKUP(CO874,'Vmáx(material) - Tab.4.3'!$R$35:$X$41,7)))","v":""},{"$f":"IF(CK874=\"\",\"\",IF(CL874=1,FCi(J874,CR874),FTr(J874,CQ874,CR874)))","v":""},"",{"$f":"IF(CK874=\"\",\"\",Hw(DO874,DP874,DQ874,DR874,DS874,DT874,Z,DU874,CV874,CR874))","v":""},"","","","","",{"$f":"IF(CK874=\"\",\"\",IF(CL874=1,PeriCi(CR874,DI874),PeriTr(CQ874,CU874,DI874)))","v":""},{"$f":"IF(CK874=\"\",\"\",IF(CL874=1,AreaCi(CR874,DI874),AreaTr(CQ874,CU874,DI874)))","v":""},{"$f":"IF(CK874=\"\",\"\",RhCi(DK874,EC874))","v":""},"",{"$f":"IF(CK874=\"\",\"\",hf(CS874,J874,CT874,DK874,EE874))","v":""},{"$f":"IF(CK874=\"\",\"\",LOOKUP(CW874,Tab.4.5!$J$6:$J$27,Tab.4.5!$L$6:$L$27))","v":""},{"$f":"IF(CK874=\"\",\"\",He(EH874,DM874))","v":""},{"$f":"IF(CK874=\"\",\"\",Hs(DM874))","v":""},{"$f":"IF(CK874=\"\",\"\",Hm(EB874,EG874,EI874,EJ874,CS874,CV874))","v":""},"","","","","","","K45+-45000 () ",{"$f":"IF(B874=\"Existe.\",IF(AE874=1,CONCATENATE(#REF!,AK874,\" m.\"),CONCATENATE(#REF!,AJ874,\" m x \",AK874,\" m.\")),IF(CL874=1,CONCATENATE(#REF!,CR874,\" m.\"),CONCATENATE(#REF!,CQ874,\" m x \",CR874,\" m.\")))","v":{"$error":"#REF!"}},"Concreto, L =  m, S = 0 %.","Cota clave eje= 0 msnm.",null,null,null,"","","","","",{"$f":"IF(EV874=\"\",\"\",VLOOKUP(EY874,'Estructura escalonada'!$D$3:$H$953,2))","v":""},"","","","","",""]
[null,null,null,null,null,null,null,null,null,null,null,0,null,0,null,null,null,null,null,null,{"$f":"IF(K877=\"No\",\"\",IF(O877=\"\",YcCi(P877,N877),YcTr(N877,O877,S877)))","v":{"$error":"#VALUE!"}},{"$f":"IF(K877=\"No\",\"\",IF(O877=\"\",Teta1(U877,P877),\"-\"))","v":{"$error":"#VALUE!"}},{"$error":"#VALUE!"},{"$error":"#VALUE!"},{"$f":"IF(K877=\"No\",\"\",IF(O877=\"\",Ynci(P877,N877,R877,T877),YnTr(1,R877,O877,S877,T877,N877)))","v":{"$error":"#VALUE!"}},{"$f":"IF(K877=\"No\",\"\",IF(O877=\"\",Teta1(Y877,P877),\"-\"))","v":{"$error":"#VALUE!"}},{"$f":"IF(K877=\"No\",\"\",IF(O877=\"\",AreaCi(P877,Y877),AreaTr(O877,S877,Y877)))","v":{"$error":"#VALUE!"}},{"$f":"IF(K877=\"No\",\"\",IF(O877=\"\",FrCi(AC877,9.806,Z877,P877),FrTr(AC877,9.806,O877,S877,Y877)))","v":{"$error":"#VALUE!"}},{"$error":"#VALUE!"},null,null,null,null,null,null,null,null,null,null,null,null,null,null,null,0,0,"","","",{"$f":"IF(AD877=\"\",\"\",IF(AE877=1,YcCi(AK877,J877),YcTr(J877,AJ877,AN877)))","v":""},{"$f":"IF(AD877=\"\",\"\",IF(AE877=1,Teta1(AX877,AK877),\"-\"))","v":""},{"$f":"IF(AD877=\"\",\"\",IF(AE877=1,AreaCi(AK877,AX877),AreaTr(AJ877,AN877,AX877)))","v":""},"",{"$f":"IF(AD877=\"\",\"\",IF(AE877=1,Ynci(AK877,J877,AM877,AO877),YnTr(1,AM877,AJ877,AN877,AO877,J877)))","v":""},{"$f":"IF(AD877=\"\",\"\",IF(AE877=1,Teta1(BB877,AK877),\"-\"))","v":""},{"$f":"IF(AD877=\"\",\"\",IF(AE877=1,AreaCi(AK877,BB877),AreaTr(AJ877,AN877,BB877)))","v":""},{"$f":"IF(AD877=\"\",\"\",IF(AE877=1,FrCi(BF877,9.806,BC877,AK877),FrTr(BF877,9.806,AJ877,AN877,BB877)))","v":""},"",{"$f":"IF(AD877=\"\",\"\",IF(AE877=1,LOOKUP(AI877,'Vmáx(material) - Tab.4.3'!$L$2:$L$11,'Vmáx(material) - Tab.4.3'!$M$2:$M$11),LOOKUP(AI877,'Vmáx(material) - Tab.4.3'!$L$15,'Vmáx(material) - Tab.4.3'!$M$15)))","v":""},{"$f":"IF(AD877=\"\",\"\",VLOOKUP($AH877,'Vmáx(material) - Tab.4.3'!$R$35:$X$41,2))","v":""},{"$f":"IF(AD877=\"\",\"\",VLOOKUP($AH877,'Vmáx(material) - Tab.4.3'!$R$35:$X$41,3))","v":""},{"$f":"IF(AD877=\"\",\"\",VLOOKUP($AH877,'Vmáx(material) - Tab.4.3'!$R$35:$X$41,4))","v":""},{"$f":"IF(AD877=\"\",\"\",VLOOKUP($AH877,'Vmáx(material) - Tab.4.3'!$R$35:$X$41,5))","v":""},{"$f":"IF(AD877=\"\",\"\",VLOOKUP($AH877,'Vmáx(material) - Tab.4.3'!$R$35:$X$41,6))","v":""},{"$f":"IF(AD877=\"\",\"\",IF(AD877=\"\",\"\",VLOOKUP($AH877,'Vmáx(material) - Tab.4.3'!$R$35:$X$41,7)))","v":""},{"$f":"IF(AD877=\"\",\"\",IF(AE877=1,FCi(J877,AK877),FTr(J877,AJ877,AK877)))","v":""},"",{"$f":"IF(AD877=\"\",\"\",Hw(BH877,BI877,BJ877,BK877,BL877,BM877,Z,BN877,AO877,AK877))","v":""},"","","","",{"$f":"IF(AD877=\"\",\"\",ho(BT877,AK877,AX877))","v":""},{"$f":"IF(AD877=\"\",\"\",IF(AE877=1,PeriCi(AK877,BB877),PeriTr(AJ877,AN877,BB877)))","v":""},{"$f":"IF(AD877=\"\",\"\",IF(AE877=1,AreaCi(AK877,BB877),AreaTr(AJ877,AN877,BB877)))","v":""},{"$f":"IF(AD877=\"\",\"\",RhCi(BW877,BV877))","v":""},"",{"$f":"IF(AD877=\"\",\"\",hf(AL877,J877,AM877,BW877,BX877))","v":""},{"$f":"IF(AD877=\"\",\"\",LOOKUP(AP877,Tab.4.5!$J$6:$J$27,Tab.4.5!$L$6:$L$27))","v":""},{"$f":"IF(AD877=\"\",\"\",He(CA877,BY877))","v":""},{"$f":"IF(AD877=\"\",\"\",Hs(BY877))","v":""},{"$f":"IF(AD877=\"\",\"\",Hm(BU877,BZ877,CB877,CC877,AL877,AO877))","v":""},"","","","","","",null,null,null,null,null,null,null,null,null,null,null,null,null,null,null,0,0,0,0,0,{"$f":"IF(CK877=\"\",\"\",IF(CL877=1,YcCi(CR877,J877),YcTr(J877,CQ877,CU877)))","v":""},{"$f":"IF(CK877=\"\",\"\",IF(CL877=1,Teta1(DE877,CR877),\"-\"))","v":""},"","",{"$f":"IF(CK877=\"\",\"\",IF(CL877=1,Ynci(CR877,J877,CT877,CV877),YnTr(1,CT877,CQ877,CU877,CV877,J877)))","v":""},{"$f":"IF(CK877=\"\",\"\",IF(CL877=1,Teta1(DI877,CR877),\"-\"))","v":""},{"$f":"IF(CK877=\"\",\"\",IF(CL877=1,AreaCi(CR877,J877),AreaTr(CQ877,CU877,DI877)))","v":""},{"$f":"IF(CK877=\"\",\"\",IF(CL877=1,FrCi(DM877,9.806,DJ877,CR877),FrTr(DM877,9.806,CQ877,CU877,DI877)))","v":""},"",{"$f":"IF(CK877=\"\",\"\",IF(CL877=1,LOOKUP(CP877,'Vmáx(material) - Tab.4.3'!$L$2:$L$11,'Vmáx(material) - Tab.4.3'!$M$2:$M$11),LOOKUP(CP877,'Vmáx(material) - Tab.4.3'!$L$15,'Vmáx(material) - Tab.4.3'!$M$15)))","v":""},{"$f":"IF(CK877=\"\",\"\",VLOOKUP($CO877,'Vmáx(material) - Tab.4.3'!$R$35:$X$41,2))","v":""},{"$f":"IF(CK877=\"\",\"\",VLOOKUP($CO877,'Vmáx(material) - Tab.4.3'!$R$35:$X$41,3))","v":""},{"$f":"IF(CK877=\"\",\"\",VLOOKUP($CO877,'Vmáx(material) - Tab.4.3'!$R$35:$X$41,4))","v":""},{"$f":"IF(CK877=\"\",\"\",VLOOKUP($CO877,'Vmáx(material) - Tab.4.3'!$R$35:$X$41,5))","v":""},{"$f":"IF(CK877=\"\",\"\",VLOOKUP($CO877,'Vmáx(material) - Tab.4.3'!$R$35:$X$41,6))","v":""},{"$f":"IF(CK877=\"\",\"\",IF(CK877=\"\",\"\",VLOOKUP(CO877,'Vmáx(material) - Tab.4.3'!$R$35:$X$41,7)))","v":""},{"$f":"IF(CK877=\"\",\"\",IF(CL877=1,FCi(J877,CR877),FTr(J877,CQ877,CR877)))","v":""},"",{"$f":"IF(CK877=\"\",\"\",Hw(DO877,DP877,DQ877,DR877,DS877,DT877,Z,DU877,CV877,CR877))","v":""},"","","","","",{"$f":"IF(CK877=\"\",\"\",IF(CL877=1,PeriCi(CR877,DI877),PeriTr(CQ877,CU877,DI877)))","v":""},{"$f":"IF(CK877=\"\",\"\",IF(CL877=1,AreaCi(CR877,DI877),AreaTr(CQ877,CU877,DI877)))","v":""},{"$f":"IF(CK877=\"\",\"\",RhCi(DK877,EC877))","v":""},"",{"$f":"IF(CK877=\"\",\"\",hf(CS877,J877,CT877,DK877,EE877))","v":""},{"$f":"IF(CK877=\"\",\"\",LOOKUP(CW877,Tab.4.5!$J$6:$J$27,Tab.4.5!$L$6:$L$27))","v":""},{"$f":"IF(CK877=\"\",\"\",He(EH877,DM877))","v":""},{"$f":"IF(CK877=\"\",\"\",Hs(DM877))","v":""},{"$f":"IF(CK877=\"\",\"\",Hm(EB877,EG877,EI877,EJ877,CS877,CV877))","v":""},"","","","","","","K45+-45000 () ",{"$f":"IF(B877=\"Existe.\",IF(AE877=1,CONCATENATE(#REF!,AK877,\" m.\"),CONCATENATE(#REF!,AJ877,\" m x \",AK877,\" m.\")),IF(CL877=1,CONCATENATE(#REF!,CR877,\" m.\"),CONCATENATE(#REF!,CQ877,\" m x \",CR877,\" m.\")))","v":{"$error":"#REF!"}},"Concreto, L =  m, S = 0 %.","Cota clave eje= 0 msnm.",null,null,null,"","","","","",{"$f":"IF(EV877=\"\",\"\",VLOOKUP(EY877,'Estructura escalonada'!$D$3:$H$953,2))","v":""},"","","","","",""]
[null,null,null,null,null,null,null,null,null,null,null,0,null,0,null,null,null,null,null,null,{"$f":"IF(K878=\"No\",\"\",IF(O878=\"\",YcCi(P878,N878),YcTr(N878,O878,S878)))","v":{"$error":"#VALUE!"}},{"$f":"IF(K878=\"No\",\"\",IF(O878=\"\",Teta1(U878,P878),\"-\"))","v":{"$error":"#VALUE!"}},{"$error":"#VALUE!"},{"$error":"#VALUE!"},{"$f":"IF(K878=\"No\",\"\",IF(O878=\"\",Ynci(P878,N878,R878,T878),YnTr(1,R878,O878,S878,T878,N878)))","v":{"$error":"#VALUE!"}},{"$f":"IF(K878=\"No\",\"\",IF(O878=\"\",Teta1(Y878,P878),\"-\"))","v":{"$error":"#VALUE!"}},{"$f":"IF(K878=\"No\",\"\",IF(O878=\"\",AreaCi(P878,Y878),AreaTr(O878,S878,Y878)))","v":{"$error":"#VALUE!"}},{"$f":"IF(K878=\"No\",\"\",IF(O878=\"\",FrCi(AC878,9.806,Z878,P878),FrTr(AC878,9.806,O878,S878,Y878)))","v":{"$error":"#VALUE!"}},{"$error":"#VALUE!"},null,null,null,null,null,null,null,null,null,null,null,null,null,null,null,0,0,"","","",{"$f":"IF(AD878=\"\",\"\",IF(AE878=1,YcCi(AK878,J878),YcTr(J878,AJ878,AN878)))","v":""},{"$f":"IF(AD878=\"\",\"\",IF(AE878=1,Teta1(AX878,AK878),\"-\"))","v":""},{"$f":"IF(AD878=\"\",\"\",IF(AE878=1,AreaCi(AK878,AX878),AreaTr(AJ878,AN878,AX878)))","v":""},"",{"$f":"IF(AD878=\"\",\"\",IF(AE878=1,Ynci(AK878,J878,AM878,AO878),YnTr(1,AM878,AJ878,AN878,AO878,J878)))","v":""},{"$f":"IF(AD878=\"\",\"\",IF(AE878=1,Teta1(BB878,AK878),\"-\"))","v":""},{"$f":"IF(AD878=\"\",\"\",IF(AE878=1,AreaCi(AK878,BB878),AreaTr(AJ878,AN878,BB878)))","v":""},{"$f":"IF(AD878=\"\",\"\",IF(AE878=1,FrCi(BF878,9.806,BC878,AK878),FrTr(BF878,9.806,AJ878,AN878,BB878)))","v":""},"",{"$f":"IF(AD878=\"\",\"\",IF(AE878=1,LOOKUP(AI878,'Vmáx(material) - Tab.4.3'!$L$2:$L$11,'Vmáx(material) - Tab.4.3'!$M$2:$M$11),LOOKUP(AI878,'Vmáx(material) - Tab.4.3'!$L$15,'Vmáx(material) - Tab.4.3'!$M$15)))","v":""},{"$f":"IF(AD878=\"\",\"\",VLOOKUP($AH878,'Vmáx(material) - Tab.4.3'!$R$35:$X$41,2))","v":""},{"$f":"IF(AD878=\"\",\"\",VLOOKUP($AH878,'Vmáx(material) - Tab.4.3'!$R$35:$X$41,3))","v":""},{"$f":"IF(AD878=\"\",\"\",VLOOKUP($AH878,'Vmáx(material) - Tab.4.3'!$R$35:$X$41,4))","v":""},{"$f":"IF(AD878=\"\",\"\",VLOOKUP($AH878,'Vmáx(material) - Tab.4.3'!$R$35:$X$41,5))","v":""},{"$f":"IF(AD878=\"\",\"\",VLOOKUP($AH878,'Vmáx(material) - Tab.4.3'!$R$35:$X$41,6))","v":""},{"$f":"IF(AD878=\"\",\"\",IF(AD878=\"\",\"\",VLOOKUP($AH878,'Vmáx(material) - Tab.4.3'!$R$35:$X$41,7)))","v":""},{"$f":"IF(AD878=\"\",\"\",IF(AE878=1,FCi(J878,AK878),FTr(J878,AJ878,AK878)))","v":""},"",{"$f":"IF(AD878=\"\",\"\",Hw(BH878,BI878,BJ878,BK878,BL878,BM878,Z,BN878,AO878,AK878))","v":""},"","","","",{"$f":"IF(AD878=\"\",\"\",ho(BT878,AK878,AX878))","v":""},{"$f":"IF(AD878=\"\",\"\",IF(AE878=1,PeriCi(AK878,BB878),PeriTr(AJ878,AN878,BB878)))","v":""},{"$f":"IF(AD878=\"\",\"\",IF(AE878=1,AreaCi(AK878,BB878),AreaTr(AJ878,AN878,BB878)))","v":""},{"$f":"IF(AD878=\"\",\"\",RhCi(BW878,BV878))","v":""},"",{"$f":"IF(AD878=\"\",\"\",hf(AL878,J878,AM878,BW878,BX878))","v":""},{"$f":"IF(AD878=\"\",\"\",LOOKUP(AP878,Tab.4.5!$J$6:$J$27,Tab.4.5!$L$6:$L$27))","v":""},{"$f":"IF(AD878=\"\",\"\",He(CA878,BY878))","v":""},{"$f":"IF(AD878=\"\",\"\",Hs(BY878))","v":""},{"$f":"IF(AD878=\"\",\"\",Hm(BU878,BZ878,CB878,CC878,AL878,AO878))","v":""},"","","","","","",null,null,null,null,null,null,null,null,null,null,null,null,null,null,null,0,0,0,0,0,{"$f":"IF(CK878=\"\",\"\",IF(CL878=1,YcCi(CR878,J878),YcTr(J878,CQ878,CU878)))","v":""},{"$f":"IF(CK878=\"\",\"\",IF(CL878=1,Teta1(DE878,CR878),\"-\"))","v":""},"","",{"$f":"IF(CK878=\"\",\"\",IF(CL878=1,Ynci(CR878,J878,CT878,CV878),YnTr(1,CT878,CQ878,CU878,CV878,J878)))","v":""},{"$f":"IF(CK878=\"\",\"\",IF(CL878=1,Teta1(DI878,CR878),\"-\"))","v":""},{"$f":"IF(CK878=\"\",\"\",IF(CL878=1,AreaCi(CR878,J878),AreaTr(CQ878,CU878,DI878)))","v":""},{"$f":"IF(CK878=\"\",\"\",IF(CL878=1,FrCi(DM878,9.806,DJ878,CR878),FrTr(DM878,9.806,CQ878,CU878,DI878)))","v":""},"",{"$f":"IF(CK878=\"\",\"\",IF(CL878=1,LOOKUP(CP878,'Vmáx(material) - Tab.4.3'!$L$2:$L$11,'Vmáx(material) - Tab.4.3'!$M$2:$M$11),LOOKUP(CP878,'Vmáx(material) - Tab.4.3'!$L$15,'Vmáx(material) - Tab.4.3'!$M$15)))","v":""},{"$f":"IF(CK878=\"\",\"\",VLOOKUP($CO878,'Vmáx(material) - Tab.4.3'!$R$35:$X$41,2))","v":""},{"$f":"IF(CK878=\"\",\"\",VLOOKUP($CO878,'Vmáx(material) - Tab.4.3'!$R$35:$X$41,3))","v":""},{"$f":"IF(CK878=\"\",\"\",VLOOKUP($CO878,'Vmáx(material) - Tab.4.3'!$R$35:$X$41,4))","v":""},{"$f":"IF(CK878=\"\",\"\",VLOOKUP($CO878,'Vmáx(material) - Tab.4.3'!$R$35:$X$41,5))","v":""},{"$f":"IF(CK878=\"\",\"\",VLOOKUP($CO878,'Vmáx(material) - Tab.4.3'!$R$35:$X$41,6))","v":""},{"$f":"IF(CK878=\"\",\"\",IF(CK878=\"\",\"\",VLOOKUP(CO878,'Vmáx(material) - Tab.4.3'!$R$35:$X$41,7)))","v":""},{"$f":"IF(CK878=\"\",\"\",IF(CL878=1,FCi(J878,CR878),FTr(J878,CQ878,CR878)))","v":""},"",{"$f":"IF(CK878=\"\",\"\",Hw(DO878,DP878,DQ878,DR878,DS878,DT878,Z,DU878,CV878,CR878))","v":""},"","","","","",{"$f":"IF(CK878=\"\",\"\",IF(CL878=1,PeriCi(CR878,DI878),PeriTr(CQ878,CU878,DI878)))","v":""},{"$f":"IF(CK878=\"\",\"\",IF(CL878=1,AreaCi(CR878,DI878),AreaTr(CQ878,CU878,DI878)))","v":""},{"$f":"IF(CK878=\"\",\"\",RhCi(DK878,EC878))","v":""},"",{"$f":"IF(CK878=\"\",\"\",hf(CS878,J878,CT878,DK878,EE878))","v":""},{"$f":"IF(CK878=\"\",\"\",LOOKUP(CW878,Tab.4.5!$J$6:$J$27,Tab.4.5!$L$6:$L$27))","v":""},{"$f":"IF(CK878=\"\",\"\",He(EH878,DM878))","v":""},{"$f":"IF(CK878=\"\",\"\",Hs(DM878))","v":""},{"$f":"IF(CK878=\"\",\"\",Hm(EB878,EG878,EI878,EJ878,CS878,CV878))","v":""},"","","","","","","K45+-45000 () ",{"$f":"IF(B878=\"Existe.\",IF(AE878=1,CONCATENATE(#REF!,AK878,\" m.\"),CONCATENATE(#REF!,AJ878,\" m x \",AK878,\" m.\")),IF(CL878=1,CONCATENATE(#REF!,CR878,\" m.\"),CONCATENATE(#REF!,CQ878,\" m x \",CR878,\" m.\")))","v":{"$error":"#REF!"}},"Concreto, L =  m, S = 0 %.","Cota clave eje= 0 msnm.",null,null,null,"","","","","",{"$f":"IF(EV878=\"\",\"\",VLOOKUP(EY878,'Estructura escalonada'!$D$3:$H$953,2))","v":""},"","","","","",""]
[null,null,null,null,null,null,null,null,null,null,null,0,null,0,null,null,null,null,null,null,{"$f":"IF(K881=\"No\",\"\",IF(O881=\"\",YcCi(P881,N881),YcTr(N881,O881,S881)))","v":{"$error":"#VALUE!"}},{"$f":"IF(K881=\"No\",\"\",IF(O881=\"\",Teta1(U881,P881),\"-\"))","v":{"$error":"#VALUE!"}},{"$error":"#VALUE!"},{"$error":"#VALUE!"},{"$f":"IF(K881=\"No\",\"\",IF(O881=\"\",Ynci(P881,N881,R881,T881),YnTr(1,R881,O881,S881,T881,N881)))","v":{"$error":"#VALUE!"}},{"$f":"IF(K881=\"No\",\"\",IF(O881=\"\",Teta1(Y881,P881),\"-\"))","v":{"$error":"#VALUE!"}},{"$f":"IF(K881=\"No\",\"\",IF(O881=\"\",AreaCi(P881,Y881),AreaTr(O881,S881,Y881)))","v":{"$error":"#VALUE!"}},{"$f":"IF(K881=\"No\",\"\",IF(O881=\"\",FrCi(AC881,9.806,Z881,P881),FrTr(AC881,9.806,O881,S881,Y881)))","v":{"$error":"#VALUE!"}},{"$error":"#VALUE!"},null,null,null,null,null,null,null,null,null,null,null,null,null,null,null,0,0,"","","",{"$f":"IF(AD881=\"\",\"\",IF(AE881=1,YcCi(AK881,J881),YcTr(J881,AJ881,AN881)))","v":""},{"$f":"IF(AD881=\"\",\"\",IF(AE881=1,Teta1(AX881,AK881),\"-\"))","v":""},{"$f":"IF(AD881=\"\",\"\",IF(AE881=1,AreaCi(AK881,AX881),AreaTr(AJ881,AN881,AX881)))","v":""},"",{"$f":"IF(AD881=\"\",\"\",IF(AE881=1,Ynci(AK881,J881,AM881,AO881),YnTr(1,AM881,AJ881,AN881,AO881,J881)))","v":""},{"$f":"IF(AD881=\"\",\"\",IF(AE881=1,Teta1(BB881,AK881),\"-\"))","v":""},{"$f":"IF(AD881=\"\",\"\",IF(AE881=1,AreaCi(AK881,BB881),AreaTr(AJ881,AN881,BB881)))","v":""},{"$f":"IF(AD881=\"\",\"\",IF(AE881=1,FrCi(BF881,9.806,BC881,AK881),FrTr(BF881,9.806,AJ881,AN881,BB881)))","v":""},"",{"$f":"IF(AD881=\"\",\"\",IF(AE881=1,LOOKUP(AI881,'Vmáx(material) - Tab.4.3'!$L$2:$L$11,'Vmáx(material) - Tab.4.3'!$M$2:$M$11),LOOKUP(AI881,'Vmáx(material) - Tab.4.3'!$L$15,'Vmáx(material) - Tab.4.3'!$M$15)))","v":""},{"$f":"IF(AD881=\"\",\"\",VLOOKUP($AH881,'Vmáx(material) - Tab.4.3'!$R$35:$X$41,2))","v":""},{"$f":"IF(AD881=\"\",\"\",VLOOKUP($AH881,'Vmáx(material) - Tab.4.3'!$R$35:$X$41,3))","v":""},{"$f":"IF(AD881=\"\",\"\",VLOOKUP($AH881,'Vmáx(material) - Tab.4.3'!$R$35:$X$41,4))","v":""},{"$f":"IF(AD881=\"\",\"\",VLOOKUP($AH881,'Vmáx(material) - Tab.4.3'!$R$35:$X$41,5))","v":""},{"$f":"IF(AD881=\"\",\"\",VLOOKUP($AH881,'Vmáx(material) - Tab.4.3'!$R$35:$X$41,6))","v":""},{"$f":"IF(AD881=\"\",\"\",IF(AD881=\"\",\"\",VLOOKUP($AH881,'Vmáx(material) - Tab.4.3'!$R$35:$X$41,7)))","v":""},{"$f":"IF(AD881=\"\",\"\",IF(AE881=1,FCi(J881,AK881),FTr(J881,AJ881,AK881)))","v":""},"",{"$f":"IF(AD881=\"\",\"\",Hw(BH881,BI881,BJ881,BK881,BL881,BM881,Z,BN881,AO881,AK881))","v":""},"","","","",{"$f":"IF(AD881=\"\",\"\",ho(BT881,AK881,AX881))","v":""},{"$f":"IF(AD881=\"\",\"\",IF(AE881=1,PeriCi(AK881,BB881),PeriTr(AJ881,AN881,BB881)))","v":""},{"$f":"IF(AD881=\"\",\"\",IF(AE881=1,AreaCi(AK881,BB881),AreaTr(AJ881,AN881,BB881)))","v":""},{"$f":"IF(AD881=\"\",\"\",RhCi(BW881,BV881))","v":""},"",{"$f":"IF(AD881=\"\",\"\",hf(AL881,J881,AM881,BW881,BX881))","v":""},{"$f":"IF(AD881=\"\",\"\",LOOKUP(AP881,Tab.4.5!$J$6:$J$27,Tab.4.5!$L$6:$L$27))","v":""},{"$f":"IF(AD881=\"\",\"\",He(CA881,BY881))","v":""},{"$f":"IF(AD881=\"\",\"\",Hs(BY881))","v":""},{"$f":"IF(AD881=\"\",\"\",Hm(BU881,BZ881,CB881,CC881,AL881,AO881))","v":""},"","","","","","",null,null,null,null,null,null,null,null,null,null,null,null,null,null,null,0,0,0,0,0,{"$f":"IF(CK881=\"\",\"\",IF(CL881=1,YcCi(CR881,J881),YcTr(J881,CQ881,CU881)))","v":""},{"$f":"IF(CK881=\"\",\"\",IF(CL881=1,Teta1(DE881,CR881),\"-\"))","v":""},"","",{"$f":"IF(CK881=\"\",\"\",IF(CL881=1,Ynci(CR881,J881,CT881,CV881),YnTr(1,CT881,CQ881,CU881,CV881,J881)))","v":""},{"$f":"IF(CK881=\"\",\"\",IF(CL881=1,Teta1(DI881,CR881),\"-\"))","v":""},{"$f":"IF(CK881=\"\",\"\",IF(CL881=1,AreaCi(CR881,J881),AreaTr(CQ881,CU881,DI881)))","v":""},{"$f":"IF(CK881=\"\",\"\",IF(CL881=1,FrCi(DM881,9.806,DJ881,CR881),FrTr(DM881,9.806,CQ881,CU881,DI881)))","v":""},"",{"$f":"IF(CK881=\"\",\"\",IF(CL881=1,LOOKUP(CP881,'Vmáx(material) - Tab.4.3'!$L$2:$L$11,'Vmáx(material) - Tab.4.3'!$M$2:$M$11),LOOKUP(CP881,'Vmáx(material) - Tab.4.3'!$L$15,'Vmáx(material) - Tab.4.3'!$M$15)))","v":""},{"$f":"IF(CK881=\"\",\"\",VLOOKUP($CO881,'Vmáx(material) - Tab.4.3'!$R$35:$X$41,2))","v":""},{"$f":"IF(CK881=\"\",\"\",VLOOKUP($CO881,'Vmáx(material) - Tab.4.3'!$R$35:$X$41,3))","v":""},{"$f":"IF(CK881=\"\",\"\",VLOOKUP($CO881,'Vmáx(material) - Tab.4.3'!$R$35:$X$41,4))","v":""},{"$f":"IF(CK881=\"\",\"\",VLOOKUP($CO881,'Vmáx(material) - Tab.4.3'!$R$35:$X$41,5))","v":""},{"$f":"IF(CK881=\"\",\"\",VLOOKUP($CO881,'Vmáx(material) - Tab.4.3'!$R$35:$X$41,6))","v":""},{"$f":"IF(CK881=\"\",\"\",IF(CK881=\"\",\"\",VLOOKUP(CO881,'Vmáx(material) - Tab.4.3'!$R$35:$X$41,7)))","v":""},{"$f":"IF(CK881=\"\",\"\",IF(CL881=1,FCi(J881,CR881),FTr(J881,CQ881,CR881)))","v":""},"",{"$f":"IF(CK881=\"\",\"\",Hw(DO881,DP881,DQ881,DR881,DS881,DT881,Z,DU881,CV881,CR881))","v":""},"","","","","",{"$f":"IF(CK881=\"\",\"\",IF(CL881=1,PeriCi(CR881,DI881),PeriTr(CQ881,CU881,DI881)))","v":""},{"$f":"IF(CK881=\"\",\"\",IF(CL881=1,AreaCi(CR881,DI881),AreaTr(CQ881,CU881,DI881)))","v":""},{"$f":"IF(CK881=\"\",\"\",RhCi(DK881,EC881))","v":""},"",{"$f":"IF(CK881=\"\",\"\",hf(CS881,J881,CT881,DK881,EE881))","v":""},{"$f":"IF(CK881=\"\",\"\",LOOKUP(CW881,Tab.4.5!$J$6:$J$27,Tab.4.5!$L$6:$L$27))","v":""},{"$f":"IF(CK881=\"\",\"\",He(EH881,DM881))","v":""},{"$f":"IF(CK881=\"\",\"\",Hs(DM881))","v":""},{"$f":"IF(CK881=\"\",\"\",Hm(EB881,EG881,EI881,EJ881,CS881,CV881))","v":""},"","","","","","","K45+-45000 () ",{"$f":"IF(B881=\"Existe.\",IF(AE881=1,CONCATENATE(#REF!,AK881,\" m.\"),CONCATENATE(#REF!,AJ881,\" m x \",AK881,\" m.\")),IF(CL881=1,CONCATENATE(#REF!,CR881,\" m.\"),CONCATENATE(#REF!,CQ881,\" m x \",CR881,\" m.\")))","v":{"$error":"#REF!"}},"Concreto, L =  m, S = 0 %.","Cota clave eje= 0 msnm.",null,null,null,"","","","","",{"$f":"IF(EV881=\"\",\"\",VLOOKUP(EY881,'Estructura escalonada'!$D$3:$H$953,2))","v":""},"","","","","",""]
[null,null,null,null,null,null,null,null,null,null,null,0,null,0,null,null,null,null,null,null,{"$f":"IF(K884=\"No\",\"\",IF(O884=\"\",YcCi(P884,N884),YcTr(N884,O884,S884)))","v":{"$error":"#VALUE!"}},{"$f":"IF(K884=\"No\",\"\",IF(O884=\"\",Teta1(U884,P884),\"-\"))","v":{"$error":"#VALUE!"}},{"$error":"#VALUE!"},{"$error":"#VALUE!"},{"$f":"IF(K884=\"No\",\"\",IF(O884=\"\",Ynci(P884,N884,R884,T884),YnTr(1,R884,O884,S884,T884,N884)))","v":{"$error":"#VALUE!"}},{"$f":"IF(K884=\"No\",\"\",IF(O884=\"\",Teta1(Y884,P884),\"-\"))","v":{"$error":"#VALUE!"}},{"$f":"IF(K884=\"No\",\"\",IF(O884=\"\",AreaCi(P884,Y884),AreaTr(O884,S884,Y884)))","v":{"$error":"#VALUE!"}},{"$f":"IF(K884=\"No\",\"\",IF(O884=\"\",FrCi(AC884,9.806,Z884,P884),FrTr(AC884,9.806,O884,S884,Y884)))","v":{"$error":"#VALUE!"}},{"$error":"#VALUE!"},null,null,null,null,null,null,null,null,null,null,null,null,null,null,null,0,0,"","","",{"$f":"IF(AD884=\"\",\"\",IF(AE884=1,YcCi(AK884,J884),YcTr(J884,AJ884,AN884)))","v":""},{"$f":"IF(AD884=\"\",\"\",IF(AE884=1,Teta1(AX884,AK884),\"-\"))","v":""},{"$f":"IF(AD884=\"\",\"\",IF(AE884=1,AreaCi(AK884,AX884),AreaTr(AJ884,AN884,AX884)))","v":""},"",{"$f":"IF(AD884=\"\",\"\",IF(AE884=1,Ynci(AK884,J884,AM884,AO884),YnTr(1,AM884,AJ884,AN884,AO884,J884)))","v":""},{"$f":"IF(AD884=\"\",\"\",IF(AE884=1,Teta1(BB884,AK884),\"-\"))","v":""},{"$f":"IF(AD884=\"\",\"\",IF(AE884=1,AreaCi(AK884,BB884),AreaTr(AJ884,AN884,BB884)))","v":""},{"$f":"IF(AD884=\"\",\"\",IF(AE884=1,FrCi(BF884,9.806,BC884,AK884),FrTr(BF884,9.806,AJ884,AN884,BB884)))","v":""},"",{"$f":"IF(AD884=\"\",\"\",IF(AE884=1,LOOKUP(AI884,'Vmáx(material) - Tab.4.3'!$L$2:$L$11,'Vmáx(material) - Tab.4.3'!$M$2:$M$11),LOOKUP(AI884,'Vmáx(material) - Tab.4.3'!$L$15,'Vmáx(material) - Tab.4.3'!$M$15)))","v":""},{"$f":"IF(AD884=\"\",\"\",VLOOKUP($AH884,'Vmáx(material) - Tab.4.3'!$R$35:$X$41,2))","v":""},{"$f":"IF(AD884=\"\",\"\",VLOOKUP($AH884,'Vmáx(material) - Tab.4.3'!$R$35:$X$41,3))","v":""},{"$f":"IF(AD884=\"\",\"\",VLOOKUP($AH884,'Vmáx(material) - Tab.4.3'!$R$35:$X$41,4))","v":""},{"$f":"IF(AD884=\"\",\"\",VLOOKUP($AH884,'Vmáx(material) - Tab.4.3'!$R$35:$X$41,5))","v":""},{"$f":"IF(AD884=\"\",\"\",VLOOKUP($AH884,'Vmáx(material) - Tab.4.3'!$R$35:$X$41,6))","v":""},{"$f":"IF(AD884=\"\",\"\",IF(AD884=\"\",\"\",VLOOKUP($AH884,'Vmáx(material) - Tab.4.3'!$R$35:$X$41,7)))","v":""},{"$f":"IF(AD884=\"\",\"\",IF(AE884=1,FCi(J884,AK884),FTr(J884,AJ884,AK884)))","v":""},"",{"$f":"IF(AD884=\"\",\"\",Hw(BH884,BI884,BJ884,BK884,BL884,BM884,Z,BN884,AO884,AK884))","v":""},"","","","",{"$f":"IF(AD884=\"\",\"\",ho(BT884,AK884,AX884))","v":""},{"$f":"IF(AD884=\"\",\"\",IF(AE884=1,PeriCi(AK884,BB884),PeriTr(AJ884,AN884,BB884)))","v":""},{"$f":"IF(AD884=\"\",\"\",IF(AE884=1,AreaCi(AK884,BB884),AreaTr(AJ884,AN884,BB884)))","v":""},{"$f":"IF(AD884=\"\",\"\",RhCi(BW884,BV884))","v":""},"",{"$f":"IF(AD884=\"\",\"\",hf(AL884,J884,AM884,BW884,BX884))","v":""},{"$f":"IF(AD884=\"\",\"\",LOOKUP(AP884,Tab.4.5!$J$6:$J$27,Tab.4.5!$L$6:$L$27))","v":""},{"$f":"IF(AD884=\"\",\"\",He(CA884,BY884))","v":""},{"$f":"IF(AD884=\"\",\"\",Hs(BY884))","v":""},{"$f":"IF(AD884=\"\",\"\",Hm(BU884,BZ884,CB884,CC884,AL884,AO884))","v":""},"","","","","","",null,null,null,null,null,null,null,null,null,null,null,null,null,null,null,0,0,0,0,0,{"$f":"IF(CK884=\"\",\"\",IF(CL884=1,YcCi(CR884,J884),YcTr(J884,CQ884,CU884)))","v":""},{"$f":"IF(CK884=\"\",\"\",IF(CL884=1,Teta1(DE884,CR884),\"-\"))","v":""},"","",{"$f":"IF(CK884=\"\",\"\",IF(CL884=1,Ynci(CR884,J884,CT884,CV884),YnTr(1,CT884,CQ884,CU884,CV884,J884)))","v":""},{"$f":"IF(CK884=\"\",\"\",IF(CL884=1,Teta1(DI884,CR884),\"-\"))","v":""},{"$f":"IF(CK884=\"\",\"\",IF(CL884=1,AreaCi(CR884,J884),AreaTr(CQ884,CU884,DI884)))","v":""},{"$f":"IF(CK884=\"\",\"\",IF(CL884=1,FrCi(DM884,9.806,DJ884,CR884),FrTr(DM884,9.806,CQ884,CU884,DI884)))","v":""},"",{"$f":"IF(CK884=\"\",\"\",IF(CL884=1,LOOKUP(CP884,'Vmáx(material) - Tab.4.3'!$L$2:$L$11,'Vmáx(material) - Tab.4.3'!$M$2:$M$11),LOOKUP(CP884,'Vmáx(material) - Tab.4.3'!$L$15,'Vmáx(material) - Tab.4.3'!$M$15)))","v":""},{"$f":"IF(CK884=\"\",\"\",VLOOKUP($CO884,'Vmáx(material) - Tab.4.3'!$R$35:$X$41,2))","v":""},{"$f":"IF(CK884=\"\",\"\",VLOOKUP($CO884,'Vmáx(material) - Tab.4.3'!$R$35:$X$41,3))","v":""},{"$f":"IF(CK884=\"\",\"\",VLOOKUP($CO884,'Vmáx(material) - Tab.4.3'!$R$35:$X$41,4))","v":""},{"$f":"IF(CK884=\"\",\"\",VLOOKUP($CO884,'Vmáx(material) - Tab.4.3'!$R$35:$X$41,5))","v":""},{"$f":"IF(CK884=\"\",\"\",VLOOKUP($CO884,'Vmáx(material) - Tab.4.3'!$R$35:$X$41,6))","v":""},{"$f":"IF(CK884=\"\",\"\",IF(CK884=\"\",\"\",VLOOKUP(CO884,'Vmáx(material) - Tab.4.3'!$R$35:$X$41,7)))","v":""},{"$f":"IF(CK884=\"\",\"\",IF(CL884=1,FCi(J884,CR884),FTr(J884,CQ884,CR884)))","v":""},"",{"$f":"IF(CK884=\"\",\"\",Hw(DO884,DP884,DQ884,DR884,DS884,DT884,Z,DU884,CV884,CR884))","v":""},"","","","","",{"$f":"IF(CK884=\"\",\"\",IF(CL884=1,PeriCi(CR884,DI884),PeriTr(CQ884,CU884,DI884)))","v":""},{"$f":"IF(CK884=\"\",\"\",IF(CL884=1,AreaCi(CR884,DI884),AreaTr(CQ884,CU884,DI884)))","v":""},{"$f":"IF(CK884=\"\",\"\",RhCi(DK884,EC884))","v":""},"",{"$f":"IF(CK884=\"\",\"\",hf(CS884,J884,CT884,DK884,EE884))","v":""},{"$f":"IF(CK884=\"\",\"\",LOOKUP(CW884,Tab.4.5!$J$6:$J$27,Tab.4.5!$L$6:$L$27))","v":""},{"$f":"IF(CK884=\"\",\"\",He(EH884,DM884))","v":""},{"$f":"IF(CK884=\"\",\"\",Hs(DM884))","v":""},{"$f":"IF(CK884=\"\",\"\",Hm(EB884,EG884,EI884,EJ884,CS884,CV884))","v":""},"","","","","","","K45+-45000 () ",{"$f":"IF(B884=\"Existe.\",IF(AE884=1,CONCATENATE(#REF!,AK884,\" m.\"),CONCATENATE(#REF!,AJ884,\" m x \",AK884,\" m.\")),IF(CL884=1,CONCATENATE(#REF!,CR884,\" m.\"),CONCATENATE(#REF!,CQ884,\" m x \",CR884,\" m.\")))","v":{"$error":"#REF!"}},"Concreto, L =  m, S = 0 %.","Cota clave eje= 0 msnm.",null,null,null,"","","","","",{"$f":"IF(EV884=\"\",\"\",VLOOKUP(EY884,'Estructura escalonada'!$D$3:$H$953,2))","v":""},"","","","","",""]
[null,null,null,null,null,null,null,null,null,null,null,0,null,0,null,null,null,null,null,null,{"$f":"IF(K887=\"No\",\"\",IF(O887=\"\",YcCi(P887,N887),YcTr(N887,O887,S887)))","v":{"$error":"#VALUE!"}},{"$f":"IF(K887=\"No\",\"\",IF(O887=\"\",Teta1(U887,P887),\"-\"))","v":{"$error":"#VALUE!"}},{"$error":"#VALUE!"},{"$error":"#VALUE!"},{"$f":"IF(K887=\"No\",\"\",IF(O887=\"\",Ynci(P887,N887,R887,T887),YnTr(1,R887,O887,S887,T887,N887)))","v":{"$error":"#VALUE!"}},{"$f":"IF(K887=\"No\",\"\",IF(O887=\"\",Teta1(Y887,P887),\"-\"))","v":{"$error":"#VALUE!"}},{"$f":"IF(K887=\"No\",\"\",IF(O887=\"\",AreaCi(P887,Y887),AreaTr(O887,S887,Y887)))","v":{"$error":"#VALUE!"}},{"$f":"IF(K887=\"No\",\"\",IF(O887=\"\",FrCi(AC887,9.806,Z887,P887),FrTr(AC887,9.806,O887,S887,Y887)))","v":{"$error":"#VALUE!"}},{"$error":"#VALUE!"},null,null,null,null,null,null,null,null,null,null,null,null,null,null,null,0,0,"","","",{"$f":"IF(AD887=\"\",\"\",IF(AE887=1,YcCi(AK887,J887),YcTr(J887,AJ887,AN887)))","v":""},{"$f":"IF(AD887=\"\",\"\",IF(AE887=1,Teta1(AX887,AK887),\"-\"))","v":""},{"$f":"IF(AD887=\"\",\"\",IF(AE887=1,AreaCi(AK887,AX887),AreaTr(AJ887,AN887,AX887)))","v":""},"",{"$f":"IF(AD887=\"\",\"\",IF(AE887=1,Ynci(AK887,J887,AM887,AO887),YnTr(1,AM887,AJ887,AN887,AO887,J887)))","v":""},{"$f":"IF(AD887=\"\",\"\",IF(AE887=1,Teta1(BB887,AK887),\"-\"))","v":""},{"$f":"IF(AD887=\"\",\"\",IF(AE887=1,AreaCi(AK887,BB887),AreaTr(AJ887,AN887,BB887)))","v":""},{"$f":"IF(AD887=\"\",\"\",IF(AE887=1,FrCi(BF887,9.806,BC887,AK887),FrTr(BF887,9.806,AJ887,AN887,BB887)))","v":""},"",{"$f":"IF(AD887=\"\",\"\",IF(AE887=1,LOOKUP(AI887,'Vmáx(material) - Tab.4.3'!$L$2:$L$11,'Vmáx(material) - Tab.4.3'!$M$2:$M$11),LOOKUP(AI887,'Vmáx(material) - Tab.4.3'!$L$15,'Vmáx(material) - Tab.4.3'!$M$15)))","v":""},{"$f":"IF(AD887=\"\",\"\",VLOOKUP($AH887,'Vmáx(material) - Tab.4.3'!$R$35:$X$41,2))","v":""},{"$f":"IF(AD887=\"\",\"\",VLOOKUP($AH887,'Vmáx(material) - Tab.4.3'!$R$35:$X$41,3))","v":""},{"$f":"IF(AD887=\"\",\"\",VLOOKUP($AH887,'Vmáx(material) - Tab.4.3'!$R$35:$X$41,4))","v":""},{"$f":"IF(AD887=\"\",\"\",VLOOKUP($AH887,'Vmáx(material) - Tab.4.3'!$R$35:$X$41,5))","v":""},{"$f":"IF(AD887=\"\",\"\",VLOOKUP($AH887,'Vmáx(material) - Tab.4.3'!$R$35:$X$41,6))","v":""},{"$f":"IF(AD887=\"\",\"\",IF(AD887=\"\",\"\",VLOOKUP($AH887,'Vmáx(material) - Tab.4.3'!$R$35:$X$41,7)))","v":""},{"$f":"IF(AD887=\"\",\"\",IF(AE887=1,FCi(J887,AK887),FTr(J887,AJ887,AK887)))","v":""},"",{"$f":"IF(AD887=\"\",\"\",Hw(BH887,BI887,BJ887,BK887,BL887,BM887,Z,BN887,AO887,AK887))","v":""},"","","","",{"$f":"IF(AD887=\"\",\"\",ho(BT887,AK887,AX887))","v":""},{"$f":"IF(AD887=\"\",\"\",IF(AE887=1,PeriCi(AK887,BB887),PeriTr(AJ887,AN887,BB887)))","v":""},{"$f":"IF(AD887=\"\",\"\",IF(AE887=1,AreaCi(AK887,BB887),AreaTr(AJ887,AN887,BB887)))","v":""},{"$f":"IF(AD887=\"\",\"\",RhCi(BW887,BV887))","v":""},"",{"$f":"IF(AD887=\"\",\"\",hf(AL887,J887,AM887,BW887,BX887))","v":""},{"$f":"IF(AD887=\"\",\"\",LOOKUP(AP887,Tab.4.5!$J$6:$J$27,Tab.4.5!$L$6:$L$27))","v":""},{"$f":"IF(AD887=\"\",\"\",He(CA887,BY887))","v":""},{"$f":"IF(AD887=\"\",\"\",Hs(BY887))","v":""},{"$f":"IF(AD887=\"\",\"\",Hm(BU887,BZ887,CB887,CC887,AL887,AO887))","v":""},"","","","","","",null,null,null,null,null,null,null,null,null,null,null,null,null,null,null,0,0,0,0,0,{"$f":"IF(CK887=\"\",\"\",IF(CL887=1,YcCi(CR887,J887),YcTr(J887,CQ887,CU887)))","v":""},{"$f":"IF(CK887=\"\",\"\",IF(CL887=1,Teta1(DE887,CR887),\"-\"))","v":""},"","",{"$f":"IF(CK887=\"\",\"\",IF(CL887=1,Ynci(CR887,J887,CT887,CV887),YnTr(1,CT887,CQ887,CU887,CV887,J887)))","v":""},{"$f":"IF(CK887=\"\",\"\",IF(CL887=1,Teta1(DI887,CR887),\"-\"))","v":""},{"$f":"IF(CK887=\"\",\"\",IF(CL887=1,AreaCi(CR887,J887),AreaTr(CQ887,CU887,DI887)))","v":""},{"$f":"IF(CK887=\"\",\"\",IF(CL887=1,FrCi(DM887,9.806,DJ887,CR887),FrTr(DM887,9.806,CQ887,CU887,DI887)))","v":""},"",{"$f":"IF(CK887=\"\",\"\",IF(CL887=1,LOOKUP(CP887,'Vmáx(material) - Tab.4.3'!$L$2:$L$11,'Vmáx(material) - Tab.4.3'!$M$2:$M$11),LOOKUP(CP887,'Vmáx(material) - Tab.4.3'!$L$15,'Vmáx(material) - Tab.4.3'!$M$15)))","v":""},{"$f":"IF(CK887=\"\",\"\",VLOOKUP($CO887,'Vmáx(material) - Tab.4.3'!$R$35:$X$41,2))","v":""},{"$f":"IF(CK887=\"\",\"\",VLOOKUP($CO887,'Vmáx(material) - Tab.4.3'!$R$35:$X$41,3))","v":""},{"$f":"IF(CK887=\"\",\"\",VLOOKUP($CO887,'Vmáx(material) - Tab.4.3'!$R$35:$X$41,4))","v":""},{"$f":"IF(CK887=\"\",\"\",VLOOKUP($CO887,'Vmáx(material) - Tab.4.3'!$R$35:$X$41,5))","v":""},{"$f":"IF(CK887=\"\",\"\",VLOOKUP($CO887,'Vmáx(material) - Tab.4.3'!$R$35:$X$41,6))","v":""},{"$f":"IF(CK887=\"\",\"\",IF(CK887=\"\",\"\",VLOOKUP(CO887,'Vmáx(material) - Tab.4.3'!$R$35:$X$41,7)))","v":""},{"$f":"IF(CK887=\"\",\"\",IF(CL887=1,FCi(J887,CR887),FTr(J887,CQ887,CR887)))","v":""},"",{"$f":"IF(CK887=\"\",\"\",Hw(DO887,DP887,DQ887,DR887,DS887,DT887,Z,DU887,CV887,CR887))","v":""},"","","","","",{"$f":"IF(CK887=\"\",\"\",IF(CL887=1,PeriCi(CR887,DI887),PeriTr(CQ887,CU887,DI887)))","v":""},{"$f":"IF(CK887=\"\",\"\",IF(CL887=1,AreaCi(CR887,DI887),AreaTr(CQ887,CU887,DI887)))","v":""},{"$f":"IF(CK887=\"\",\"\",RhCi(DK887,EC887))","v":""},"",{"$f":"IF(CK887=\"\",\"\",hf(CS887,J887,CT887,DK887,EE887))","v":""},{"$f":"IF(CK887=\"\",\"\",LOOKUP(CW887,Tab.4.5!$J$6:$J$27,Tab.4.5!$L$6:$L$27))","v":""},{"$f":"IF(CK887=\"\",\"\",He(EH887,DM887))","v":""},{"$f":"IF(CK887=\"\",\"\",Hs(DM887))","v":""},{"$f":"IF(CK887=\"\",\"\",Hm(EB887,EG887,EI887,EJ887,CS887,CV887))","v":""},"","","","","","","K45+-45000 () ",{"$f":"IF(B887=\"Existe.\",IF(AE887=1,CONCATENATE(#REF!,AK887,\" m.\"),CONCATENATE(#REF!,AJ887,\" m x \",AK887,\" m.\")),IF(CL887=1,CONCATENATE(#REF!,CR887,\" m.\"),CONCATENATE(#REF!,CQ887,\" m x \",CR887,\" m.\")))","v":{"$error":"#REF!"}},"Concreto, L =  m, S = 0 %.","Cota clave eje= 0 msnm.",null,null,null,"","","","","",{"$f":"IF(EV887=\"\",\"\",VLOOKUP(EY887,'Estructura escalonada'!$D$3:$H$953,2))","v":""},"","","","","",""]
[null,null,null,null,null,null,null,null,null,null,null,0,null,0,null,null,null,null,null,null,{"$f":"IF(K890=\"No\",\"\",IF(O890=\"\",YcCi(P890,N890),YcTr(N890,O890,S890)))","v":{"$error":"#VALUE!"}},{"$f":"IF(K890=\"No\",\"\",IF(O890=\"\",Teta1(U890,P890),\"-\"))","v":{"$error":"#VALUE!"}},{"$error":"#VALUE!"},{"$error":"#VALUE!"},{"$f":"IF(K890=\"No\",\"\",IF(O890=\"\",Ynci(P890,N890,R890,T890),YnTr(1,R890,O890,S890,T890,N890)))","v":{"$error":"#VALUE!"}},{"$f":"IF(K890=\"No\",\"\",IF(O890=\"\",Teta1(Y890,P890),\"-\"))","v":{"$error":"#VALUE!"}},{"$f":"IF(K890=\"No\",\"\",IF(O890=\"\",AreaCi(P890,Y890),AreaTr(O890,S890,Y890)))","v":{"$error":"#VALUE!"}},{"$f":"IF(K890=\"No\",\"\",IF(O890=\"\",FrCi(AC890,9.806,Z890,P890),FrTr(AC890,9.806,O890,S890,Y890)))","v":{"$error":"#VALUE!"}},{"$error":"#VALUE!"},null,null,null,null,null,null,null,null,null,null,null,null,null,null,null,0,0,"","","",{"$f":"IF(AD890=\"\",\"\",IF(AE890=1,YcCi(AK890,J890),YcTr(J890,AJ890,AN890)))","v":""},{"$f":"IF(AD890=\"\",\"\",IF(AE890=1,Teta1(AX890,AK890),\"-\"))","v":""},{"$f":"IF(AD890=\"\",\"\",IF(AE890=1,AreaCi(AK890,AX890),AreaTr(AJ890,AN890,AX890)))","v":""},"",{"$f":"IF(AD890=\"\",\"\",IF(AE890=1,Ynci(AK890,J890,AM890,AO890),YnTr(1,AM890,AJ890,AN890,AO890,J890)))","v":""},{"$f":"IF(AD890=\"\",\"\",IF(AE890=1,Teta1(BB890,AK890),\"-\"))","v":""},{"$f":"IF(AD890=\"\",\"\",IF(AE890=1,AreaCi(AK890,BB890),AreaTr(AJ890,AN890,BB890)))","v":""},{"$f":"IF(AD890=\"\",\"\",IF(AE890=1,FrCi(BF890,9.806,BC890,AK890),FrTr(BF890,9.806,AJ890,AN890,BB890)))","v":""},"",{"$f":"IF(AD890=\"\",\"\",IF(AE890=1,LOOKUP(AI890,'Vmáx(material) - Tab.4.3'!$L$2:$L$11,'Vmáx(material) - Tab.4.3'!$M$2:$M$11),LOOKUP(AI890,'Vmáx(material) - Tab.4.3'!$L$15,'Vmáx(material) - Tab.4.3'!$M$15)))","v":""},{"$f":"IF(AD890=\"\",\"\",VLOOKUP($AH890,'Vmáx(material) - Tab.4.3'!$R$35:$X$41,2))","v":""},{"$f":"IF(AD890=\"\",\"\",VLOOKUP($AH890,'Vmáx(material) - Tab.4.3'!$R$35:$X$41,3))","v":""},{"$f":"IF(AD890=\"\",\"\",VLOOKUP($AH890,'Vmáx(material) - Tab.4.3'!$R$35:$X$41,4))","v":""},{"$f":"IF(AD890=\"\",\"\",VLOOKUP($AH890,'Vmáx(material) - Tab.4.3'!$R$35:$X$41,5))","v":""},{"$f":"IF(AD890=\"\",\"\",VLOOKUP($AH890,'Vmáx(material) - Tab.4.3'!$R$35:$X$41,6))","v":""},{"$f":"IF(AD890=\"\",\"\",IF(AD890=\"\",\"\",VLOOKUP($AH890,'Vmáx(material) - Tab.4.3'!$R$35:$X$41,7)))","v":""},{"$f":"IF(AD890=\"\",\"\",IF(AE890=1,FCi(J890,AK890),FTr(J890,AJ890,AK890)))","v":""},"",{"$f":"IF(AD890=\"\",\"\",Hw(BH890,BI890,BJ890,BK890,BL890,BM890,Z,BN890,AO890,AK890))","v":""},"","","","",{"$f":"IF(AD890=\"\",\"\",ho(BT890,AK890,AX890))","v":""},{"$f":"IF(AD890=\"\",\"\",IF(AE890=1,PeriCi(AK890,BB890),PeriTr(AJ890,AN890,BB890)))","v":""},{"$f":"IF(AD890=\"\",\"\",IF(AE890=1,AreaCi(AK890,BB890),AreaTr(AJ890,AN890,BB890)))","v":""},{"$f":"IF(AD890=\"\",\"\",RhCi(BW890,BV890))","v":""},"",{"$f":"IF(AD890=\"\",\"\",hf(AL890,J890,AM890,BW890,BX890))","v":""},{"$f":"IF(AD890=\"\",\"\",LOOKUP(AP890,Tab.4.5!$J$6:$J$27,Tab.4.5!$L$6:$L$27))","v":""},{"$f":"IF(AD890=\"\",\"\",He(CA890,BY890))","v":""},{"$f":"IF(AD890=\"\",\"\",Hs(BY890))","v":""},{"$f":"IF(AD890=\"\",\"\",Hm(BU890,BZ890,CB890,CC890,AL890,AO890))","v":""},"","","","","","",null,null,null,null,null,null,null,null,null,null,null,null,null,null,null,0,0,0,0,0,{"$f":"IF(CK890=\"\",\"\",IF(CL890=1,YcCi(CR890,J890),YcTr(J890,CQ890,CU890)))","v":""},{"$f":"IF(CK890=\"\",\"\",IF(CL890=1,Teta1(DE890,CR890),\"-\"))","v":""},"","",{"$f":"IF(CK890=\"\",\"\",IF(CL890=1,Ynci(CR890,J890,CT890,CV890),YnTr(1,CT890,CQ890,CU890,CV890,J890)))","v":""},{"$f":"IF(CK890=\"\",\"\",IF(CL890=1,Teta1(DI890,CR890),\"-\"))","v":""},{"$f":"IF(CK890=\"\",\"\",IF(CL890=1,AreaCi(CR890,J890),AreaTr(CQ890,CU890,DI890)))","v":""},{"$f":"IF(CK890=\"\",\"\",IF(CL890=1,FrCi(DM890,9.806,DJ890,CR890),FrTr(DM890,9.806,CQ890,CU890,DI890)))","v":""},"",{"$f":"IF(CK890=\"\",\"\",IF(CL890=1,LOOKUP(CP890,'Vmáx(material) - Tab.4.3'!$L$2:$L$11,'Vmáx(material) - Tab.4.3'!$M$2:$M$11),LOOKUP(CP890,'Vmáx(material) - Tab.4.3'!$L$15,'Vmáx(material) - Tab.4.3'!$M$15)))","v":""},{"$f":"IF(CK890=\"\",\"\",VLOOKUP($CO890,'Vmáx(material) - Tab.4.3'!$R$35:$X$41,2))","v":""},{"$f":"IF(CK890=\"\",\"\",VLOOKUP($CO890,'Vmáx(material) - Tab.4.3'!$R$35:$X$41,3))","v":""},{"$f":"IF(CK890=\"\",\"\",VLOOKUP($CO890,'Vmáx(material) - Tab.4.3'!$R$35:$X$41,4))","v":""},{"$f":"IF(CK890=\"\",\"\",VLOOKUP($CO890,'Vmáx(material) - Tab.4.3'!$R$35:$X$41,5))","v":""},{"$f":"IF(CK890=\"\",\"\",VLOOKUP($CO890,'Vmáx(material) - Tab.4.3'!$R$35:$X$41,6))","v":""},{"$f":"IF(CK890=\"\",\"\",IF(CK890=\"\",\"\",VLOOKUP(CO890,'Vmáx(material) - Tab.4.3'!$R$35:$X$41,7)))","v":""},{"$f":"IF(CK890=\"\",\"\",IF(CL890=1,FCi(J890,CR890),FTr(J890,CQ890,CR890)))","v":""},"",{"$f":"IF(CK890=\"\",\"\",Hw(DO890,DP890,DQ890,DR890,DS890,DT890,Z,DU890,CV890,CR890))","v":""},"","","","","",{"$f":"IF(CK890=\"\",\"\",IF(CL890=1,PeriCi(CR890,DI890),PeriTr(CQ890,CU890,DI890)))","v":""},{"$f":"IF(CK890=\"\",\"\",IF(CL890=1,AreaCi(CR890,DI890),AreaTr(CQ890,CU890,DI890)))","v":""},{"$f":"IF(CK890=\"\",\"\",RhCi(DK890,EC890))","v":""},"",{"$f":"IF(CK890=\"\",\"\",hf(CS890,J890,CT890,DK890,EE890))","v":""},{"$f":"IF(CK890=\"\",\"\",LOOKUP(CW890,Tab.4.5!$J$6:$J$27,Tab.4.5!$L$6:$L$27))","v":""},{"$f":"IF(CK890=\"\",\"\",He(EH890,DM890))","v":""},{"$f":"IF(CK890=\"\",\"\",Hs(DM890))","v":""},{"$f":"IF(CK890=\"\",\"\",Hm(EB890,EG890,EI890,EJ890,CS890,CV890))","v":""},"","","","","","","K45+-45000 () ",{"$f":"IF(B890=\"Existe.\",IF(AE890=1,CONCATENATE(#REF!,AK890,\" m.\"),CONCATENATE(#REF!,AJ890,\" m x \",AK890,\" m.\")),IF(CL890=1,CONCATENATE(#REF!,CR890,\" m.\"),CONCATENATE(#REF!,CQ890,\" m x \",CR890,\" m.\")))","v":{"$error":"#REF!"}},"Concreto, L =  m, S = 0 %.","Cota clave eje= 0 msnm.",null,null,null,"","","","","",{"$f":"IF(EV890=\"\",\"\",VLOOKUP(EY890,'Estructura escalonada'!$D$3:$H$953,2))","v":""},"","","","","",""]
[null,null,null,null,null,null,null,null,null,null,null,0,null,0,null,null,null,null,null,null,{"$f":"IF(K894=\"No\",\"\",IF(O894=\"\",YcCi(P894,N894),YcTr(N894,O894,S894)))","v":{"$error":"#VALUE!"}},{"$f":"IF(K894=\"No\",\"\",IF(O894=\"\",Teta1(U894,P894),\"-\"))","v":{"$error":"#VALUE!"}},{"$error":"#VALUE!"},{"$error":"#VALUE!"},{"$f":"IF(K894=\"No\",\"\",IF(O894=\"\",Ynci(P894,N894,R894,T894),YnTr(1,R894,O894,S894,T894,N894)))","v":{"$error":"#VALUE!"}},{"$f":"IF(K894=\"No\",\"\",IF(O894=\"\",Teta1(Y894,P894),\"-\"))","v":{"$error":"#VALUE!"}},{"$f":"IF(K894=\"No\",\"\",IF(O894=\"\",AreaCi(P894,Y894),AreaTr(O894,S894,Y894)))","v":{"$error":"#VALUE!"}},{"$f":"IF(K894=\"No\",\"\",IF(O894=\"\",FrCi(AC894,9.806,Z894,P894),FrTr(AC894,9.806,O894,S894,Y894)))","v":{"$error":"#VALUE!"}},{"$error":"#VALUE!"},null,null,null,null,null,null,null,null,null,null,null,null,null,null,null,0,0,"","","",{"$f":"IF(AD894=\"\",\"\",IF(AE894=1,YcCi(AK894,J894),YcTr(J894,AJ894,AN894)))","v":""},{"$f":"IF(AD894=\"\",\"\",IF(AE894=1,Teta1(AX894,AK894),\"-\"))","v":""},{"$f":"IF(AD894=\"\",\"\",IF(AE894=1,AreaCi(AK894,AX894),AreaTr(AJ894,AN894,AX894)))","v":""},"",{"$f":"IF(AD894=\"\",\"\",IF(AE894=1,Ynci(AK894,J894,AM894,AO894),YnTr(1,AM894,AJ894,AN894,AO894,J894)))","v":""},{"$f":"IF(AD894=\"\",\"\",IF(AE894=1,Teta1(BB894,AK894),\"-\"))","v":""},{"$f":"IF(AD894=\"\",\"\",IF(AE894=1,AreaCi(AK894,BB894),AreaTr(AJ894,AN894,BB894)))","v":""},{"$f":"IF(AD894=\"\",\"\",IF(AE894=1,FrCi(BF894,9.806,BC894,AK894),FrTr(BF894,9.806,AJ894,AN894,BB894)))","v":""},"",{"$f":"IF(AD894=\"\",\"\",IF(AE894=1,LOOKUP(AI894,'Vmáx(material) - Tab.4.3'!$L$2:$L$11,'Vmáx(material) - Tab.4.3'!$M$2:$M$11),LOOKUP(AI894,'Vmáx(material) - Tab.4.3'!$L$15,'Vmáx(material) - Tab.4.3'!$M$15)))","v":""},{"$f":"IF(AD894=\"\",\"\",VLOOKUP($AH894,'Vmáx(material) - Tab.4.3'!$R$35:$X$41,2))","v":""},{"$f":"IF(AD894=\"\",\"\",VLOOKUP($AH894,'Vmáx(material) - Tab.4.3'!$R$35:$X$41,3))","v":""},{"$f":"IF(AD894=\"\",\"\",VLOOKUP($AH894,'Vmáx(material) - Tab.4.3'!$R$35:$X$41,4))","v":""},{"$f":"IF(AD894=\"\",\"\",VLOOKUP($AH894,'Vmáx(material) - Tab.4.3'!$R$35:$X$41,5))","v":""},{"$f":"IF(AD894=\"\",\"\",VLOOKUP($AH894,'Vmáx(material) - Tab.4.3'!$R$35:$X$41,6))","v":""},{"$f":"IF(AD894=\"\",\"\",IF(AD894=\"\",\"\",VLOOKUP($AH894,'Vmáx(material) - Tab.4.3'!$R$35:$X$41,7)))","v":""},{"$f":"IF(AD894=\"\",\"\",IF(AE894=1,FCi(J894,AK894),FTr(J894,AJ894,AK894)))","v":""},"",{"$f":"IF(AD894=\"\",\"\",Hw(BH894,BI894,BJ894,BK894,BL894,BM894,Z,BN894,AO894,AK894))","v":""},"","","","",{"$f":"IF(AD894=\"\",\"\",ho(BT894,AK894,AX894))","v":""},{"$f":"IF(AD894=\"\",\"\",IF(AE894=1,PeriCi(AK894,BB894),PeriTr(AJ894,AN894,BB894)))","v":""},{"$f":"IF(AD894=\"\",\"\",IF(AE894=1,AreaCi(AK894,BB894),AreaTr(AJ894,AN894,BB894)))","v":""},{"$f":"IF(AD894=\"\",\"\",RhCi(BW894,BV894))","v":""},"",{"$f":"IF(AD894=\"\",\"\",hf(AL894,J894,AM894,BW894,BX894))","v":""},{"$f":"IF(AD894=\"\",\"\",LOOKUP(AP894,Tab.4.5!$J$6:$J$27,Tab.4.5!$L$6:$L$27))","v":""},{"$f":"IF(AD894=\"\",\"\",He(CA894,BY894))","v":""},{"$f":"IF(AD894=\"\",\"\",Hs(BY894))","v":""},{"$f":"IF(AD894=\"\",\"\",Hm(BU894,BZ894,CB894,CC894,AL894,AO894))","v":""},"","","","","","",null,null,null,null,null,null,null,null,null,null,null,null,null,null,null,0,0,0,0,0,{"$f":"IF(CK894=\"\",\"\",IF(CL894=1,YcCi(CR894,J894),YcTr(J894,CQ894,CU894)))","v":""},{"$f":"IF(CK894=\"\",\"\",IF(CL894=1,Teta1(DE894,CR894),\"-\"))","v":""},"","",{"$f":"IF(CK894=\"\",\"\",IF(CL894=1,Ynci(CR894,J894,CT894,CV894),YnTr(1,CT894,CQ894,CU894,CV894,J894)))","v":""},{"$f":"IF(CK894=\"\",\"\",IF(CL894=1,Teta1(DI894,CR894),\"-\"))","v":""},{"$f":"IF(CK894=\"\",\"\",IF(CL894=1,AreaCi(CR894,J894),AreaTr(CQ894,CU894,DI894)))","v":""},{"$f":"IF(CK894=\"\",\"\",IF(CL894=1,FrCi(DM894,9.806,DJ894,CR894),FrTr(DM894,9.806,CQ894,CU894,DI894)))","v":""},"",{"$f":"IF(CK894=\"\",\"\",IF(CL894=1,LOOKUP(CP894,'Vmáx(material) - Tab.4.3'!$L$2:$L$11,'Vmáx(material) - Tab.4.3'!$M$2:$M$11),LOOKUP(CP894,'Vmáx(material) - Tab.4.3'!$L$15,'Vmáx(material) - Tab.4.3'!$M$15)))","v":""},{"$f":"IF(CK894=\"\",\"\",VLOOKUP($CO894,'Vmáx(material) - Tab.4.3'!$R$35:$X$41,2))","v":""},{"$f":"IF(CK894=\"\",\"\",VLOOKUP($CO894,'Vmáx(material) - Tab.4.3'!$R$35:$X$41,3))","v":""},{"$f":"IF(CK894=\"\",\"\",VLOOKUP($CO894,'Vmáx(material) - Tab.4.3'!$R$35:$X$41,4))","v":""},{"$f":"IF(CK894=\"\",\"\",VLOOKUP($CO894,'Vmáx(material) - Tab.4.3'!$R$35:$X$41,5))","v":""},{"$f":"IF(CK894=\"\",\"\",VLOOKUP($CO894,'Vmáx(material) - Tab.4.3'!$R$35:$X$41,6))","v":""},{"$f":"IF(CK894=\"\",\"\",IF(CK894=\"\",\"\",VLOOKUP(CO894,'Vmáx(material) - Tab.4.3'!$R$35:$X$41,7)))","v":""},{"$f":"IF(CK894=\"\",\"\",IF(CL894=1,FCi(J894,CR894),FTr(J894,CQ894,CR894)))","v":""},"",{"$f":"IF(CK894=\"\",\"\",Hw(DO894,DP894,DQ894,DR894,DS894,DT894,Z,DU894,CV894,CR894))","v":""},"","","","","",{"$f":"IF(CK894=\"\",\"\",IF(CL894=1,PeriCi(CR894,DI894),PeriTr(CQ894,CU894,DI894)))","v":""},{"$f":"IF(CK894=\"\",\"\",IF(CL894=1,AreaCi(CR894,DI894),AreaTr(CQ894,CU894,DI894)))","v":""},{"$f":"IF(CK894=\"\",\"\",RhCi(DK894,EC894))","v":""},"",{"$f":"IF(CK894=\"\",\"\",hf(CS894,J894,CT894,DK894,EE894))","v":""},{"$f":"IF(CK894=\"\",\"\",LOOKUP(CW894,Tab.4.5!$J$6:$J$27,Tab.4.5!$L$6:$L$27))","v":""},{"$f":"IF(CK894=\"\",\"\",He(EH894,DM894))","v":""},{"$f":"IF(CK894=\"\",\"\",Hs(DM894))","v":""},{"$f":"IF(CK894=\"\",\"\",Hm(EB894,EG894,EI894,EJ894,CS894,CV894))","v":""},"","","","","","","K45+-45000 () ",{"$f":"IF(B894=\"Existe.\",IF(AE894=1,CONCATENATE(#REF!,AK894,\" m.\"),CONCATENATE(#REF!,AJ894,\" m x \",AK894,\" m.\")),IF(CL894=1,CONCATENATE(#REF!,CR894,\" m.\"),CONCATENATE(#REF!,CQ894,\" m x \",CR894,\" m.\")))","v":{"$error":"#REF!"}},"Concreto, L =  m, S = 0 %.","Cota clave eje= 0 msnm.",null,null,null,"","","","","",{"$f":"IF(EV894=\"\",\"\",VLOOKUP(EY894,'Estructura escalonada'!$D$3:$H$953,2))","v":""},"","","","","",""]
[null,null,null,null,null,null,null,null,null,null,null,0,null,0,null,null,null,null,null,null,{"$f":"IF(K896=\"No\",\"\",IF(O896=\"\",YcCi(P896,N896),YcTr(N896,O896,S896)))","v":{"$error":"#VALUE!"}},{"$f":"IF(K896=\"No\",\"\",IF(O896=\"\",Teta1(U896,P896),\"-\"))","v":{"$error":"#VALUE!"}},{"$error":"#VALUE!"},{"$error":"#VALUE!"},{"$f":"IF(K896=\"No\",\"\",IF(O896=\"\",Ynci(P896,N896,R896,T896),YnTr(1,R896,O896,S896,T896,N896)))","v":{"$error":"#VALUE!"}},{"$f":"IF(K896=\"No\",\"\",IF(O896=\"\",Teta1(Y896,P896),\"-\"))","v":{"$error":"#VALUE!"}},{"$f":"IF(K896=\"No\",\"\",IF(O896=\"\",AreaCi(P896,Y896),AreaTr(O896,S896,Y896)))","v":{"$error":"#VALUE!"}},{"$f":"IF(K896=\"No\",\"\",IF(O896=\"\",FrCi(AC896,9.806,Z896,P896),FrTr(AC896,9.806,O896,S896,Y896)))","v":{"$error":"#VALUE!"}},{"$error":"#VALUE!"},null,null,null,null,null,null,null,null,null,null,null,null,null,null,null,0,0,"","","",{"$f":"IF(AD896=\"\",\"\",IF(AE896=1,YcCi(AK896,J896),YcTr(J896,AJ896,AN896)))","v":""},{"$f":"IF(AD896=\"\",\"\",IF(AE896=1,Teta1(AX896,AK896),\"-\"))","v":""},{"$f":"IF(AD896=\"\",\"\",IF(AE896=1,AreaCi(AK896,AX896),AreaTr(AJ896,AN896,AX896)))","v":""},"",{"$f":"IF(AD896=\"\",\"\",IF(AE896=1,Ynci(AK896,J896,AM896,AO896),YnTr(1,AM896,AJ896,AN896,AO896,J896)))","v":""},{"$f":"IF(AD896=\"\",\"\",IF(AE896=1,Teta1(BB896,AK896),\"-\"))","v":""},{"$f":"IF(AD896=\"\",\"\",IF(AE896=1,AreaCi(AK896,BB896),AreaTr(AJ896,AN896,BB896)))","v":""},{"$f":"IF(AD896=\"\",\"\",IF(AE896=1,FrCi(BF896,9.806,BC896,AK896),FrTr(BF896,9.806,AJ896,AN896,BB896)))","v":""},"",{"$f":"IF(AD896=\"\",\"\",IF(AE896=1,LOOKUP(AI896,'Vmáx(material) - Tab.4.3'!$L$2:$L$11,'Vmáx(material) - Tab.4.3'!$M$2:$M$11),LOOKUP(AI896,'Vmáx(material) - Tab.4.3'!$L$15,'Vmáx(material) - Tab.4.3'!$M$15)))","v":""},{"$f":"IF(AD896=\"\",\"\",VLOOKUP($AH896,'Vmáx(material) - Tab.4.3'!$R$35:$X$41,2))","v":""},{"$f":"IF(AD896=\"\",\"\",VLOOKUP($AH896,'Vmáx(material) - Tab.4.3'!$R$35:$X$41,3))","v":""},{"$f":"IF(AD896=\"\",\"\",VLOOKUP($AH896,'Vmáx(material) - Tab.4.3'!$R$35:$X$41,4))","v":""},{"$f":"IF(AD896=\"\",\"\",VLOOKUP($AH896,'Vmáx(material) - Tab.4.3'!$R$35:$X$41,5))","v":""},{"$f":"IF(AD896=\"\",\"\",VLOOKUP($AH896,'Vmáx(material) - Tab.4.3'!$R$35:$X$41,6))","v":""},{"$f":"IF(AD896=\"\",\"\",IF(AD896=\"\",\"\",VLOOKUP($AH896,'Vmáx(material) - Tab.4.3'!$R$35:$X$41,7)))","v":""},{"$f":"IF(AD896=\"\",\"\",IF(AE896=1,FCi(J896,AK896),FTr(J896,AJ896,AK896)))","v":""},"",{"$f":"IF(AD896=\"\",\"\",Hw(BH896,BI896,BJ896,BK896,BL896,BM896,Z,BN896,AO896,AK896))","v":""},"","","","",{"$f":"IF(AD896=\"\",\"\",ho(BT896,AK896,AX896))","v":""},{"$f":"IF(AD896=\"\",\"\",IF(AE896=1,PeriCi(AK896,BB896),PeriTr(AJ896,AN896,BB896)))","v":""},{"$f":"IF(AD896=\"\",\"\",IF(AE896=1,AreaCi(AK896,BB896),AreaTr(AJ896,AN896,BB896)))","v":""},{"$f":"IF(AD896=\"\",\"\",RhCi(BW896,BV896))","v":""},"",{"$f":"IF(AD896=\"\",\"\",hf(AL896,J896,AM896,BW896,BX896))","v":""},{"$f":"IF(AD896=\"\",\"\",LOOKUP(AP896,Tab.4.5!$J$6:$J$27,Tab.4.5!$L$6:$L$27))","v":""},{"$f":"IF(AD896=\"\",\"\",He(CA896,BY896))","v":""},{"$f":"IF(AD896=\"\",\"\",Hs(BY896))","v":""},{"$f":"IF(AD896=\"\",\"\",Hm(BU896,BZ896,CB896,CC896,AL896,AO896))","v":""},"","","","","","",null,null,null,null,null,null,null,null,null,null,null,null,null,null,null,0,0,0,0,0,{"$f":"IF(CK896=\"\",\"\",IF(CL896=1,YcCi(CR896,J896),YcTr(J896,CQ896,CU896)))","v":""},{"$f":"IF(CK896=\"\",\"\",IF(CL896=1,Teta1(DE896,CR896),\"-\"))","v":""},"","",{"$f":"IF(CK896=\"\",\"\",IF(CL896=1,Ynci(CR896,J896,CT896,CV896),YnTr(1,CT896,CQ896,CU896,CV896,J896)))","v":""},{"$f":"IF(CK896=\"\",\"\",IF(CL896=1,Teta1(DI896,CR896),\"-\"))","v":""},{"$f":"IF(CK896=\"\",\"\",IF(CL896=1,AreaCi(CR896,J896),AreaTr(CQ896,CU896,DI896)))","v":""},{"$f":"IF(CK896=\"\",\"\",IF(CL896=1,FrCi(DM896,9.806,DJ896,CR896),FrTr(DM896,9.806,CQ896,CU896,DI896)))","v":""},"",{"$f":"IF(CK896=\"\",\"\",IF(CL896=1,LOOKUP(CP896,'Vmáx(material) - Tab.4.3'!$L$2:$L$11,'Vmáx(material) - Tab.4.3'!$M$2:$M$11),LOOKUP(CP896,'Vmáx(material) - Tab.4.3'!$L$15,'Vmáx(material) - Tab.4.3'!$M$15)))","v":""},{"$f":"IF(CK896=\"\",\"\",VLOOKUP($CO896,'Vmáx(material) - Tab.4.3'!$R$35:$X$41,2))","v":""},{"$f":"IF(CK896=\"\",\"\",VLOOKUP($CO896,'Vmáx(material) - Tab.4.3'!$R$35:$X$41,3))","v":""},{"$f":"IF(CK896=\"\",\"\",VLOOKUP($CO896,'Vmáx(material) - Tab.4.3'!$R$35:$X$41,4))","v":""},{"$f":"IF(CK896=\"\",\"\",VLOOKUP($CO896,'Vmáx(material) - Tab.4.3'!$R$35:$X$41,5))","v":""},{"$f":"IF(CK896=\"\",\"\",VLOOKUP($CO896,'Vmáx(material) - Tab.4.3'!$R$35:$X$41,6))","v":""},{"$f":"IF(CK896=\"\",\"\",IF(CK896=\"\",\"\",VLOOKUP(CO896,'Vmáx(material) - Tab.4.3'!$R$35:$X$41,7)))","v":""},{"$f":"IF(CK896=\"\",\"\",IF(CL896=1,FCi(J896,CR896),FTr(J896,CQ896,CR896)))","v":""},"",{"$f":"IF(CK896=\"\",\"\",Hw(DO896,DP896,DQ896,DR896,DS896,DT896,Z,DU896,CV896,CR896))","v":""},"","","","","",{"$f":"IF(CK896=\"\",\"\",IF(CL896=1,PeriCi(CR896,DI896),PeriTr(CQ896,CU896,DI896)))","v":""},{"$f":"IF(CK896=\"\",\"\",IF(CL896=1,AreaCi(CR896,DI896),AreaTr(CQ896,CU896,DI896)))","v":""},{"$f":"IF(CK896=\"\",\"\",RhCi(DK896,EC896))","v":""},"",{"$f":"IF(CK896=\"\",\"\",hf(CS896,J896,CT896,DK896,EE896))","v":""},{"$f":"IF(CK896=\"\",\"\",LOOKUP(CW896,Tab.4.5!$J$6:$J$27,Tab.4.5!$L$6:$L$27))","v":""},{"$f":"IF(CK896=\"\",\"\",He(EH896,DM896))","v":""},{"$f":"IF(CK896=\"\",\"\",Hs(DM896))","v":""},{"$f":"IF(CK896=\"\",\"\",Hm(EB896,EG896,EI896,EJ896,CS896,CV896))","v":""},"","","","","","","K45+-45000 () ",{"$f":"IF(B896=\"Existe.\",IF(AE896=1,CONCATENATE(#REF!,AK896,\" m.\"),CONCATENATE(#REF!,AJ896,\" m x \",AK896,\" m.\")),IF(CL896=1,CONCATENATE(#REF!,CR896,\" m.\"),CONCATENATE(#REF!,CQ896,\" m x \",CR896,\" m.\")))","v":{"$error":"#REF!"}},"Concreto, L =  m, S = 0 %.","Cota clave eje= 0 msnm.",null,null,null,"","","","","",{"$f":"IF(EV896=\"\",\"\",VLOOKUP(EY896,'Estructura escalonada'!$D$3:$H$953,2))","v":""},"","","","","",""]
[null,null,null,null,null,null,null,null,null,null,null,0,null,0,null,null,null,null,null,null,{"$f":"IF(K899=\"No\",\"\",IF(O899=\"\",YcCi(P899,N899),YcTr(N899,O899,S899)))","v":{"$error":"#VALUE!"}},{"$f":"IF(K899=\"No\",\"\",IF(O899=\"\",Teta1(U899,P899),\"-\"))","v":{"$error":"#VALUE!"}},{"$error":"#VALUE!"},{"$error":"#VALUE!"},{"$f":"IF(K899=\"No\",\"\",IF(O899=\"\",Ynci(P899,N899,R899,T899),YnTr(1,R899,O899,S899,T899,N899)))","v":{"$error":"#VALUE!"}},{"$f":"IF(K899=\"No\",\"\",IF(O899=\"\",Teta1(Y899,P899),\"-\"))","v":{"$error":"#VALUE!"}},{"$f":"IF(K899=\"No\",\"\",IF(O899=\"\",AreaCi(P899,Y899),AreaTr(O899,S899,Y899)))","v":{"$error":"#VALUE!"}},{"$f":"IF(K899=\"No\",\"\",IF(O899=\"\",FrCi(AC899,9.806,Z899,P899),FrTr(AC899,9.806,O899,S899,Y899)))","v":{"$error":"#VALUE!"}},{"$error":"#VALUE!"},null,null,null,null,null,null,null,null,null,null,null,null,null,null,null,0,0,"","","",{"$f":"IF(AD899=\"\",\"\",IF(AE899=1,YcCi(AK899,J899),YcTr(J899,AJ899,AN899)))","v":""},{"$f":"IF(AD899=\"\",\"\",IF(AE899=1,Teta1(AX899,AK899),\"-\"))","v":""},{"$f":"IF(AD899=\"\",\"\",IF(AE899=1,AreaCi(AK899,AX899),AreaTr(AJ899,AN899,AX899)))","v":""},"",{"$f":"IF(AD899=\"\",\"\",IF(AE899=1,Ynci(AK899,J899,AM899,AO899),YnTr(1,AM899,AJ899,AN899,AO899,J899)))","v":""},{"$f":"IF(AD899=\"\",\"\",IF(AE899=1,Teta1(BB899,AK899),\"-\"))","v":""},{"$f":"IF(AD899=\"\",\"\",IF(AE899=1,AreaCi(AK899,BB899),AreaTr(AJ899,AN899,BB899)))","v":""},{"$f":"IF(AD899=\"\",\"\",IF(AE899=1,FrCi(BF899,9.806,BC899,AK899),FrTr(BF899,9.806,AJ899,AN899,BB899)))","v":""},"",{"$f":"IF(AD899=\"\",\"\",IF(AE899=1,LOOKUP(AI899,'Vmáx(material) - Tab.4.3'!$L$2:$L$11,'Vmáx(material) - Tab.4.3'!$M$2:$M$11),LOOKUP(AI899,'Vmáx(material) - Tab.4.3'!$L$15,'Vmáx(material) - Tab.4.3'!$M$15)))","v":""},{"$f":"IF(AD899=\"\",\"\",VLOOKUP($AH899,'Vmáx(material) - Tab.4.3'!$R$35:$X$41,2))","v":""},{"$f":"IF(AD899=\"\",\"\",VLOOKUP($AH899,'Vmáx(material) - Tab.4.3'!$R$35:$X$41,3))","v":""},{"$f":"IF(AD899=\"\",\"\",VLOOKUP($AH899,'Vmáx(material) - Tab.4.3'!$R$35:$X$41,4))","v":""},{"$f":"IF(AD899=\"\",\"\",VLOOKUP($AH899,'Vmáx(material) - Tab.4.3'!$R$35:$X$41,5))","v":""},{"$f":"IF(AD899=\"\",\"\",VLOOKUP($AH899,'Vmáx(material) - Tab.4.3'!$R$35:$X$41,6))","v":""},{"$f":"IF(AD899=\"\",\"\",IF(AD899=\"\",\"\",VLOOKUP($AH899,'Vmáx(material) - Tab.4.3'!$R$35:$X$41,7)))","v":""},{"$f":"IF(AD899=\"\",\"\",IF(AE899=1,FCi(J899,AK899),FTr(J899,AJ899,AK899)))","v":""},"",{"$f":"IF(AD899=\"\",\"\",Hw(BH899,BI899,BJ899,BK899,BL899,BM899,Z,BN899,AO899,AK899))","v":""},"","","","",{"$f":"IF(AD899=\"\",\"\",ho(BT899,AK899,AX899))","v":""},{"$f":"IF(AD899=\"\",\"\",IF(AE899=1,PeriCi(AK899,BB899),PeriTr(AJ899,AN899,BB899)))","v":""},{"$f":"IF(AD899=\"\",\"\",IF(AE899=1,AreaCi(AK899,BB899),AreaTr(AJ899,AN899,BB899)))","v":""},{"$f":"IF(AD899=\"\",\"\",RhCi(BW899,BV899))","v":""},"",{"$f":"IF(AD899=\"\",\"\",hf(AL899,J899,AM899,BW899,BX899))","v":""},{"$f":"IF(AD899=\"\",\"\",LOOKUP(AP899,Tab.4.5!$J$6:$J$27,Tab.4.5!$L$6:$L$27))","v":""},{"$f":"IF(AD899=\"\",\"\",He(CA899,BY899))","v":""},{"$f":"IF(AD899=\"\",\"\",Hs(BY899))","v":""},{"$f":"IF(AD899=\"\",\"\",Hm(BU899,BZ899,CB899,CC899,AL899,AO899))","v":""},"","","","","","",null,null,null,null,null,null,null,null,null,null,null,null,null,null,null,0,0,0,0,0,{"$f":"IF(CK899=\"\",\"\",IF(CL899=1,YcCi(CR899,J899),YcTr(J899,CQ899,CU899)))","v":""},{"$f":"IF(CK899=\"\",\"\",IF(CL899=1,Teta1(DE899,CR899),\"-\"))","v":""},"","",{"$f":"IF(CK899=\"\",\"\",IF(CL899=1,Ynci(CR899,J899,CT899,CV899),YnTr(1,CT899,CQ899,CU899,CV899,J899)))","v":""},{"$f":"IF(CK899=\"\",\"\",IF(CL899=1,Teta1(DI899,CR899),\"-\"))","v":""},{"$f":"IF(CK899=\"\",\"\",IF(CL899=1,AreaCi(CR899,J899),AreaTr(CQ899,CU899,DI899)))","v":""},{"$f":"IF(CK899=\"\",\"\",IF(CL899=1,FrCi(DM899,9.806,DJ899,CR899),FrTr(DM899,9.806,CQ899,CU899,DI899)))","v":""},"",{"$f":"IF(CK899=\"\",\"\",IF(CL899=1,LOOKUP(CP899,'Vmáx(material) - Tab.4.3'!$L$2:$L$11,'Vmáx(material) - Tab.4.3'!$M$2:$M$11),LOOKUP(CP899,'Vmáx(material) - Tab.4.3'!$L$15,'Vmáx(material) - Tab.4.3'!$M$15)))","v":""},{"$f":"IF(CK899=\"\",\"\",VLOOKUP($CO899,'Vmáx(material) - Tab.4.3'!$R$35:$X$41,2))","v":""},{"$f":"IF(CK899=\"\",\"\",VLOOKUP($CO899,'Vmáx(material) - Tab.4.3'!$R$35:$X$41,3))","v":""},{"$f":"IF(CK899=\"\",\"\",VLOOKUP($CO899,'Vmáx(material) - Tab.4.3'!$R$35:$X$41,4))","v":""},{"$f":"IF(CK899=\"\",\"\",VLOOKUP($CO899,'Vmáx(material) - Tab.4.3'!$R$35:$X$41,5))","v":""},{"$f":"IF(CK899=\"\",\"\",VLOOKUP($CO899,'Vmáx(material) - Tab.4.3'!$R$35:$X$41,6))","v":""},{"$f":"IF(CK899=\"\",\"\",IF(CK899=\"\",\"\",VLOOKUP(CO899,'Vmáx(material) - Tab.4.3'!$R$35:$X$41,7)))","v":""},{"$f":"IF(CK899=\"\",\"\",IF(CL899=1,FCi(J899,CR899),FTr(J899,CQ899,CR899)))","v":""},"",{"$f":"IF(CK899=\"\",\"\",Hw(DO899,DP899,DQ899,DR899,DS899,DT899,Z,DU899,CV899,CR899))","v":""},"","","","","",{"$f":"IF(CK899=\"\",\"\",IF(CL899=1,PeriCi(CR899,DI899),PeriTr(CQ899,CU899,DI899)))","v":""},{"$f":"IF(CK899=\"\",\"\",IF(CL899=1,AreaCi(CR899,DI899),AreaTr(CQ899,CU899,DI899)))","v":""},{"$f":"IF(CK899=\"\",\"\",RhCi(DK899,EC899))","v":""},"",{"$f":"IF(CK899=\"\",\"\",hf(CS899,J899,CT899,DK899,EE899))","v":""},{"$f":"IF(CK899=\"\",\"\",LOOKUP(CW899,Tab.4.5!$J$6:$J$27,Tab.4.5!$L$6:$L$27))","v":""},{"$f":"IF(CK899=\"\",\"\",He(EH899,DM899))","v":""},{"$f":"IF(CK899=\"\",\"\",Hs(DM899))","v":""},{"$f":"IF(CK899=\"\",\"\",Hm(EB899,EG899,EI899,EJ899,CS899,CV899))","v":""},"","","","","","","K45+-45000 () ",{"$f":"IF(B899=\"Existe.\",IF(AE899=1,CONCATENATE(#REF!,AK899,\" m.\"),CONCATENATE(#REF!,AJ899,\" m x \",AK899,\" m.\")),IF(CL899=1,CONCATENATE(#REF!,CR899,\" m.\"),CONCATENATE(#REF!,CQ899,\" m x \",CR899,\" m.\")))","v":{"$error":"#REF!"}},"Concreto, L =  m, S = 0 %.","Cota clave eje= 0 msnm.",null,null,null,"","","","","",{"$f":"IF(EV899=\"\",\"\",VLOOKUP(EY899,'Estructura escalonada'!$D$3:$H$953,2))","v":""},"","","","","",""]
[null,null,null,null,null,null,null,null,null,null,null,0,null,0,null,null,null,null,null,null,{"$f":"IF(K900=\"No\",\"\",IF(O900=\"\",YcCi(P900,N900),YcTr(N900,O900,S900)))","v":{"$error":"#VALUE!"}},{"$f":"IF(K900=\"No\",\"\",IF(O900=\"\",Teta1(U900,P900),\"-\"))","v":{"$error":"#VALUE!"}},{"$error":"#VALUE!"},{"$error":"#VALUE!"},{"$f":"IF(K900=\"No\",\"\",IF(O900=\"\",Ynci(P900,N900,R900,T900),YnTr(1,R900,O900,S900,T900,N900)))","v":{"$error":"#VALUE!"}},{"$f":"IF(K900=\"No\",\"\",IF(O900=\"\",Teta1(Y900,P900),\"-\"))","v":{"$error":"#VALUE!"}},{"$f":"IF(K900=\"No\",\"\",IF(O900=\"\",AreaCi(P900,Y900),AreaTr(O900,S900,Y900)))","v":{"$error":"#VALUE!"}},{"$f":"IF(K900=\"No\",\"\",IF(O900=\"\",FrCi(AC900,9.806,Z900,P900),FrTr(AC900,9.806,O900,S900,Y900)))","v":{"$error":"#VALUE!"}},{"$error":"#VALUE!"},null,null,null,null,null,null,null,null,null,null,null,null,null,null,null,0,0,"","","",{"$f":"IF(AD900=\"\",\"\",IF(AE900=1,YcCi(AK900,J900),YcTr(J900,AJ900,AN900)))","v":""},{"$f":"IF(AD900=\"\",\"\",IF(AE900=1,Teta1(AX900,AK900),\"-\"))","v":""},{"$f":"IF(AD900=\"\",\"\",IF(AE900=1,AreaCi(AK900,AX900),AreaTr(AJ900,AN900,AX900)))","v":""},"",{"$f":"IF(AD900=\"\",\"\",IF(AE900=1,Ynci(AK900,J900,AM900,AO900),YnTr(1,AM900,AJ900,AN900,AO900,J900)))","v":""},{"$f":"IF(AD900=\"\",\"\",IF(AE900=1,Teta1(BB900,AK900),\"-\"))","v":""},{"$f":"IF(AD900=\"\",\"\",IF(AE900=1,AreaCi(AK900,BB900),AreaTr(AJ900,AN900,BB900)))","v":""},{"$f":"IF(AD900=\"\",\"\",IF(AE900=1,FrCi(BF900,9.806,BC900,AK900),FrTr(BF900,9.806,AJ900,AN900,BB900)))","v":""},"",{"$f":"IF(AD900=\"\",\"\",IF(AE900=1,LOOKUP(AI900,'Vmáx(material) - Tab.4.3'!$L$2:$L$11,'Vmáx(material) - Tab.4.3'!$M$2:$M$11),LOOKUP(AI900,'Vmáx(material) - Tab.4.3'!$L$15,'Vmáx(material) - Tab.4.3'!$M$15)))","v":""},{"$f":"IF(AD900=\"\",\"\",VLOOKUP($AH900,'Vmáx(material) - Tab.4.3'!$R$35:$X$41,2))","v":""},{"$f":"IF(AD900=\"\",\"\",VLOOKUP($AH900,'Vmáx(material) - Tab.4.3'!$R$35:$X$41,3))","v":""},{"$f":"IF(AD900=\"\",\"\",VLOOKUP($AH900,'Vmáx(material) - Tab.4.3'!$R$35:$X$41,4))","v":""},{"$f":"IF(AD900=\"\",\"\",VLOOKUP($AH900,'Vmáx(material) - Tab.4.3'!$R$35:$X$41,5))","v":""},{"$f":"IF(AD900=\"\",\"\",VLOOKUP($AH900,'Vmáx(material) - Tab.4.3'!$R$35:$X$41,6))","v":""},{"$f":"IF(AD900=\"\",\"\",IF(AD900=\"\",\"\",VLOOKUP($AH900,'Vmáx(material) - Tab.4.3'!$R$35:$X$41,7)))","v":""},{"$f":"IF(AD900=\"\",\"\",IF(AE900=1,FCi(J900,AK900),FTr(J900,AJ900,AK900)))","v":""},"",{"$f":"IF(AD900=\"\",\"\",Hw(BH900,BI900,BJ900,BK900,BL900,BM900,Z,BN900,AO900,AK900))","v":""},"","","","",{"$f":"IF(AD900=\"\",\"\",ho(BT900,AK900,AX900))","v":""},{"$f":"IF(AD900=\"\",\"\",IF(AE900=1,PeriCi(AK900,BB900),PeriTr(AJ900,AN900,BB900)))","v":""},{"$f":"IF(AD900=\"\",\"\",IF(AE900=1,AreaCi(AK900,BB900),AreaTr(AJ900,AN900,BB900)))","v":""},{"$f":"IF(AD900=\"\",\"\",RhCi(BW900,BV900))","v":""},"",{"$f":"IF(AD900=\"\",\"\",hf(AL900,J900,AM900,BW900,BX900))","v":""},{"$f":"IF(AD900=\"\",\"\",LOOKUP(AP900,Tab.4.5!$J$6:$J$27,Tab.4.5!$L$6:$L$27))","v":""},{"$f":"IF(AD900=\"\",\"\",He(CA900,BY900))","v":""},{"$f":"IF(AD900=\"\",\"\",Hs(BY900))","v":""},{"$f":"IF(AD900=\"\",\"\",Hm(BU900,BZ900,CB900,CC900,AL900,AO900))","v":""},"","","","","","",null,null,null,null,null,null,null,null,null,null,null,null,null,null,null,0,0,0,0,0,{"$f":"IF(CK900=\"\",\"\",IF(CL900=1,YcCi(CR900,J900),YcTr(J900,CQ900,CU900)))","v":""},{"$f":"IF(CK900=\"\",\"\",IF(CL900=1,Teta1(DE900,CR900),\"-\"))","v":""},"","",{"$f":"IF(CK900=\"\",\"\",IF(CL900=1,Ynci(CR900,J900,CT900,CV900),YnTr(1,CT900,CQ900,CU900,CV900,J900)))","v":""},{"$f":"IF(CK900=\"\",\"\",IF(CL900=1,Teta1(DI900,CR900),\"-\"))","v":""},{"$f":"IF(CK900=\"\",\"\",IF(CL900=1,AreaCi(CR900,J900),AreaTr(CQ900,CU900,DI900)))","v":""},{"$f":"IF(CK900=\"\",\"\",IF(CL900=1,FrCi(DM900,9.806,DJ900,CR900),FrTr(DM900,9.806,CQ900,CU900,DI900)))","v":""},"",{"$f":"IF(CK900=\"\",\"\",IF(CL900=1,LOOKUP(CP900,'Vmáx(material) - Tab.4.3'!$L$2:$L$11,'Vmáx(material) - Tab.4.3'!$M$2:$M$11),LOOKUP(CP900,'Vmáx(material) - Tab.4.3'!$L$15,'Vmáx(material) - Tab.4.3'!$M$15)))","v":""},{"$f":"IF(CK900=\"\",\"\",VLOOKUP($CO900,'Vmáx(material) - Tab.4.3'!$R$35:$X$41,2))","v":""},{"$f":"IF(CK900=\"\",\"\",VLOOKUP($CO900,'Vmáx(material) - Tab.4.3'!$R$35:$X$41,3))","v":""},{"$f":"IF(CK900=\"\",\"\",VLOOKUP($CO900,'Vmáx(material) - Tab.4.3'!$R$35:$X$41,4))","v":""},{"$f":"IF(CK900=\"\",\"\",VLOOKUP($CO900,'Vmáx(material) - Tab.4.3'!$R$35:$X$41,5))","v":""},{"$f":"IF(CK900=\"\",\"\",VLOOKUP($CO900,'Vmáx(material) - Tab.4.3'!$R$35:$X$41,6))","v":""},{"$f":"IF(CK900=\"\",\"\",IF(CK900=\"\",\"\",VLOOKUP(CO900,'Vmáx(material) - Tab.4.3'!$R$35:$X$41,7)))","v":""},{"$f":"IF(CK900=\"\",\"\",IF(CL900=1,FCi(J900,CR900),FTr(J900,CQ900,CR900)))","v":""},"",{"$f":"IF(CK900=\"\",\"\",Hw(DO900,DP900,DQ900,DR900,DS900,DT900,Z,DU900,CV900,CR900))","v":""},"","","","","",{"$f":"IF(CK900=\"\",\"\",IF(CL900=1,PeriCi(CR900,DI900),PeriTr(CQ900,CU900,DI900)))","v":""},{"$f":"IF(CK900=\"\",\"\",IF(CL900=1,AreaCi(CR900,DI900),AreaTr(CQ900,CU900,DI900)))","v":""},{"$f":"IF(CK900=\"\",\"\",RhCi(DK900,EC900))","v":""},"",{"$f":"IF(CK900=\"\",\"\",hf(CS900,J900,CT900,DK900,EE900))","v":""},{"$f":"IF(CK900=\"\",\"\",LOOKUP(CW900,Tab.4.5!$J$6:$J$27,Tab.4.5!$L$6:$L$27))","v":""},{"$f":"IF(CK900=\"\",\"\",He(EH900,DM900))","v":""},{"$f":"IF(CK900=\"\",\"\",Hs(DM900))","v":""},{"$f":"IF(CK900=\"\",\"\",Hm(EB900,EG900,EI900,EJ900,CS900,CV900))","v":""},"","","","","","","K45+-45000 () ",{"$f":"IF(B900=\"Existe.\",IF(AE900=1,CONCATENATE(#REF!,AK900,\" m.\"),CONCATENATE(#REF!,AJ900,\" m x \",AK900,\" m.\")),IF(CL900=1,CONCATENATE(#REF!,CR900,\" m.\"),CONCATENATE(#REF!,CQ900,\" m x \",CR900,\" m.\")))","v":{"$error":"#REF!"}},"Concreto, L =  m, S = 0 %.","Cota clave eje= 0 msnm.",null,null,null,"","","","","",{"$f":"IF(EV900=\"\",\"\",VLOOKUP(EY900,'Estructura escalonada'!$D$3:$H$953,2))","v":""},"","","","","",""]
[null,null,null,null,null,null,null,null,null,null,null,0,null,0,null,null,null,null,null,null,{"$f":"IF(K903=\"No\",\"\",IF(O903=\"\",YcCi(P903,N903),YcTr(N903,O903,S903)))","v":{"$error":"#VALUE!"}},{"$f":"IF(K903=\"No\",\"\",IF(O903=\"\",Teta1(U903,P903),\"-\"))","v":{"$error":"#VALUE!"}},{"$error":"#VALUE!"},{"$error":"#VALUE!"},{"$f":"IF(K903=\"No\",\"\",IF(O903=\"\",Ynci(P903,N903,R903,T903),YnTr(1,R903,O903,S903,T903,N903)))","v":{"$error":"#VALUE!"}},{"$f":"IF(K903=\"No\",\"\",IF(O903=\"\",Teta1(Y903,P903),\"-\"))","v":{"$error":"#VALUE!"}},{"$f":"IF(K903=\"No\",\"\",IF(O903=\"\",AreaCi(P903,Y903),AreaTr(O903,S903,Y903)))","v":{"$error":"#VALUE!"}},{"$f":"IF(K903=\"No\",\"\",IF(O903=\"\",FrCi(AC903,9.806,Z903,P903),FrTr(AC903,9.806,O903,S903,Y903)))","v":{"$error":"#VALUE!"}},{"$error":"#VALUE!"},null,null,null,null,null,null,null,null,null,null,null,null,null,null,null,0,0,"","","",{"$f":"IF(AD903=\"\",\"\",IF(AE903=1,YcCi(AK903,J903),YcTr(J903,AJ903,AN903)))","v":""},{"$f":"IF(AD903=\"\",\"\",IF(AE903=1,Teta1(AX903,AK903),\"-\"))","v":""},{"$f":"IF(AD903=\"\",\"\",IF(AE903=1,AreaCi(AK903,AX903),AreaTr(AJ903,AN903,AX903)))","v":""},"",{"$f":"IF(AD903=\"\",\"\",IF(AE903=1,Ynci(AK903,J903,AM903,AO903),YnTr(1,AM903,AJ903,AN903,AO903,J903)))","v":""},{"$f":"IF(AD903=\"\",\"\",IF(AE903=1,Teta1(BB903,AK903),\"-\"))","v":""},{"$f":"IF(AD903=\"\",\"\",IF(AE903=1,AreaCi(AK903,BB903),AreaTr(AJ903,AN903,BB903)))","v":""},{"$f":"IF(AD903=\"\",\"\",IF(AE903=1,FrCi(BF903,9.806,BC903,AK903),FrTr(BF903,9.806,AJ903,AN903,BB903)))","v":""},"",{"$f":"IF(AD903=\"\",\"\",IF(AE903=1,LOOKUP(AI903,'Vmáx(material) - Tab.4.3'!$L$2:$L$11,'Vmáx(material) - Tab.4.3'!$M$2:$M$11),LOOKUP(AI903,'Vmáx(material) - Tab.4.3'!$L$15,'Vmáx(material) - Tab.4.3'!$M$15)))","v":""},{"$f":"IF(AD903=\"\",\"\",VLOOKUP($AH903,'Vmáx(material) - Tab.4.3'!$R$35:$X$41,2))","v":""},{"$f":"IF(AD903=\"\",\"\",VLOOKUP($AH903,'Vmáx(material) - Tab.4.3'!$R$35:$X$41,3))","v":""},{"$f":"IF(AD903=\"\",\"\",VLOOKUP($AH903,'Vmáx(material) - Tab.4.3'!$R$35:$X$41,4))","v":""},{"$f":"IF(AD903=\"\",\"\",VLOOKUP($AH903,'Vmáx(material) - Tab.4.3'!$R$35:$X$41,5))","v":""},{"$f":"IF(AD903=\"\",\"\",VLOOKUP($AH903,'Vmáx(material) - Tab.4.3'!$R$35:$X$41,6))","v":""},{"$f":"IF(AD903=\"\",\"\",IF(AD903=\"\",\"\",VLOOKUP($AH903,'Vmáx(material) - Tab.4.3'!$R$35:$X$41,7)))","v":""},{"$f":"IF(AD903=\"\",\"\",IF(AE903=1,FCi(J903,AK903),FTr(J903,AJ903,AK903)))","v":""},"",{"$f":"IF(AD903=\"\",\"\",Hw(BH903,BI903,BJ903,BK903,BL903,BM903,Z,BN903,AO903,AK903))","v":""},"","","","",{"$f":"IF(AD903=\"\",\"\",ho(BT903,AK903,AX903))","v":""},{"$f":"IF(AD903=\"\",\"\",IF(AE903=1,PeriCi(AK903,BB903),PeriTr(AJ903,AN903,BB903)))","v":""},{"$f":"IF(AD903=\"\",\"\",IF(AE903=1,AreaCi(AK903,BB903),AreaTr(AJ903,AN903,BB903)))","v":""},{"$f":"IF(AD903=\"\",\"\",RhCi(BW903,BV903))","v":""},"",{"$f":"IF(AD903=\"\",\"\",hf(AL903,J903,AM903,BW903,BX903))","v":""},{"$f":"IF(AD903=\"\",\"\",LOOKUP(AP903,Tab.4.5!$J$6:$J$27,Tab.4.5!$L$6:$L$27))","v":""},{"$f":"IF(AD903=\"\",\"\",He(CA903,BY903))","v":""},{"$f":"IF(AD903=\"\",\"\",Hs(BY903))","v":""},{"$f":"IF(AD903=\"\",\"\",Hm(BU903,BZ903,CB903,CC903,AL903,AO903))","v":""},"","","","","","",null,null,null,null,null,null,null,null,null,null,null,null,null,null,null,0,0,0,0,0,{"$f":"IF(CK903=\"\",\"\",IF(CL903=1,YcCi(CR903,J903),YcTr(J903,CQ903,CU903)))","v":""},{"$f":"IF(CK903=\"\",\"\",IF(CL903=1,Teta1(DE903,CR903),\"-\"))","v":""},"","",{"$f":"IF(CK903=\"\",\"\",IF(CL903=1,Ynci(CR903,J903,CT903,CV903),YnTr(1,CT903,CQ903,CU903,CV903,J903)))","v":""},{"$f":"IF(CK903=\"\",\"\",IF(CL903=1,Teta1(DI903,CR903),\"-\"))","v":""},{"$f":"IF(CK903=\"\",\"\",IF(CL903=1,AreaCi(CR903,J903),AreaTr(CQ903,CU903,DI903)))","v":""},{"$f":"IF(CK903=\"\",\"\",IF(CL903=1,FrCi(DM903,9.806,DJ903,CR903),FrTr(DM903,9.806,CQ903,CU903,DI903)))","v":""},"",{"$f":"IF(CK903=\"\",\"\",IF(CL903=1,LOOKUP(CP903,'Vmáx(material) - Tab.4.3'!$L$2:$L$11,'Vmáx(material) - Tab.4.3'!$M$2:$M$11),LOOKUP(CP903,'Vmáx(material) - Tab.4.3'!$L$15,'Vmáx(material) - Tab.4.3'!$M$15)))","v":""},{"$f":"IF(CK903=\"\",\"\",VLOOKUP($CO903,'Vmáx(material) - Tab.4.3'!$R$35:$X$41,2))","v":""},{"$f":"IF(CK903=\"\",\"\",VLOOKUP($CO903,'Vmáx(material) - Tab.4.3'!$R$35:$X$41,3))","v":""},{"$f":"IF(CK903=\"\",\"\",VLOOKUP($CO903,'Vmáx(material) - Tab.4.3'!$R$35:$X$41,4))","v":""},{"$f":"IF(CK903=\"\",\"\",VLOOKUP($CO903,'Vmáx(material) - Tab.4.3'!$R$35:$X$41,5))","v":""},{"$f":"IF(CK903=\"\",\"\",VLOOKUP($CO903,'Vmáx(material) - Tab.4.3'!$R$35:$X$41,6))","v":""},{"$f":"IF(CK903=\"\",\"\",IF(CK903=\"\",\"\",VLOOKUP(CO903,'Vmáx(material) - Tab.4.3'!$R$35:$X$41,7)))","v":""},{"$f":"IF(CK903=\"\",\"\",IF(CL903=1,FCi(J903,CR903),FTr(J903,CQ903,CR903)))","v":""},"",{"$f":"IF(CK903=\"\",\"\",Hw(DO903,DP903,DQ903,DR903,DS903,DT903,Z,DU903,CV903,CR903))","v":""},"","","","","",{"$f":"IF(CK903=\"\",\"\",IF(CL903=1,PeriCi(CR903,DI903),PeriTr(CQ903,CU903,DI903)))","v":""},{"$f":"IF(CK903=\"\",\"\",IF(CL903=1,AreaCi(CR903,DI903),AreaTr(CQ903,CU903,DI903)))","v":""},{"$f":"IF(CK903=\"\",\"\",RhCi(DK903,EC903))","v":""},"",{"$f":"IF(CK903=\"\",\"\",hf(CS903,J903,CT903,DK903,EE903))","v":""},{"$f":"IF(CK903=\"\",\"\",LOOKUP(CW903,Tab.4.5!$J$6:$J$27,Tab.4.5!$L$6:$L$27))","v":""},{"$f":"IF(CK903=\"\",\"\",He(EH903,DM903))","v":""},{"$f":"IF(CK903=\"\",\"\",Hs(DM903))","v":""},{"$f":"IF(CK903=\"\",\"\",Hm(EB903,EG903,EI903,EJ903,CS903,CV903))","v":""},"","","","","","","K45+-45000 () ",{"$f":"IF(B903=\"Existe.\",IF(AE903=1,CONCATENATE(#REF!,AK903,\" m.\"),CONCATENATE(#REF!,AJ903,\" m x \",AK903,\" m.\")),IF(CL903=1,CONCATENATE(#REF!,CR903,\" m.\"),CONCATENATE(#REF!,CQ903,\" m x \",CR903,\" m.\")))","v":{"$error":"#REF!"}},"Concreto, L =  m, S = 0 %.","Cota clave eje= 0 msnm.",null,null,null,"","","","","",{"$f":"IF(EV903=\"\",\"\",VLOOKUP(EY903,'Estructura escalonada'!$D$3:$H$953,2))","v":""},"","","","","",""]
[null,null,null,null,null,null,null,null,null,null,null,0,null,0,null,null,null,null,null,null,{"$f":"IF(K907=\"No\",\"\",IF(O907=\"\",YcCi(P907,N907),YcTr(N907,O907,S907)))","v":{"$error":"#VALUE!"}},{"$f":"IF(K907=\"No\",\"\",IF(O907=\"\",Teta1(U907,P907),\"-\"))","v":{"$error":"#VALUE!"}},{"$error":"#VALUE!"},{"$error":"#VALUE!"},{"$f":"IF(K907=\"No\",\"\",IF(O907=\"\",Ynci(P907,N907,R907,T907),YnTr(1,R907,O907,S907,T907,N907)))","v":{"$error":"#VALUE!"}},{"$f":"IF(K907=\"No\",\"\",IF(O907=\"\",Teta1(Y907,P907),\"-\"))","v":{"$error":"#VALUE!"}},{"$f":"IF(K907=\"No\",\"\",IF(O907=\"\",AreaCi(P907,Y907),AreaTr(O907,S907,Y907)))","v":{"$error":"#VALUE!"}},{"$f":"IF(K907=\"No\",\"\",IF(O907=\"\",FrCi(AC907,9.806,Z907,P907),FrTr(AC907,9.806,O907,S907,Y907)))","v":{"$error":"#VALUE!"}},{"$error":"#VALUE!"},null,null,null,null,null,null,null,null,null,null,null,null,null,null,null,0,0,"","","",{"$f":"IF(AD907=\"\",\"\",IF(AE907=1,YcCi(AK907,J907),YcTr(J907,AJ907,AN907)))","v":""},{"$f":"IF(AD907=\"\",\"\",IF(AE907=1,Teta1(AX907,AK907),\"-\"))","v":""},{"$f":"IF(AD907=\"\",\"\",IF(AE907=1,AreaCi(AK907,AX907),AreaTr(AJ907,AN907,AX907)))","v":""},"",{"$f":"IF(AD907=\"\",\"\",IF(AE907=1,Ynci(AK907,J907,AM907,AO907),YnTr(1,AM907,AJ907,AN907,AO907,J907)))","v":""},{"$f":"IF(AD907=\"\",\"\",IF(AE907=1,Teta1(BB907,AK907),\"-\"))","v":""},{"$f":"IF(AD907=\"\",\"\",IF(AE907=1,AreaCi(AK907,BB907),AreaTr(AJ907,AN907,BB907)))","v":""},{"$f":"IF(AD907=\"\",\"\",IF(AE907=1,FrCi(BF907,9.806,BC907,AK907),FrTr(BF907,9.806,AJ907,AN907,BB907)))","v":""},"",{"$f":"IF(AD907=\"\",\"\",IF(AE907=1,LOOKUP(AI907,'Vmáx(material) - Tab.4.3'!$L$2:$L$11,'Vmáx(material) - Tab.4.3'!$M$2:$M$11),LOOKUP(AI907,'Vmáx(material) - Tab.4.3'!$L$15,'Vmáx(material) - Tab.4.3'!$M$15)))","v":""},{"$f":"IF(AD907=\"\",\"\",VLOOKUP($AH907,'Vmáx(material) - Tab.4.3'!$R$35:$X$41,2))","v":""},{"$f":"IF(AD907=\"\",\"\",VLOOKUP($AH907,'Vmáx(material) - Tab.4.3'!$R$35:$X$41,3))","v":""},{"$f":"IF(AD907=\"\",\"\",VLOOKUP($AH907,'Vmáx(material) - Tab.4.3'!$R$35:$X$41,4))","v":""},{"$f":"IF(AD907=\"\",\"\",VLOOKUP($AH907,'Vmáx(material) - Tab.4.3'!$R$35:$X$41,5))","v":""},{"$f":"IF(AD907=\"\",\"\",VLOOKUP($AH907,'Vmáx(material) - Tab.4.3'!$R$35:$X$41,6))","v":""},{"$f":"IF(AD907=\"\",\"\",IF(AD907=\"\",\"\",VLOOKUP($AH907,'Vmáx(material) - Tab.4.3'!$R$35:$X$41,7)))","v":""},{"$f":"IF(AD907=\"\",\"\",IF(AE907=1,FCi(J907,AK907),FTr(J907,AJ907,AK907)))","v":""},"",{"$f":"IF(AD907=\"\",\"\",Hw(BH907,BI907,BJ907,BK907,BL907,BM907,Z,BN907,AO907,AK907))","v":""},"","","","",{"$f":"IF(AD907=\"\",\"\",ho(BT907,AK907,AX907))","v":""},{"$f":"IF(AD907=\"\",\"\",IF(AE907=1,PeriCi(AK907,BB907),PeriTr(AJ907,AN907,BB907)))","v":""},{"$f":"IF(AD907=\"\",\"\",IF(AE907=1,AreaCi(AK907,BB907),AreaTr(AJ907,AN907,BB907)))","v":""},{"$f":"IF(AD907=\"\",\"\",RhCi(BW907,BV907))","v":""},"",{"$f":"IF(AD907=\"\",\"\",hf(AL907,J907,AM907,BW907,BX907))","v":""},{"$f":"IF(AD907=\"\",\"\",LOOKUP(AP907,Tab.4.5!$J$6:$J$27,Tab.4.5!$L$6:$L$27))","v":""},{"$f":"IF(AD907=\"\",\"\",He(CA907,BY907))","v":""},{"$f":"IF(AD907=\"\",\"\",Hs(BY907))","v":""},{"$f":"IF(AD907=\"\",\"\",Hm(BU907,BZ907,CB907,CC907,AL907,AO907))","v":""},"","","","","","",null,null,null,null,null,null,null,null,null,null,null,null,null,null,null,0,0,0,0,0,{"$f":"IF(CK907=\"\",\"\",IF(CL907=1,YcCi(CR907,J907),YcTr(J907,CQ907,CU907)))","v":""},{"$f":"IF(CK907=\"\",\"\",IF(CL907=1,Teta1(DE907,CR907),\"-\"))","v":""},"","",{"$f":"IF(CK907=\"\",\"\",IF(CL907=1,Ynci(CR907,J907,CT907,CV907),YnTr(1,CT907,CQ907,CU907,CV907,J907)))","v":""},{"$f":"IF(CK907=\"\",\"\",IF(CL907=1,Teta1(DI907,CR907),\"-\"))","v":""},{"$f":"IF(CK907=\"\",\"\",IF(CL907=1,AreaCi(CR907,J907),AreaTr(CQ907,CU907,DI907)))","v":""},{"$f":"IF(CK907=\"\",\"\",IF(CL907=1,FrCi(DM907,9.806,DJ907,CR907),FrTr(DM907,9.806,CQ907,CU907,DI907)))","v":""},"",{"$f":"IF(CK907=\"\",\"\",IF(CL907=1,LOOKUP(CP907,'Vmáx(material) - Tab.4.3'!$L$2:$L$11,'Vmáx(material) - Tab.4.3'!$M$2:$M$11),LOOKUP(CP907,'Vmáx(material) - Tab.4.3'!$L$15,'Vmáx(material) - Tab.4.3'!$M$15)))","v":""},{"$f":"IF(CK907=\"\",\"\",VLOOKUP($CO907,'Vmáx(material) - Tab.4.3'!$R$35:$X$41,2))","v":""},{"$f":"IF(CK907=\"\",\"\",VLOOKUP($CO907,'Vmáx(material) - Tab.4.3'!$R$35:$X$41,3))","v":""},{"$f":"IF(CK907=\"\",\"\",VLOOKUP($CO907,'Vmáx(material) - Tab.4.3'!$R$35:$X$41,4))","v":""},{"$f":"IF(CK907=\"\",\"\",VLOOKUP($CO907,'Vmáx(material) - Tab.4.3'!$R$35:$X$41,5))","v":""},{"$f":"IF(CK907=\"\",\"\",VLOOKUP($CO907,'Vmáx(material) - Tab.4.3'!$R$35:$X$41,6))","v":""},{"$f":"IF(CK907=\"\",\"\",IF(CK907=\"\",\"\",VLOOKUP(CO907,'Vmáx(material) - Tab.4.3'!$R$35:$X$41,7)))","v":""},{"$f":"IF(CK907=\"\",\"\",IF(CL907=1,FCi(J907,CR907),FTr(J907,CQ907,CR907)))","v":""},"",{"$f":"IF(CK907=\"\",\"\",Hw(DO907,DP907,DQ907,DR907,DS907,DT907,Z,DU907,CV907,CR907))","v":""},"","","","","",{"$f":"IF(CK907=\"\",\"\",IF(CL907=1,PeriCi(CR907,DI907),PeriTr(CQ907,CU907,DI907)))","v":""},{"$f":"IF(CK907=\"\",\"\",IF(CL907=1,AreaCi(CR907,DI907),AreaTr(CQ907,CU907,DI907)))","v":""},{"$f":"IF(CK907=\"\",\"\",RhCi(DK907,EC907))","v":""},"",{"$f":"IF(CK907=\"\",\"\",hf(CS907,J907,CT907,DK907,EE907))","v":""},{"$f":"IF(CK907=\"\",\"\",LOOKUP(CW907,Tab.4.5!$J$6:$J$27,Tab.4.5!$L$6:$L$27))","v":""},{"$f":"IF(CK907=\"\",\"\",He(EH907,DM907))","v":""},{"$f":"IF(CK907=\"\",\"\",Hs(DM907))","v":""},{"$f":"IF(CK907=\"\",\"\",Hm(EB907,EG907,EI907,EJ907,CS907,CV907))","v":""},"","","","","","","K45+-45000 () ",{"$f":"IF(B907=\"Existe.\",IF(AE907=1,CONCATENATE(#REF!,AK907,\" m.\"),CONCATENATE(#REF!,AJ907,\" m x \",AK907,\" m.\")),IF(CL907=1,CONCATENATE(#REF!,CR907,\" m.\"),CONCATENATE(#REF!,CQ907,\" m x \",CR907,\" m.\")))","v":{"$error":"#REF!"}},"Concreto, L =  m, S = 0 %.","Cota clave eje= 0 msnm.",null,null,null,"","","","","",{"$f":"IF(EV907=\"\",\"\",VLOOKUP(EY907,'Estructura escalonada'!$D$3:$H$953,2))","v":""},"","","","","",""]
[null,null,null,null,null,null,null,null,null,null,null,0,null,0,null,null,null,null,null,null,{"$f":"IF(K909=\"No\",\"\",IF(O909=\"\",YcCi(P909,N909),YcTr(N909,O909,S909)))","v":{"$error":"#VALUE!"}},{"$f":"IF(K909=\"No\",\"\",IF(O909=\"\",Teta1(U909,P909),\"-\"))","v":{"$error":"#VALUE!"}},{"$error":"#VALUE!"},{"$error":"#VALUE!"},{"$f":"IF(K909=\"No\",\"\",IF(O909=\"\",Ynci(P909,N909,R909,T909),YnTr(1,R909,O909,S909,T909,N909)))","v":{"$error":"#VALUE!"}},{"$f":"IF(K909=\"No\",\"\",IF(O909=\"\",Teta1(Y909,P909),\"-\"))","v":{"$error":"#VALUE!"}},{"$f":"IF(K909=\"No\",\"\",IF(O909=\"\",AreaCi(P909,Y909),AreaTr(O909,S909,Y909)))","v":{"$error":"#VALUE!"}},{"$f":"IF(K909=\"No\",\"\",IF(O909=\"\",FrCi(AC909,9.806,Z909,P909),FrTr(AC909,9.806,O909,S909,Y909)))","v":{"$error":"#VALUE!"}},{"$error":"#VALUE!"},null,null,null,null,null,null,null,null,null,null,null,null,null,null,null,0,0,"","","",{"$f":"IF(AD909=\"\",\"\",IF(AE909=1,YcCi(AK909,J909),YcTr(J909,AJ909,AN909)))","v":""},{"$f":"IF(AD909=\"\",\"\",IF(AE909=1,Teta1(AX909,AK909),\"-\"))","v":""},{"$f":"IF(AD909=\"\",\"\",IF(AE909=1,AreaCi(AK909,AX909),AreaTr(AJ909,AN909,AX909)))","v":""},"",{"$f":"IF(AD909=\"\",\"\",IF(AE909=1,Ynci(AK909,J909,AM909,AO909),YnTr(1,AM909,AJ909,AN909,AO909,J909)))","v":""},{"$f":"IF(AD909=\"\",\"\",IF(AE909=1,Teta1(BB909,AK909),\"-\"))","v":""},{"$f":"IF(AD909=\"\",\"\",IF(AE909=1,AreaCi(AK909,BB909),AreaTr(AJ909,AN909,BB909)))","v":""},{"$f":"IF(AD909=\"\",\"\",IF(AE909=1,FrCi(BF909,9.806,BC909,AK909),FrTr(BF909,9.806,AJ909,AN909,BB909)))","v":""},"",{"$f":"IF(AD909=\"\",\"\",IF(AE909=1,LOOKUP(AI909,'Vmáx(material) - Tab.4.3'!$L$2:$L$11,'Vmáx(material) - Tab.4.3'!$M$2:$M$11),LOOKUP(AI909,'Vmáx(material) - Tab.4.3'!$L$15,'Vmáx(material) - Tab.4.3'!$M$15)))","v":""},{"$f":"IF(AD909=\"\",\"\",VLOOKUP($AH909,'Vmáx(material) - Tab.4.3'!$R$35:$X$41,2))","v":""},{"$f":"IF(AD909=\"\",\"\",VLOOKUP($AH909,'Vmáx(material) - Tab.4.3'!$R$35:$X$41,3))","v":""},{"$f":"IF(AD909=\"\",\"\",VLOOKUP($AH909,'Vmáx(material) - Tab.4.3'!$R$35:$X$41,4))","v":""},{"$f":"IF(AD909=\"\",\"\",VLOOKUP($AH909,'Vmáx(material) - Tab.4.3'!$R$35:$X$41,5))","v":""},{"$f":"IF(AD909=\"\",\"\",VLOOKUP($AH909,'Vmáx(material) - Tab.4.3'!$R$35:$X$41,6))","v":""},{"$f":"IF(AD909=\"\",\"\",IF(AD909=\"\",\"\",VLOOKUP($AH909,'Vmáx(material) - Tab.4.3'!$R$35:$X$41,7)))","v":""},{"$f":"IF(AD909=\"\",\"\",IF(AE909=1,FCi(J909,AK909),FTr(J909,AJ909,AK909)))","v":""},"",{"$f":"IF(AD909=\"\",\"\",Hw(BH909,BI909,BJ909,BK909,BL909,BM909,Z,BN909,AO909,AK909))","v":""},"","","","",{"$f":"IF(AD909=\"\",\"\",ho(BT909,AK909,AX909))","v":""},{"$f":"IF(AD909=\"\",\"\",IF(AE909=1,PeriCi(AK909,BB909),PeriTr(AJ909,AN909,BB909)))","v":""},{"$f":"IF(AD909=\"\",\"\",IF(AE909=1,AreaCi(AK909,BB909),AreaTr(AJ909,AN909,BB909)))","v":""},{"$f":"IF(AD909=\"\",\"\",RhCi(BW909,BV909))","v":""},"",{"$f":"IF(AD909=\"\",\"\",hf(AL909,J909,AM909,BW909,BX909))","v":""},{"$f":"IF(AD909=\"\",\"\",LOOKUP(AP909,Tab.4.5!$J$6:$J$27,Tab.4.5!$L$6:$L$27))","v":""},{"$f":"IF(AD909=\"\",\"\",He(CA909,BY909))","v":""},{"$f":"IF(AD909=\"\",\"\",Hs(BY909))","v":""},{"$f":"IF(AD909=\"\",\"\",Hm(BU909,BZ909,CB909,CC909,AL909,AO909))","v":""},"","","","","","",null,null,null,null,null,null,null,null,null,null,null,null,null,null,null,0,0,0,0,0,{"$f":"IF(CK909=\"\",\"\",IF(CL909=1,YcCi(CR909,J909),YcTr(J909,CQ909,CU909)))","v":""},{"$f":"IF(CK909=\"\",\"\",IF(CL909=1,Teta1(DE909,CR909),\"-\"))","v":""},"","",{"$f":"IF(CK909=\"\",\"\",IF(CL909=1,Ynci(CR909,J909,CT909,CV909),YnTr(1,CT909,CQ909,CU909,CV909,J909)))","v":""},{"$f":"IF(CK909=\"\",\"\",IF(CL909=1,Teta1(DI909,CR909),\"-\"))","v":""},{"$f":"IF(CK909=\"\",\"\",IF(CL909=1,AreaCi(CR909,J909),AreaTr(CQ909,CU909,DI909)))","v":""},{"$f":"IF(CK909=\"\",\"\",IF(CL909=1,FrCi(DM909,9.806,DJ909,CR909),FrTr(DM909,9.806,CQ909,CU909,DI909)))","v":""},"",{"$f":"IF(CK909=\"\",\"\",IF(CL909=1,LOOKUP(CP909,'Vmáx(material) - Tab.4.3'!$L$2:$L$11,'Vmáx(material) - Tab.4.3'!$M$2:$M$11),LOOKUP(CP909,'Vmáx(material) - Tab.4.3'!$L$15,'Vmáx(material) - Tab.4.3'!$M$15)))","v":""},{"$f":"IF(CK909=\"\",\"\",VLOOKUP($CO909,'Vmáx(material) - Tab.4.3'!$R$35:$X$41,2))","v":""},{"$f":"IF(CK909=\"\",\"\",VLOOKUP($CO909,'Vmáx(material) - Tab.4.3'!$R$35:$X$41,3))","v":""},{"$f":"IF(CK909=\"\",\"\",VLOOKUP($CO909,'Vmáx(material) - Tab.4.3'!$R$35:$X$41,4))","v":""},{"$f":"IF(CK909=\"\",\"\",VLOOKUP($CO909,'Vmáx(material) - Tab.4.3'!$R$35:$X$41,5))","v":""},{"$f":"IF(CK909=\"\",\"\",VLOOKUP($CO909,'Vmáx(material) - Tab.4.3'!$R$35:$X$41,6))","v":""},{"$f":"IF(CK909=\"\",\"\",IF(CK909=\"\",\"\",VLOOKUP(CO909,'Vmáx(material) - Tab.4.3'!$R$35:$X$41,7)))","v":""},{"$f":"IF(CK909=\"\",\"\",IF(CL909=1,FCi(J909,CR909),FTr(J909,CQ909,CR909)))","v":""},"",{"$f":"IF(CK909=\"\",\"\",Hw(DO909,DP909,DQ909,DR909,DS909,DT909,Z,DU909,CV909,CR909))","v":""},"","","","","",{"$f":"IF(CK909=\"\",\"\",IF(CL909=1,PeriCi(CR909,DI909),PeriTr(CQ909,CU909,DI909)))","v":""},{"$f":"IF(CK909=\"\",\"\",IF(CL909=1,AreaCi(CR909,DI909),AreaTr(CQ909,CU909,DI909)))","v":""},{"$f":"IF(CK909=\"\",\"\",RhCi(DK909,EC909))","v":""},"",{"$f":"IF(CK909=\"\",\"\",hf(CS909,J909,CT909,DK909,EE909))","v":""},{"$f":"IF(CK909=\"\",\"\",LOOKUP(CW909,Tab.4.5!$J$6:$J$27,Tab.4.5!$L$6:$L$27))","v":""},{"$f":"IF(CK909=\"\",\"\",He(EH909,DM909))","v":""},{"$f":"IF(CK909=\"\",\"\",Hs(DM909))","v":""},{"$f":"IF(CK909=\"\",\"\",Hm(EB909,EG909,EI909,EJ909,CS909,CV909))","v":""},"","","","","","","K45+-45000 () ",{"$f":"IF(B909=\"Existe.\",IF(AE909=1,CONCATENATE(#REF!,AK909,\" m.\"),CONCATENATE(#REF!,AJ909,\" m x \",AK909,\" m.\")),IF(CL909=1,CONCATENATE(#REF!,CR909,\" m.\"),CONCATENATE(#REF!,CQ909,\" m x \",CR909,\" m.\")))","v":{"$error":"#REF!"}},"Concreto, L =  m, S = 0 %.","Cota clave eje= 0 msnm.",null,null,null,"","","","","",{"$f":"IF(EV909=\"\",\"\",VLOOKUP(EY909,'Estructura escalonada'!$D$3:$H$953,2))","v":""},"","","","","",""]
[null,null,null,null,null,null,null,null,null,null,null,0,null,0,null,null,null,null,null,null,{"$f":"IF(K912=\"No\",\"\",IF(O912=\"\",YcCi(P912,N912),YcTr(N912,O912,S912)))","v":{"$error":"#VALUE!"}},{"$f":"IF(K912=\"No\",\"\",IF(O912=\"\",Teta1(U912,P912),\"-\"))","v":{"$error":"#VALUE!"}},{"$error":"#VALUE!"},{"$error":"#VALUE!"},{"$f":"IF(K912=\"No\",\"\",IF(O912=\"\",Ynci(P912,N912,R912,T912),YnTr(1,R912,O912,S912,T912,N912)))","v":{"$error":"#VALUE!"}},{"$f":"IF(K912=\"No\",\"\",IF(O912=\"\",Teta1(Y912,P912),\"-\"))","v":{"$error":"#VALUE!"}},{"$f":"IF(K912=\"No\",\"\",IF(O912=\"\",AreaCi(P912,Y912),AreaTr(O912,S912,Y912)))","v":{"$error":"#VALUE!"}},{"$f":"IF(K912=\"No\",\"\",IF(O912=\"\",FrCi(AC912,9.806,Z912,P912),FrTr(AC912,9.806,O912,S912,Y912)))","v":{"$error":"#VALUE!"}},{"$error":"#VALUE!"},null,null,null,null,null,null,null,null,null,null,null,null,null,null,null,0,0,"","","",{"$f":"IF(AD912=\"\",\"\",IF(AE912=1,YcCi(AK912,J912),YcTr(J912,AJ912,AN912)))","v":""},{"$f":"IF(AD912=\"\",\"\",IF(AE912=1,Teta1(AX912,AK912),\"-\"))","v":""},{"$f":"IF(AD912=\"\",\"\",IF(AE912=1,AreaCi(AK912,AX912),AreaTr(AJ912,AN912,AX912)))","v":""},"",{"$f":"IF(AD912=\"\",\"\",IF(AE912=1,Ynci(AK912,J912,AM912,AO912),YnTr(1,AM912,AJ912,AN912,AO912,J912)))","v":""},{"$f":"IF(AD912=\"\",\"\",IF(AE912=1,Teta1(BB912,AK912),\"-\"))","v":""},{"$f":"IF(AD912=\"\",\"\",IF(AE912=1,AreaCi(AK912,BB912),AreaTr(AJ912,AN912,BB912)))","v":""},{"$f":"IF(AD912=\"\",\"\",IF(AE912=1,FrCi(BF912,9.806,BC912,AK912),FrTr(BF912,9.806,AJ912,AN912,BB912)))","v":""},"",{"$f":"IF(AD912=\"\",\"\",IF(AE912=1,LOOKUP(AI912,'Vmáx(material) - Tab.4.3'!$L$2:$L$11,'Vmáx(material) - Tab.4.3'!$M$2:$M$11),LOOKUP(AI912,'Vmáx(material) - Tab.4.3'!$L$15,'Vmáx(material) - Tab.4.3'!$M$15)))","v":""},{"$f":"IF(AD912=\"\",\"\",VLOOKUP($AH912,'Vmáx(material) - Tab.4.3'!$R$35:$X$41,2))","v":""},{"$f":"IF(AD912=\"\",\"\",VLOOKUP($AH912,'Vmáx(material) - Tab.4.3'!$R$35:$X$41,3))","v":""},{"$f":"IF(AD912=\"\",\"\",VLOOKUP($AH912,'Vmáx(material) - Tab.4.3'!$R$35:$X$41,4))","v":""},{"$f":"IF(AD912=\"\",\"\",VLOOKUP($AH912,'Vmáx(material) - Tab.4.3'!$R$35:$X$41,5))","v":""},{"$f":"IF(AD912=\"\",\"\",VLOOKUP($AH912,'Vmáx(material) - Tab.4.3'!$R$35:$X$41,6))","v":""},{"$f":"IF(AD912=\"\",\"\",IF(AD912=\"\",\"\",VLOOKUP($AH912,'Vmáx(material) - Tab.4.3'!$R$35:$X$41,7)))","v":""},{"$f":"IF(AD912=\"\",\"\",IF(AE912=1,FCi(J912,AK912),FTr(J912,AJ912,AK912)))","v":""},"",{"$f":"IF(AD912=\"\",\"\",Hw(BH912,BI912,BJ912,BK912,BL912,BM912,Z,BN912,AO912,AK912))","v":""},"","","","",{"$f":"IF(AD912=\"\",\"\",ho(BT912,AK912,AX912))","v":""},{"$f":"IF(AD912=\"\",\"\",IF(AE912=1,PeriCi(AK912,BB912),PeriTr(AJ912,AN912,BB912)))","v":""},{"$f":"IF(AD912=\"\",\"\",IF(AE912=1,AreaCi(AK912,BB912),AreaTr(AJ912,AN912,BB912)))","v":""},{"$f":"IF(AD912=\"\",\"\",RhCi(BW912,BV912))","v":""},"",{"$f":"IF(AD912=\"\",\"\",hf(AL912,J912,AM912,BW912,BX912))","v":""},{"$f":"IF(AD912=\"\",\"\",LOOKUP(AP912,Tab.4.5!$J$6:$J$27,Tab.4.5!$L$6:$L$27))","v":""},{"$f":"IF(AD912=\"\",\"\",He(CA912,BY912))","v":""},{"$f":"IF(AD912=\"\",\"\",Hs(BY912))","v":""},{"$f":"IF(AD912=\"\",\"\",Hm(BU912,BZ912,CB912,CC912,AL912,AO912))","v":""},"","","","","","",null,null,null,null,null,null,null,null,null,null,null,null,null,null,null,0,0,0,0,0,{"$f":"IF(CK912=\"\",\"\",IF(CL912=1,YcCi(CR912,J912),YcTr(J912,CQ912,CU912)))","v":""},{"$f":"IF(CK912=\"\",\"\",IF(CL912=1,Teta1(DE912,CR912),\"-\"))","v":""},"","",{"$f":"IF(CK912=\"\",\"\",IF(CL912=1,Ynci(CR912,J912,CT912,CV912),YnTr(1,CT912,CQ912,CU912,CV912,J912)))","v":""},{"$f":"IF(CK912=\"\",\"\",IF(CL912=1,Teta1(DI912,CR912),\"-\"))","v":""},{"$f":"IF(CK912=\"\",\"\",IF(CL912=1,AreaCi(CR912,J912),AreaTr(CQ912,CU912,DI912)))","v":""},{"$f":"IF(CK912=\"\",\"\",IF(CL912=1,FrCi(DM912,9.806,DJ912,CR912),FrTr(DM912,9.806,CQ912,CU912,DI912)))","v":""},"",{"$f":"IF(CK912=\"\",\"\",IF(CL912=1,LOOKUP(CP912,'Vmáx(material) - Tab.4.3'!$L$2:$L$11,'Vmáx(material) - Tab.4.3'!$M$2:$M$11),LOOKUP(CP912,'Vmáx(material) - Tab.4.3'!$L$15,'Vmáx(material) - Tab.4.3'!$M$15)))","v":""},{"$f":"IF(CK912=\"\",\"\",VLOOKUP($CO912,'Vmáx(material) - Tab.4.3'!$R$35:$X$41,2))","v":""},{"$f":"IF(CK912=\"\",\"\",VLOOKUP($CO912,'Vmáx(material) - Tab.4.3'!$R$35:$X$41,3))","v":""},{"$f":"IF(CK912=\"\",\"\",VLOOKUP($CO912,'Vmáx(material) - Tab.4.3'!$R$35:$X$41,4))","v":""},{"$f":"IF(CK912=\"\",\"\",VLOOKUP($CO912,'Vmáx(material) - Tab.4.3'!$R$35:$X$41,5))","v":""},{"$f":"IF(CK912=\"\",\"\",VLOOKUP($CO912,'Vmáx(material) - Tab.4.3'!$R$35:$X$41,6))","v":""},{"$f":"IF(CK912=\"\",\"\",IF(CK912=\"\",\"\",VLOOKUP(CO912,'Vmáx(material) - Tab.4.3'!$R$35:$X$41,7)))","v":""},{"$f":"IF(CK912=\"\",\"\",IF(CL912=1,FCi(J912,CR912),FTr(J912,CQ912,CR912)))","v":""},"",{"$f":"IF(CK912=\"\",\"\",Hw(DO912,DP912,DQ912,DR912,DS912,DT912,Z,DU912,CV912,CR912))","v":""},"","","","","",{"$f":"IF(CK912=\"\",\"\",IF(CL912=1,PeriCi(CR912,DI912),PeriTr(CQ912,CU912,DI912)))","v":""},{"$f":"IF(CK912=\"\",\"\",IF(CL912=1,AreaCi(CR912,DI912),AreaTr(CQ912,CU912,DI912)))","v":""},{"$f":"IF(CK912=\"\",\"\",RhCi(DK912,EC912))","v":""},"",{"$f":"IF(CK912=\"\",\"\",hf(CS912,J912,CT912,DK912,EE912))","v":""},{"$f":"IF(CK912=\"\",\"\",LOOKUP(CW912,Tab.4.5!$J$6:$J$27,Tab.4.5!$L$6:$L$27))","v":""},{"$f":"IF(CK912=\"\",\"\",He(EH912,DM912))","v":""},{"$f":"IF(CK912=\"\",\"\",Hs(DM912))","v":""},{"$f":"IF(CK912=\"\",\"\",Hm(EB912,EG912,EI912,EJ912,CS912,CV912))","v":""},"","","","","","","K45+-45000 () ",{"$f":"IF(B912=\"Existe.\",IF(AE912=1,CONCATENATE(#REF!,AK912,\" m.\"),CONCATENATE(#REF!,AJ912,\" m x \",AK912,\" m.\")),IF(CL912=1,CONCATENATE(#REF!,CR912,\" m.\"),CONCATENATE(#REF!,CQ912,\" m x \",CR912,\" m.\")))","v":{"$error":"#REF!"}},"Concreto, L =  m, S = 0 %.","Cota clave eje= 0 msnm.",null,null,null,"","","","","",{"$f":"IF(EV912=\"\",\"\",VLOOKUP(EY912,'Estructura escalonada'!$D$3:$H$953,2))","v":""},"","","","","",""]
[null,null,null,null,null,null,null,null,null,null,null,0,null,0,null,null,null,null,null,null,{"$f":"IF(K916=\"No\",\"\",IF(O916=\"\",YcCi(P916,N916),YcTr(N916,O916,S916)))","v":{"$error":"#VALUE!"}},{"$f":"IF(K916=\"No\",\"\",IF(O916=\"\",Teta1(U916,P916),\"-\"))","v":{"$error":"#VALUE!"}},{"$error":"#VALUE!"},{"$error":"#VALUE!"},{"$f":"IF(K916=\"No\",\"\",IF(O916=\"\",Ynci(P916,N916,R916,T916),YnTr(1,R916,O916,S916,T916,N916)))","v":{"$error":"#VALUE!"}},{"$f":"IF(K916=\"No\",\"\",IF(O916=\"\",Teta1(Y916,P916),\"-\"))","v":{"$error":"#VALUE!"}},{"$f":"IF(K916=\"No\",\"\",IF(O916=\"\",AreaCi(P916,Y916),AreaTr(O916,S916,Y916)))","v":{"$error":"#VALUE!"}},{"$f":"IF(K916=\"No\",\"\",IF(O916=\"\",FrCi(AC916,9.806,Z916,P916),FrTr(AC916,9.806,O916,S916,Y916)))","v":{"$error":"#VALUE!"}},{"$error":"#VALUE!"},null,null,null,null,null,null,null,null,null,null,null,null,null,null,null,0,0,"","","",{"$f":"IF(AD916=\"\",\"\",IF(AE916=1,YcCi(AK916,J916),YcTr(J916,AJ916,AN916)))","v":""},{"$f":"IF(AD916=\"\",\"\",IF(AE916=1,Teta1(AX916,AK916),\"-\"))","v":""},{"$f":"IF(AD916=\"\",\"\",IF(AE916=1,AreaCi(AK916,AX916),AreaTr(AJ916,AN916,AX916)))","v":""},"",{"$f":"IF(AD916=\"\",\"\",IF(AE916=1,Ynci(AK916,J916,AM916,AO916),YnTr(1,AM916,AJ916,AN916,AO916,J916)))","v":""},{"$f":"IF(AD916=\"\",\"\",IF(AE916=1,Teta1(BB916,AK916),\"-\"))","v":""},{"$f":"IF(AD916=\"\",\"\",IF(AE916=1,AreaCi(AK916,BB916),AreaTr(AJ916,AN916,BB916)))","v":""},{"$f":"IF(AD916=\"\",\"\",IF(AE916=1,FrCi(BF916,9.806,BC916,AK916),FrTr(BF916,9.806,AJ916,AN916,BB916)))","v":""},"",{"$f":"IF(AD916=\"\",\"\",IF(AE916=1,LOOKUP(AI916,'Vmáx(material) - Tab.4.3'!$L$2:$L$11,'Vmáx(material) - Tab.4.3'!$M$2:$M$11),LOOKUP(AI916,'Vmáx(material) - Tab.4.3'!$L$15,'Vmáx(material) - Tab.4.3'!$M$15)))","v":""},{"$f":"IF(AD916=\"\",\"\",VLOOKUP($AH916,'Vmáx(material) - Tab.4.3'!$R$35:$X$41,2))","v":""},{"$f":"IF(AD916=\"\",\"\",VLOOKUP($AH916,'Vmáx(material) - Tab.4.3'!$R$35:$X$41,3))","v":""},{"$f":"IF(AD916=\"\",\"\",VLOOKUP($AH916,'Vmáx(material) - Tab.4.3'!$R$35:$X$41,4))","v":""},{"$f":"IF(AD916=\"\",\"\",VLOOKUP($AH916,'Vmáx(material) - Tab.4.3'!$R$35:$X$41,5))","v":""},{"$f":"IF(AD916=\"\",\"\",VLOOKUP($AH916,'Vmáx(material) - Tab.4.3'!$R$35:$X$41,6))","v":""},{"$f":"IF(AD916=\"\",\"\",IF(AD916=\"\",\"\",VLOOKUP($AH916,'Vmáx(material) - Tab.4.3'!$R$35:$X$41,7)))","v":""},{"$f":"IF(AD916=\"\",\"\",IF(AE916=1,FCi(J916,AK916),FTr(J916,AJ916,AK916)))","v":""},"",{"$f":"IF(AD916=\"\",\"\",Hw(BH916,BI916,BJ916,BK916,BL916,BM916,Z,BN916,AO916,AK916))","v":""},"","","","",{"$f":"IF(AD916=\"\",\"\",ho(BT916,AK916,AX916))","v":""},{"$f":"IF(AD916=\"\",\"\",IF(AE916=1,PeriCi(AK916,BB916),PeriTr(AJ916,AN916,BB916)))","v":""},{"$f":"IF(AD916=\"\",\"\",IF(AE916=1,AreaCi(AK916,BB916),AreaTr(AJ916,AN916,BB916)))","v":""},{"$f":"IF(AD916=\"\",\"\",RhCi(BW916,BV916))","v":""},"",{"$f":"IF(AD916=\"\",\"\",hf(AL916,J916,AM916,BW916,BX916))","v":""},{"$f":"IF(AD916=\"\",\"\",LOOKUP(AP916,Tab.4.5!$J$6:$J$27,Tab.4.5!$L$6:$L$27))","v":""},{"$f":"IF(AD916=\"\",\"\",He(CA916,BY916))","v":""},{"$f":"IF(AD916=\"\",\"\",Hs(BY916))","v":""},{"$f":"IF(AD916=\"\",\"\",Hm(BU916,BZ916,CB916,CC916,AL916,AO916))","v":""},"","","","","","",null,null,null,null,null,null,null,null,null,null,null,null,null,null,null,0,0,0,0,0,{"$f":"IF(CK916=\"\",\"\",IF(CL916=1,YcCi(CR916,J916),YcTr(J916,CQ916,CU916)))","v":""},{"$f":"IF(CK916=\"\",\"\",IF(CL916=1,Teta1(DE916,CR916),\"-\"))","v":""},"","",{"$f":"IF(CK916=\"\",\"\",IF(CL916=1,Ynci(CR916,J916,CT916,CV916),YnTr(1,CT916,CQ916,CU916,CV916,J916)))","v":""},{"$f":"IF(CK916=\"\",\"\",IF(CL916=1,Teta1(DI916,CR916),\"-\"))","v":""},{"$f":"IF(CK916=\"\",\"\",IF(CL916=1,AreaCi(CR916,J916),AreaTr(CQ916,CU916,DI916)))","v":""},{"$f":"IF(CK916=\"\",\"\",IF(CL916=1,FrCi(DM916,9.806,DJ916,CR916),FrTr(DM916,9.806,CQ916,CU916,DI916)))","v":""},"",{"$f":"IF(CK916=\"\",\"\",IF(CL916=1,LOOKUP(CP916,'Vmáx(material) - Tab.4.3'!$L$2:$L$11,'Vmáx(material) - Tab.4.3'!$M$2:$M$11),LOOKUP(CP916,'Vmáx(material) - Tab.4.3'!$L$15,'Vmáx(material) - Tab.4.3'!$M$15)))","v":""},{"$f":"IF(CK916=\"\",\"\",VLOOKUP($CO916,'Vmáx(material) - Tab.4.3'!$R$35:$X$41,2))","v":""},{"$f":"IF(CK916=\"\",\"\",VLOOKUP($CO916,'Vmáx(material) - Tab.4.3'!$R$35:$X$41,3))","v":""},{"$f":"IF(CK916=\"\",\"\",VLOOKUP($CO916,'Vmáx(material) - Tab.4.3'!$R$35:$X$41,4))","v":""},{"$f":"IF(CK916=\"\",\"\",VLOOKUP($CO916,'Vmáx(material) - Tab.4.3'!$R$35:$X$41,5))","v":""},{"$f":"IF(CK916=\"\",\"\",VLOOKUP($CO916,'Vmáx(material) - Tab.4.3'!$R$35:$X$41,6))","v":""},{"$f":"IF(CK916=\"\",\"\",IF(CK916=\"\",\"\",VLOOKUP(CO916,'Vmáx(material) - Tab.4.3'!$R$35:$X$41,7)))","v":""},{"$f":"IF(CK916=\"\",\"\",IF(CL916=1,FCi(J916,CR916),FTr(J916,CQ916,CR916)))","v":""},"",{"$f":"IF(CK916=\"\",\"\",Hw(DO916,DP916,DQ916,DR916,DS916,DT916,Z,DU916,CV916,CR916))","v":""},"","","","","",{"$f":"IF(CK916=\"\",\"\",IF(CL916=1,PeriCi(CR916,DI916),PeriTr(CQ916,CU916,DI916)))","v":""},{"$f":"IF(CK916=\"\",\"\",IF(CL916=1,AreaCi(CR916,DI916),AreaTr(CQ916,CU916,DI916)))","v":""},{"$f":"IF(CK916=\"\",\"\",RhCi(DK916,EC916))","v":""},"",{"$f":"IF(CK916=\"\",\"\",hf(CS916,J916,CT916,DK916,EE916))","v":""},{"$f":"IF(CK916=\"\",\"\",LOOKUP(CW916,Tab.4.5!$J$6:$J$27,Tab.4.5!$L$6:$L$27))","v":""},{"$f":"IF(CK916=\"\",\"\",He(EH916,DM916))","v":""},{"$f":"IF(CK916=\"\",\"\",Hs(DM916))","v":""},{"$f":"IF(CK916=\"\",\"\",Hm(EB916,EG916,EI916,EJ916,CS916,CV916))","v":""},"","","","","","","K45+-45000 () ",{"$f":"IF(B916=\"Existe.\",IF(AE916=1,CONCATENATE(#REF!,AK916,\" m.\"),CONCATENATE(#REF!,AJ916,\" m x \",AK916,\" m.\")),IF(CL916=1,CONCATENATE(#REF!,CR916,\" m.\"),CONCATENATE(#REF!,CQ916,\" m x \",CR916,\" m.\")))","v":{"$error":"#REF!"}},"Concreto, L =  m, S = 0 %.","Cota clave eje= 0 msnm.",null,null,null,"","","","","",{"$f":"IF(EV916=\"\",\"\",VLOOKUP(EY916,'Estructura escalonada'!$D$3:$H$953,2))","v":""},"","","","","",""]
[null,null,null,null,null,null,null,null,null,null,null,0,null,0,null,null,null,null,null,null,{"$f":"IF(K919=\"No\",\"\",IF(O919=\"\",YcCi(P919,N919),YcTr(N919,O919,S919)))","v":{"$error":"#VALUE!"}},{"$f":"IF(K919=\"No\",\"\",IF(O919=\"\",Teta1(U919,P919),\"-\"))","v":{"$error":"#VALUE!"}},{"$error":"#VALUE!"},{"$error":"#VALUE!"},{"$f":"IF(K919=\"No\",\"\",IF(O919=\"\",Ynci(P919,N919,R919,T919),YnTr(1,R919,O919,S919,T919,N919)))","v":{"$error":"#VALUE!"}},{"$f":"IF(K919=\"No\",\"\",IF(O919=\"\",Teta1(Y919,P919),\"-\"))","v":{"$error":"#VALUE!"}},{"$f":"IF(K919=\"No\",\"\",IF(O919=\"\",AreaCi(P919,Y919),AreaTr(O919,S919,Y919)))","v":{"$error":"#VALUE!"}},{"$f":"IF(K919=\"No\",\"\",IF(O919=\"\",FrCi(AC919,9.806,Z919,P919),FrTr(AC919,9.806,O919,S919,Y919)))","v":{"$error":"#VALUE!"}},{"$error":"#VALUE!"},null,null,null,null,null,null,null,null,null,null,null,null,null,null,null,0,0,"","","",{"$f":"IF(AD919=\"\",\"\",IF(AE919=1,YcCi(AK919,J919),YcTr(J919,AJ919,AN919)))","v":""},{"$f":"IF(AD919=\"\",\"\",IF(AE919=1,Teta1(AX919,AK919),\"-\"))","v":""},{"$f":"IF(AD919=\"\",\"\",IF(AE919=1,AreaCi(AK919,AX919),AreaTr(AJ919,AN919,AX919)))","v":""},"",{"$f":"IF(AD919=\"\",\"\",IF(AE919=1,Ynci(AK919,J919,AM919,AO919),YnTr(1,AM919,AJ919,AN919,AO919,J919)))","v":""},{"$f":"IF(AD919=\"\",\"\",IF(AE919=1,Teta1(BB919,AK919),\"-\"))","v":""},{"$f":"IF(AD919=\"\",\"\",IF(AE919=1,AreaCi(AK919,BB919),AreaTr(AJ919,AN919,BB919)))","v":""},{"$f":"IF(AD919=\"\",\"\",IF(AE919=1,FrCi(BF919,9.806,BC919,AK919),FrTr(BF919,9.806,AJ919,AN919,BB919)))","v":""},"",{"$f":"IF(AD919=\"\",\"\",IF(AE919=1,LOOKUP(AI919,'Vmáx(material) - Tab.4.3'!$L$2:$L$11,'Vmáx(material) - Tab.4.3'!$M$2:$M$11),LOOKUP(AI919,'Vmáx(material) - Tab.4.3'!$L$15,'Vmáx(material) - Tab.4.3'!$M$15)))","v":""},{"$f":"IF(AD919=\"\",\"\",VLOOKUP($AH919,'Vmáx(material) - Tab.4.3'!$R$35:$X$41,2))","v":""},{"$f":"IF(AD919=\"\",\"\",VLOOKUP($AH919,'Vmáx(material) - Tab.4.3'!$R$35:$X$41,3))","v":""},{"$f":"IF(AD919=\"\",\"\",VLOOKUP($AH919,'Vmáx(material) - Tab.4.3'!$R$35:$X$41,4))","v":""},{"$f":"IF(AD919=\"\",\"\",VLOOKUP($AH919,'Vmáx(material) - Tab.4.3'!$R$35:$X$41,5))","v":""},{"$f":"IF(AD919=\"\",\"\",VLOOKUP($AH919,'Vmáx(material) - Tab.4.3'!$R$35:$X$41,6))","v":""},{"$f":"IF(AD919=\"\",\"\",IF(AD919=\"\",\"\",VLOOKUP($AH919,'Vmáx(material) - Tab.4.3'!$R$35:$X$41,7)))","v":""},{"$f":"IF(AD919=\"\",\"\",IF(AE919=1,FCi(J919,AK919),FTr(J919,AJ919,AK919)))","v":""},"",{"$f":"IF(AD919=\"\",\"\",Hw(BH919,BI919,BJ919,BK919,BL919,BM919,Z,BN919,AO919,AK919))","v":""},"","","","",{"$f":"IF(AD919=\"\",\"\",ho(BT919,AK919,AX919))","v":""},{"$f":"IF(AD919=\"\",\"\",IF(AE919=1,PeriCi(AK919,BB919),PeriTr(AJ919,AN919,BB919)))","v":""},{"$f":"IF(AD919=\"\",\"\",IF(AE919=1,AreaCi(AK919,BB919),AreaTr(AJ919,AN919,BB919)))","v":""},{"$f":"IF(AD919=\"\",\"\",RhCi(BW919,BV919))","v":""},"",{"$f":"IF(AD919=\"\",\"\",hf(AL919,J919,AM919,BW919,BX919))","v":""},{"$f":"IF(AD919=\"\",\"\",LOOKUP(AP919,Tab.4.5!$J$6:$J$27,Tab.4.5!$L$6:$L$27))","v":""},{"$f":"IF(AD919=\"\",\"\",He(CA919,BY919))","v":""},{"$f":"IF(AD919=\"\",\"\",Hs(BY919))","v":""},{"$f":"IF(AD919=\"\",\"\",Hm(BU919,BZ919,CB919,CC919,AL919,AO919))","v":""},"","","","","","",null,null,null,null,null,null,null,null,null,null,null,null,null,null,null,0,0,0,0,0,{"$f":"IF(CK919=\"\",\"\",IF(CL919=1,YcCi(CR919,J919),YcTr(J919,CQ919,CU919)))","v":""},{"$f":"IF(CK919=\"\",\"\",IF(CL919=1,Teta1(DE919,CR919),\"-\"))","v":""},"","",{"$f":"IF(CK919=\"\",\"\",IF(CL919=1,Ynci(CR919,J919,CT919,CV919),YnTr(1,CT919,CQ919,CU919,CV919,J919)))","v":""},{"$f":"IF(CK919=\"\",\"\",IF(CL919=1,Teta1(DI919,CR919),\"-\"))","v":""},{"$f":"IF(CK919=\"\",\"\",IF(CL919=1,AreaCi(CR919,J919),AreaTr(CQ919,CU919,DI919)))","v":""},{"$f":"IF(CK919=\"\",\"\",IF(CL919=1,FrCi(DM919,9.806,DJ919,CR919),FrTr(DM919,9.806,CQ919,CU919,DI919)))","v":""},"",{"$f":"IF(CK919=\"\",\"\",IF(CL919=1,LOOKUP(CP919,'Vmáx(material) - Tab.4.3'!$L$2:$L$11,'Vmáx(material) - Tab.4.3'!$M$2:$M$11),LOOKUP(CP919,'Vmáx(material) - Tab.4.3'!$L$15,'Vmáx(material) - Tab.4.3'!$M$15)))","v":""},{"$f":"IF(CK919=\"\",\"\",VLOOKUP($CO919,'Vmáx(material) - Tab.4.3'!$R$35:$X$41,2))","v":""},{"$f":"IF(CK919=\"\",\"\",VLOOKUP($CO919,'Vmáx(material) - Tab.4.3'!$R$35:$X$41,3))","v":""},{"$f":"IF(CK919=\"\",\"\",VLOOKUP($CO919,'Vmáx(material) - Tab.4.3'!$R$35:$X$41,4))","v":""},{"$f":"IF(CK919=\"\",\"\",VLOOKUP($CO919,'Vmáx(material) - Tab.4.3'!$R$35:$X$41,5))","v":""},{"$f":"IF(CK919=\"\",\"\",VLOOKUP($CO919,'Vmáx(material) - Tab.4.3'!$R$35:$X$41,6))","v":""},{"$f":"IF(CK919=\"\",\"\",IF(CK919=\"\",\"\",VLOOKUP(CO919,'Vmáx(material) - Tab.4.3'!$R$35:$X$41,7)))","v":""},{"$f":"IF(CK919=\"\",\"\",IF(CL919=1,FCi(J919,CR919),FTr(J919,CQ919,CR919)))","v":""},"",{"$f":"IF(CK919=\"\",\"\",Hw(DO919,DP919,DQ919,DR919,DS919,DT919,Z,DU919,CV919,CR919))","v":""},"","","","","",{"$f":"IF(CK919=\"\",\"\",IF(CL919=1,PeriCi(CR919,DI919),PeriTr(CQ919,CU919,DI919)))","v":""},{"$f":"IF(CK919=\"\",\"\",IF(CL919=1,AreaCi(CR919,DI919),AreaTr(CQ919,CU919,DI919)))","v":""},{"$f":"IF(CK919=\"\",\"\",RhCi(DK919,EC919))","v":""},"",{"$f":"IF(CK919=\"\",\"\",hf(CS919,J919,CT919,DK919,EE919))","v":""},{"$f":"IF(CK919=\"\",\"\",LOOKUP(CW919,Tab.4.5!$J$6:$J$27,Tab.4.5!$L$6:$L$27))","v":""},{"$f":"IF(CK919=\"\",\"\",He(EH919,DM919))","v":""},{"$f":"IF(CK919=\"\",\"\",Hs(DM919))","v":""},{"$f":"IF(CK919=\"\",\"\",Hm(EB919,EG919,EI919,EJ919,CS919,CV919))","v":""},"","","","","","","K45+-45000 () ",{"$f":"IF(B919=\"Existe.\",IF(AE919=1,CONCATENATE(#REF!,AK919,\" m.\"),CONCATENATE(#REF!,AJ919,\" m x \",AK919,\" m.\")),IF(CL919=1,CONCATENATE(#REF!,CR919,\" m.\"),CONCATENATE(#REF!,CQ919,\" m x \",CR919,\" m.\")))","v":{"$error":"#REF!"}},"Concreto, L =  m, S = 0 %.","Cota clave eje= 0 msnm.",null,null,null,"","","","","",{"$f":"IF(EV919=\"\",\"\",VLOOKUP(EY919,'Estructura escalonada'!$D$3:$H$953,2))","v":""},"","","","","",""]
[null,null,null,null,null,null,null,null,null,null,null,0,null,0,null,null,null,null,null,null,{"$f":"IF(K920=\"No\",\"\",IF(O920=\"\",YcCi(P920,N920),YcTr(N920,O920,S920)))","v":{"$error":"#VALUE!"}},{"$f":"IF(K920=\"No\",\"\",IF(O920=\"\",Teta1(U920,P920),\"-\"))","v":{"$error":"#VALUE!"}},{"$error":"#VALUE!"},{"$error":"#VALUE!"},{"$f":"IF(K920=\"No\",\"\",IF(O920=\"\",Ynci(P920,N920,R920,T920),YnTr(1,R920,O920,S920,T920,N920)))","v":{"$error":"#VALUE!"}},{"$f":"IF(K920=\"No\",\"\",IF(O920=\"\",Teta1(Y920,P920),\"-\"))","v":{"$error":"#VALUE!"}},{"$f":"IF(K920=\"No\",\"\",IF(O920=\"\",AreaCi(P920,Y920),AreaTr(O920,S920,Y920)))","v":{"$error":"#VALUE!"}},{"$f":"IF(K920=\"No\",\"\",IF(O920=\"\",FrCi(AC920,9.806,Z920,P920),FrTr(AC920,9.806,O920,S920,Y920)))","v":{"$error":"#VALUE!"}},{"$error":"#VALUE!"},null,null,null,null,null,null,null,null,null,null,null,null,null,null,null,0,0,"","","",{"$f":"IF(AD920=\"\",\"\",IF(AE920=1,YcCi(AK920,J920),YcTr(J920,AJ920,AN920)))","v":""},{"$f":"IF(AD920=\"\",\"\",IF(AE920=1,Teta1(AX920,AK920),\"-\"))","v":""},{"$f":"IF(AD920=\"\",\"\",IF(AE920=1,AreaCi(AK920,AX920),AreaTr(AJ920,AN920,AX920)))","v":""},"",{"$f":"IF(AD920=\"\",\"\",IF(AE920=1,Ynci(AK920,J920,AM920,AO920),YnTr(1,AM920,AJ920,AN920,AO920,J920)))","v":""},{"$f":"IF(AD920=\"\",\"\",IF(AE920=1,Teta1(BB920,AK920),\"-\"))","v":""},{"$f":"IF(AD920=\"\",\"\",IF(AE920=1,AreaCi(AK920,BB920),AreaTr(AJ920,AN920,BB920)))","v":""},{"$f":"IF(AD920=\"\",\"\",IF(AE920=1,FrCi(BF920,9.806,BC920,AK920),FrTr(BF920,9.806,AJ920,AN920,BB920)))","v":""},"",{"$f":"IF(AD920=\"\",\"\",IF(AE920=1,LOOKUP(AI920,'Vmáx(material) - Tab.4.3'!$L$2:$L$11,'Vmáx(material) - Tab.4.3'!$M$2:$M$11),LOOKUP(AI920,'Vmáx(material) - Tab.4.3'!$L$15,'Vmáx(material) - Tab.4.3'!$M$15)))","v":""},{"$f":"IF(AD920=\"\",\"\",VLOOKUP($AH920,'Vmáx(material) - Tab.4.3'!$R$35:$X$41,2))","v":""},{"$f":"IF(AD920=\"\",\"\",VLOOKUP($AH920,'Vmáx(material) - Tab.4.3'!$R$35:$X$41,3))","v":""},{"$f":"IF(AD920=\"\",\"\",VLOOKUP($AH920,'Vmáx(material) - Tab.4.3'!$R$35:$X$41,4))","v":""},{"$f":"IF(AD920=\"\",\"\",VLOOKUP($AH920,'Vmáx(material) - Tab.4.3'!$R$35:$X$41,5))","v":""},{"$f":"IF(AD920=\"\",\"\",VLOOKUP($AH920,'Vmáx(material) - Tab.4.3'!$R$35:$X$41,6))","v":""},{"$f":"IF(AD920=\"\",\"\",IF(AD920=\"\",\"\",VLOOKUP($AH920,'Vmáx(material) - Tab.4.3'!$R$35:$X$41,7)))","v":""},{"$f":"IF(AD920=\"\",\"\",IF(AE920=1,FCi(J920,AK920),FTr(J920,AJ920,AK920)))","v":""},"",{"$f":"IF(AD920=\"\",\"\",Hw(BH920,BI920,BJ920,BK920,BL920,BM920,Z,BN920,AO920,AK920))","v":""},"","","","",{"$f":"IF(AD920=\"\",\"\",ho(BT920,AK920,AX920))","v":""},{"$f":"IF(AD920=\"\",\"\",IF(AE920=1,PeriCi(AK920,BB920),PeriTr(AJ920,AN920,BB920)))","v":""},{"$f":"IF(AD920=\"\",\"\",IF(AE920=1,AreaCi(AK920,BB920),AreaTr(AJ920,AN920,BB920)))","v":""},{"$f":"IF(AD920=\"\",\"\",RhCi(BW920,BV920))","v":""},"",{"$f":"IF(AD920=\"\",\"\",hf(AL920,J920,AM920,BW920,BX920))","v":""},{"$f":"IF(AD920=\"\",\"\",LOOKUP(AP920,Tab.4.5!$J$6:$J$27,Tab.4.5!$L$6:$L$27))","v":""},{"$f":"IF(AD920=\"\",\"\",He(CA920,BY920))","v":""},{"$f":"IF(AD920=\"\",\"\",Hs(BY920))","v":""},{"$f":"IF(AD920=\"\",\"\",Hm(BU920,BZ920,CB920,CC920,AL920,AO920))","v":""},"","","","","","",null,null,null,null,null,null,null,null,null,null,null,null,null,null,null,0,0,0,0,0,{"$f":"IF(CK920=\"\",\"\",IF(CL920=1,YcCi(CR920,J920),YcTr(J920,CQ920,CU920)))","v":""},{"$f":"IF(CK920=\"\",\"\",IF(CL920=1,Teta1(DE920,CR920),\"-\"))","v":""},"","",{"$f":"IF(CK920=\"\",\"\",IF(CL920=1,Ynci(CR920,J920,CT920,CV920),YnTr(1,CT920,CQ920,CU920,CV920,J920)))","v":""},{"$f":"IF(CK920=\"\",\"\",IF(CL920=1,Teta1(DI920,CR920),\"-\"))","v":""},{"$f":"IF(CK920=\"\",\"\",IF(CL920=1,AreaCi(CR920,J920),AreaTr(CQ920,CU920,DI920)))","v":""},{"$f":"IF(CK920=\"\",\"\",IF(CL920=1,FrCi(DM920,9.806,DJ920,CR920),FrTr(DM920,9.806,CQ920,CU920,DI920)))","v":""},"",{"$f":"IF(CK920=\"\",\"\",IF(CL920=1,LOOKUP(CP920,'Vmáx(material) - Tab.4.3'!$L$2:$L$11,'Vmáx(material) - Tab.4.3'!$M$2:$M$11),LOOKUP(CP920,'Vmáx(material) - Tab.4.3'!$L$15,'Vmáx(material) - Tab.4.3'!$M$15)))","v":""},{"$f":"IF(CK920=\"\",\"\",VLOOKUP($CO920,'Vmáx(material) - Tab.4.3'!$R$35:$X$41,2))","v":""},{"$f":"IF(CK920=\"\",\"\",VLOOKUP($CO920,'Vmáx(material) - Tab.4.3'!$R$35:$X$41,3))","v":""},{"$f":"IF(CK920=\"\",\"\",VLOOKUP($CO920,'Vmáx(material) - Tab.4.3'!$R$35:$X$41,4))","v":""},{"$f":"IF(CK920=\"\",\"\",VLOOKUP($CO920,'Vmáx(material) - Tab.4.3'!$R$35:$X$41,5))","v":""},{"$f":"IF(CK920=\"\",\"\",VLOOKUP($CO920,'Vmáx(material) - Tab.4.3'!$R$35:$X$41,6))","v":""},{"$f":"IF(CK920=\"\",\"\",IF(CK920=\"\",\"\",VLOOKUP(CO920,'Vmáx(material) - Tab.4.3'!$R$35:$X$41,7)))","v":""},{"$f":"IF(CK920=\"\",\"\",IF(CL920=1,FCi(J920,CR920),FTr(J920,CQ920,CR920)))","v":""},"",{"$f":"IF(CK920=\"\",\"\",Hw(DO920,DP920,DQ920,DR920,DS920,DT920,Z,DU920,CV920,CR920))","v":""},"","","","","",{"$f":"IF(CK920=\"\",\"\",IF(CL920=1,PeriCi(CR920,DI920),PeriTr(CQ920,CU920,DI920)))","v":""},{"$f":"IF(CK920=\"\",\"\",IF(CL920=1,AreaCi(CR920,DI920),AreaTr(CQ920,CU920,DI920)))","v":""},{"$f":"IF(CK920=\"\",\"\",RhCi(DK920,EC920))","v":""},"",{"$f":"IF(CK920=\"\",\"\",hf(CS920,J920,CT920,DK920,EE920))","v":""},{"$f":"IF(CK920=\"\",\"\",LOOKUP(CW920,Tab.4.5!$J$6:$J$27,Tab.4.5!$L$6:$L$27))","v":""},{"$f":"IF(CK920=\"\",\"\",He(EH920,DM920))","v":""},{"$f":"IF(CK920=\"\",\"\",Hs(DM920))","v":""},{"$f":"IF(CK920=\"\",\"\",Hm(EB920,EG920,EI920,EJ920,CS920,CV920))","v":""},"","","","","","","K45+-45000 () ",{"$f":"IF(B920=\"Existe.\",IF(AE920=1,CONCATENATE(#REF!,AK920,\" m.\"),CONCATENATE(#REF!,AJ920,\" m x \",AK920,\" m.\")),IF(CL920=1,CONCATENATE(#REF!,CR920,\" m.\"),CONCATENATE(#REF!,CQ920,\" m x \",CR920,\" m.\")))","v":{"$error":"#REF!"}},"Concreto, L =  m, S = 0 %.","Cota clave eje= 0 msnm.",null,null,null,"","","","","",{"$f":"IF(EV920=\"\",\"\",VLOOKUP(EY920,'Estructura escalonada'!$D$3:$H$953,2))","v":""},"","","","","",""]
[null,null,null,null,null,null,null,null,null,null,null,0,null,0,null,null,null,null,null,null,{"$f":"IF(K922=\"No\",\"\",IF(O922=\"\",YcCi(P922,N922),YcTr(N922,O922,S922)))","v":{"$error":"#VALUE!"}},{"$f":"IF(K922=\"No\",\"\",IF(O922=\"\",Teta1(U922,P922),\"-\"))","v":{"$error":"#VALUE!"}},{"$error":"#VALUE!"},{"$error":"#VALUE!"},{"$f":"IF(K922=\"No\",\"\",IF(O922=\"\",Ynci(P922,N922,R922,T922),YnTr(1,R922,O922,S922,T922,N922)))","v":{"$error":"#VALUE!"}},{"$f":"IF(K922=\"No\",\"\",IF(O922=\"\",Teta1(Y922,P922),\"-\"))","v":{"$error":"#VALUE!"}},{"$f":"IF(K922=\"No\",\"\",IF(O922=\"\",AreaCi(P922,Y922),AreaTr(O922,S922,Y922)))","v":{"$error":"#VALUE!"}},{"$f":"IF(K922=\"No\",\"\",IF(O922=\"\",FrCi(AC922,9.806,Z922,P922),FrTr(AC922,9.806,O922,S922,Y922)))","v":{"$error":"#VALUE!"}},{"$error":"#VALUE!"},null,null,null,null,null,null,null,null,null,null,null,null,null,null,null,0,0,"","","",{"$f":"IF(AD922=\"\",\"\",IF(AE922=1,YcCi(AK922,J922),YcTr(J922,AJ922,AN922)))","v":""},{"$f":"IF(AD922=\"\",\"\",IF(AE922=1,Teta1(AX922,AK922),\"-\"))","v":""},{"$f":"IF(AD922=\"\",\"\",IF(AE922=1,AreaCi(AK922,AX922),AreaTr(AJ922,AN922,AX922)))","v":""},"",{"$f":"IF(AD922=\"\",\"\",IF(AE922=1,Ynci(AK922,J922,AM922,AO922),YnTr(1,AM922,AJ922,AN922,AO922,J922)))","v":""},{"$f":"IF(AD922=\"\",\"\",IF(AE922=1,Teta1(BB922,AK922),\"-\"))","v":""},{"$f":"IF(AD922=\"\",\"\",IF(AE922=1,AreaCi(AK922,BB922),AreaTr(AJ922,AN922,BB922)))","v":""},{"$f":"IF(AD922=\"\",\"\",IF(AE922=1,FrCi(BF922,9.806,BC922,AK922),FrTr(BF922,9.806,AJ922,AN922,BB922)))","v":""},"",{"$f":"IF(AD922=\"\",\"\",IF(AE922=1,LOOKUP(AI922,'Vmáx(material) - Tab.4.3'!$L$2:$L$11,'Vmáx(material) - Tab.4.3'!$M$2:$M$11),LOOKUP(AI922,'Vmáx(material) - Tab.4.3'!$L$15,'Vmáx(material) - Tab.4.3'!$M$15)))","v":""},{"$f":"IF(AD922=\"\",\"\",VLOOKUP($AH922,'Vmáx(material) - Tab.4.3'!$R$35:$X$41,2))","v":""},{"$f":"IF(AD922=\"\",\"\",VLOOKUP($AH922,'Vmáx(material) - Tab.4.3'!$R$35:$X$41,3))","v":""},{"$f":"IF(AD922=\"\",\"\",VLOOKUP($AH922,'Vmáx(material) - Tab.4.3'!$R$35:$X$41,4))","v":""},{"$f":"IF(AD922=\"\",\"\",VLOOKUP($AH922,'Vmáx(material) - Tab.4.3'!$R$35:$X$41,5))","v":""},{"$f":"IF(AD922=\"\",\"\",VLOOKUP($AH922,'Vmáx(material) - Tab.4.3'!$R$35:$X$41,6))","v":""},{"$f":"IF(AD922=\"\",\"\",IF(AD922=\"\",\"\",VLOOKUP($AH922,'Vmáx(material) - Tab.4.3'!$R$35:$X$41,7)))","v":""},{"$f":"IF(AD922=\"\",\"\",IF(AE922=1,FCi(J922,AK922),FTr(J922,AJ922,AK922)))","v":""},"",{"$f":"IF(AD922=\"\",\"\",Hw(BH922,BI922,BJ922,BK922,BL922,BM922,Z,BN922,AO922,AK922))","v":""},"","","","",{"$f":"IF(AD922=\"\",\"\",ho(BT922,AK922,AX922))","v":""},{"$f":"IF(AD922=\"\",\"\",IF(AE922=1,PeriCi(AK922,BB922),PeriTr(AJ922,AN922,BB922)))","v":""},{"$f":"IF(AD922=\"\",\"\",IF(AE922=1,AreaCi(AK922,BB922),AreaTr(AJ922,AN922,BB922)))","v":""},{"$f":"IF(AD922=\"\",\"\",RhCi(BW922,BV922))","v":""},"",{"$f":"IF(AD922=\"\",\"\",hf(AL922,J922,AM922,BW922,BX922))","v":""},{"$f":"IF(AD922=\"\",\"\",LOOKUP(AP922,Tab.4.5!$J$6:$J$27,Tab.4.5!$L$6:$L$27))","v":""},{"$f":"IF(AD922=\"\",\"\",He(CA922,BY922))","v":""},{"$f":"IF(AD922=\"\",\"\",Hs(BY922))","v":""},{"$f":"IF(AD922=\"\",\"\",Hm(BU922,BZ922,CB922,CC922,AL922,AO922))","v":""},"","","","","","",null,null,null,null,null,null,null,null,null,null,null,null,null,null,null,0,0,0,0,0,{"$f":"IF(CK922=\"\",\"\",IF(CL922=1,YcCi(CR922,J922),YcTr(J922,CQ922,CU922)))","v":""},{"$f":"IF(CK922=\"\",\"\",IF(CL922=1,Teta1(DE922,CR922),\"-\"))","v":""},"","",{"$f":"IF(CK922=\"\",\"\",IF(CL922=1,Ynci(CR922,J922,CT922,CV922),YnTr(1,CT922,CQ922,CU922,CV922,J922)))","v":""},{"$f":"IF(CK922=\"\",\"\",IF(CL922=1,Teta1(DI922,CR922),\"-\"))","v":""},{"$f":"IF(CK922=\"\",\"\",IF(CL922=1,AreaCi(CR922,J922),AreaTr(CQ922,CU922,DI922)))","v":""},{"$f":"IF(CK922=\"\",\"\",IF(CL922=1,FrCi(DM922,9.806,DJ922,CR922),FrTr(DM922,9.806,CQ922,CU922,DI922)))","v":""},"",{"$f":"IF(CK922=\"\",\"\",IF(CL922=1,LOOKUP(CP922,'Vmáx(material) - Tab.4.3'!$L$2:$L$11,'Vmáx(material) - Tab.4.3'!$M$2:$M$11),LOOKUP(CP922,'Vmáx(material) - Tab.4.3'!$L$15,'Vmáx(material) - Tab.4.3'!$M$15)))","v":""},{"$f":"IF(CK922=\"\",\"\",VLOOKUP($CO922,'Vmáx(material) - Tab.4.3'!$R$35:$X$41,2))","v":""},{"$f":"IF(CK922=\"\",\"\",VLOOKUP($CO922,'Vmáx(material) - Tab.4.3'!$R$35:$X$41,3))","v":""},{"$f":"IF(CK922=\"\",\"\",VLOOKUP($CO922,'Vmáx(material) - Tab.4.3'!$R$35:$X$41,4))","v":""},{"$f":"IF(CK922=\"\",\"\",VLOOKUP($CO922,'Vmáx(material) - Tab.4.3'!$R$35:$X$41,5))","v":""},{"$f":"IF(CK922=\"\",\"\",VLOOKUP($CO922,'Vmáx(material) - Tab.4.3'!$R$35:$X$41,6))","v":""},{"$f":"IF(CK922=\"\",\"\",IF(CK922=\"\",\"\",VLOOKUP(CO922,'Vmáx(material) - Tab.4.3'!$R$35:$X$41,7)))","v":""},{"$f":"IF(CK922=\"\",\"\",IF(CL922=1,FCi(J922,CR922),FTr(J922,CQ922,CR922)))","v":""},"",{"$f":"IF(CK922=\"\",\"\",Hw(DO922,DP922,DQ922,DR922,DS922,DT922,Z,DU922,CV922,CR922))","v":""},"","","","","",{"$f":"IF(CK922=\"\",\"\",IF(CL922=1,PeriCi(CR922,DI922),PeriTr(CQ922,CU922,DI922)))","v":""},{"$f":"IF(CK922=\"\",\"\",IF(CL922=1,AreaCi(CR922,DI922),AreaTr(CQ922,CU922,DI922)))","v":""},{"$f":"IF(CK922=\"\",\"\",RhCi(DK922,EC922))","v":""},"",{"$f":"IF(CK922=\"\",\"\",hf(CS922,J922,CT922,DK922,EE922))","v":""},{"$f":"IF(CK922=\"\",\"\",LOOKUP(CW922,Tab.4.5!$J$6:$J$27,Tab.4.5!$L$6:$L$27))","v":""},{"$f":"IF(CK922=\"\",\"\",He(EH922,DM922))","v":""},{"$f":"IF(CK922=\"\",\"\",Hs(DM922))","v":""},{"$f":"IF(CK922=\"\",\"\",Hm(EB922,EG922,EI922,EJ922,CS922,CV922))","v":""},"","","","","","","K45+-45000 () ",{"$f":"IF(B922=\"Existe.\",IF(AE922=1,CONCATENATE(#REF!,AK922,\" m.\"),CONCATENATE(#REF!,AJ922,\" m x \",AK922,\" m.\")),IF(CL922=1,CONCATENATE(#REF!,CR922,\" m.\"),CONCATENATE(#REF!,CQ922,\" m x \",CR922,\" m.\")))","v":{"$error":"#REF!"}},"Concreto, L =  m, S = 0 %.","Cota clave eje= 0 msnm.",null,null,null,"","","","","",{"$f":"IF(EV922=\"\",\"\",VLOOKUP(EY922,'Estructura escalonada'!$D$3:$H$953,2))","v":""},"","","","","",""]
[null,null,null,null,null,null,null,null,null,null,null,0,null,0,null,null,null,null,null,null,{"$f":"IF(K925=\"No\",\"\",IF(O925=\"\",YcCi(P925,N925),YcTr(N925,O925,S925)))","v":{"$error":"#VALUE!"}},{"$f":"IF(K925=\"No\",\"\",IF(O925=\"\",Teta1(U925,P925),\"-\"))","v":{"$error":"#VALUE!"}},{"$error":"#VALUE!"},{"$error":"#VALUE!"},{"$f":"IF(K925=\"No\",\"\",IF(O925=\"\",Ynci(P925,N925,R925,T925),YnTr(1,R925,O925,S925,T925,N925)))","v":{"$error":"#VALUE!"}},{"$f":"IF(K925=\"No\",\"\",IF(O925=\"\",Teta1(Y925,P925),\"-\"))","v":{"$error":"#VALUE!"}},{"$f":"IF(K925=\"No\",\"\",IF(O925=\"\",AreaCi(P925,Y925),AreaTr(O925,S925,Y925)))","v":{"$error":"#VALUE!"}},{"$f":"IF(K925=\"No\",\"\",IF(O925=\"\",FrCi(AC925,9.806,Z925,P925),FrTr(AC925,9.806,O925,S925,Y925)))","v":{"$error":"#VALUE!"}},{"$error":"#VALUE!"},null,null,null,null,null,null,null,null,null,null,null,null,null,null,null,0,0,"","","",{"$f":"IF(AD925=\"\",\"\",IF(AE925=1,YcCi(AK925,J925),YcTr(J925,AJ925,AN925)))","v":""},{"$f":"IF(AD925=\"\",\"\",IF(AE925=1,Teta1(AX925,AK925),\"-\"))","v":""},{"$f":"IF(AD925=\"\",\"\",IF(AE925=1,AreaCi(AK925,AX925),AreaTr(AJ925,AN925,AX925)))","v":""},"",{"$f":"IF(AD925=\"\",\"\",IF(AE925=1,Ynci(AK925,J925,AM925,AO925),YnTr(1,AM925,AJ925,AN925,AO925,J925)))","v":""},{"$f":"IF(AD925=\"\",\"\",IF(AE925=1,Teta1(BB925,AK925),\"-\"))","v":""},{"$f":"IF(AD925=\"\",\"\",IF(AE925=1,AreaCi(AK925,BB925),AreaTr(AJ925,AN925,BB925)))","v":""},{"$f":"IF(AD925=\"\",\"\",IF(AE925=1,FrCi(BF925,9.806,BC925,AK925),FrTr(BF925,9.806,AJ925,AN925,BB925)))","v":""},"",{"$f":"IF(AD925=\"\",\"\",IF(AE925=1,LOOKUP(AI925,'Vmáx(material) - Tab.4.3'!$L$2:$L$11,'Vmáx(material) - Tab.4.3'!$M$2:$M$11),LOOKUP(AI925,'Vmáx(material) - Tab.4.3'!$L$15,'Vmáx(material) - Tab.4.3'!$M$15)))","v":""},{"$f":"IF(AD925=\"\",\"\",VLOOKUP($AH925,'Vmáx(material) - Tab.4.3'!$R$35:$X$41,2))","v":""},{"$f":"IF(AD925=\"\",\"\",VLOOKUP($AH925,'Vmáx(material) - Tab.4.3'!$R$35:$X$41,3))","v":""},{"$f":"IF(AD925=\"\",\"\",VLOOKUP($AH925,'Vmáx(material) - Tab.4.3'!$R$35:$X$41,4))","v":""},{"$f":"IF(AD925=\"\",\"\",VLOOKUP($AH925,'Vmáx(material) - Tab.4.3'!$R$35:$X$41,5))","v":""},{"$f":"IF(AD925=\"\",\"\",VLOOKUP($AH925,'Vmáx(material) - Tab.4.3'!$R$35:$X$41,6))","v":""},{"$f":"IF(AD925=\"\",\"\",IF(AD925=\"\",\"\",VLOOKUP($AH925,'Vmáx(material) - Tab.4.3'!$R$35:$X$41,7)))","v":""},{"$f":"IF(AD925=\"\",\"\",IF(AE925=1,FCi(J925,AK925),FTr(J925,AJ925,AK925)))","v":""},"",{"$f":"IF(AD925=\"\",\"\",Hw(BH925,BI925,BJ925,BK925,BL925,BM925,Z,BN925,AO925,AK925))","v":""},"","","","",{"$f":"IF(AD925=\"\",\"\",ho(BT925,AK925,AX925))","v":""},{"$f":"IF(AD925=\"\",\"\",IF(AE925=1,PeriCi(AK925,BB925),PeriTr(AJ925,AN925,BB925)))","v":""},{"$f":"IF(AD925=\"\",\"\",IF(AE925=1,AreaCi(AK925,BB925),AreaTr(AJ925,AN925,BB925)))","v":""},{"$f":"IF(AD925=\"\",\"\",RhCi(BW925,BV925))","v":""},"",{"$f":"IF(AD925=\"\",\"\",hf(AL925,J925,AM925,BW925,BX925))","v":""},{"$f":"IF(AD925=\"\",\"\",LOOKUP(AP925,Tab.4.5!$J$6:$J$27,Tab.4.5!$L$6:$L$27))","v":""},{"$f":"IF(AD925=\"\",\"\",He(CA925,BY925))","v":""},{"$f":"IF(AD925=\"\",\"\",Hs(BY925))","v":""},{"$f":"IF(AD925=\"\",\"\",Hm(BU925,BZ925,CB925,CC925,AL925,AO925))","v":""},"","","","","","",null,null,null,null,null,null,null,null,null,null,null,null,null,null,null,0,0,0,0,0,{"$f":"IF(CK925=\"\",\"\",IF(CL925=1,YcCi(CR925,J925),YcTr(J925,CQ925,CU925)))","v":""},{"$f":"IF(CK925=\"\",\"\",IF(CL925=1,Teta1(DE925,CR925),\"-\"))","v":""},"","",{"$f":"IF(CK925=\"\",\"\",IF(CL925=1,Ynci(CR925,J925,CT925,CV925),YnTr(1,CT925,CQ925,CU925,CV925,J925)))","v":""},{"$f":"IF(CK925=\"\",\"\",IF(CL925=1,Teta1(DI925,CR925),\"-\"))","v":""},{"$f":"IF(CK925=\"\",\"\",IF(CL925=1,AreaCi(CR925,J925),AreaTr(CQ925,CU925,DI925)))","v":""},{"$f":"IF(CK925=\"\",\"\",IF(CL925=1,FrCi(DM925,9.806,DJ925,CR925),FrTr(DM925,9.806,CQ925,CU925,DI925)))","v":""},"",{"$f":"IF(CK925=\"\",\"\",IF(CL925=1,LOOKUP(CP925,'Vmáx(material) - Tab.4.3'!$L$2:$L$11,'Vmáx(material) - Tab.4.3'!$M$2:$M$11),LOOKUP(CP925,'Vmáx(material) - Tab.4.3'!$L$15,'Vmáx(material) - Tab.4.3'!$M$15)))","v":""},{"$f":"IF(CK925=\"\",\"\",VLOOKUP($CO925,'Vmáx(material) - Tab.4.3'!$R$35:$X$41,2))","v":""},{"$f":"IF(CK925=\"\",\"\",VLOOKUP($CO925,'Vmáx(material) - Tab.4.3'!$R$35:$X$41,3))","v":""},{"$f":"IF(CK925=\"\",\"\",VLOOKUP($CO925,'Vmáx(material) - Tab.4.3'!$R$35:$X$41,4))","v":""},{"$f":"IF(CK925=\"\",\"\",VLOOKUP($CO925,'Vmáx(material) - Tab.4.3'!$R$35:$X$41,5))","v":""},{"$f":"IF(CK925=\"\",\"\",VLOOKUP($CO925,'Vmáx(material) - Tab.4.3'!$R$35:$X$41,6))","v":""},{"$f":"IF(CK925=\"\",\"\",IF(CK925=\"\",\"\",VLOOKUP(CO925,'Vmáx(material) - Tab.4.3'!$R$35:$X$41,7)))","v":""},{"$f":"IF(CK925=\"\",\"\",IF(CL925=1,FCi(J925,CR925),FTr(J925,CQ925,CR925)))","v":""},"",{"$f":"IF(CK925=\"\",\"\",Hw(DO925,DP925,DQ925,DR925,DS925,DT925,Z,DU925,CV925,CR925))","v":""},"","","","","",{"$f":"IF(CK925=\"\",\"\",IF(CL925=1,PeriCi(CR925,DI925),PeriTr(CQ925,CU925,DI925)))","v":""},{"$f":"IF(CK925=\"\",\"\",IF(CL925=1,AreaCi(CR925,DI925),AreaTr(CQ925,CU925,DI925)))","v":""},{"$f":"IF(CK925=\"\",\"\",RhCi(DK925,EC925))","v":""},"",{"$f":"IF(CK925=\"\",\"\",hf(CS925,J925,CT925,DK925,EE925))","v":""},{"$f":"IF(CK925=\"\",\"\",LOOKUP(CW925,Tab.4.5!$J$6:$J$27,Tab.4.5!$L$6:$L$27))","v":""},{"$f":"IF(CK925=\"\",\"\",He(EH925,DM925))","v":""},{"$f":"IF(CK925=\"\",\"\",Hs(DM925))","v":""},{"$f":"IF(CK925=\"\",\"\",Hm(EB925,EG925,EI925,EJ925,CS925,CV925))","v":""},"","","","","","","K45+-45000 () ",{"$f":"IF(B925=\"Existe.\",IF(AE925=1,CONCATENATE(#REF!,AK925,\" m.\"),CONCATENATE(#REF!,AJ925,\" m x \",AK925,\" m.\")),IF(CL925=1,CONCATENATE(#REF!,CR925,\" m.\"),CONCATENATE(#REF!,CQ925,\" m x \",CR925,\" m.\")))","v":{"$error":"#REF!"}},"Concreto, L =  m, S = 0 %.","Cota clave eje= 0 msnm.",null,null,null,"","","","","",{"$f":"IF(EV925=\"\",\"\",VLOOKUP(EY925,'Estructura escalonada'!$D$3:$H$953,2))","v":""},"","","","","",""]
[null,null,null,null,null,null,null,null,null,null,null,0,null,0,null,null,null,null,null,null,{"$f":"IF(K929=\"No\",\"\",IF(O929=\"\",YcCi(P929,N929),YcTr(N929,O929,S929)))","v":{"$error":"#VALUE!"}},{"$f":"IF(K929=\"No\",\"\",IF(O929=\"\",Teta1(U929,P929),\"-\"))","v":{"$error":"#VALUE!"}},{"$error":"#VALUE!"},{"$error":"#VALUE!"},{"$f":"IF(K929=\"No\",\"\",IF(O929=\"\",Ynci(P929,N929,R929,T929),YnTr(1,R929,O929,S929,T929,N929)))","v":{"$error":"#VALUE!"}},{"$f":"IF(K929=\"No\",\"\",IF(O929=\"\",Teta1(Y929,P929),\"-\"))","v":{"$error":"#VALUE!"}},{"$f":"IF(K929=\"No\",\"\",IF(O929=\"\",AreaCi(P929,Y929),AreaTr(O929,S929,Y929)))","v":{"$error":"#VALUE!"}},{"$f":"IF(K929=\"No\",\"\",IF(O929=\"\",FrCi(AC929,9.806,Z929,P929),FrTr(AC929,9.806,O929,S929,Y929)))","v":{"$error":"#VALUE!"}},{"$error":"#VALUE!"},null,null,null,null,null,null,null,null,null,null,null,null,null,null,null,0,0,"","","",{"$f":"IF(AD929=\"\",\"\",IF(AE929=1,YcCi(AK929,J929),YcTr(J929,AJ929,AN929)))","v":""},{"$f":"IF(AD929=\"\",\"\",IF(AE929=1,Teta1(AX929,AK929),\"-\"))","v":""},{"$f":"IF(AD929=\"\",\"\",IF(AE929=1,AreaCi(AK929,AX929),AreaTr(AJ929,AN929,AX929)))","v":""},"",{"$f":"IF(AD929=\"\",\"\",IF(AE929=1,Ynci(AK929,J929,AM929,AO929),YnTr(1,AM929,AJ929,AN929,AO929,J929)))","v":""},{"$f":"IF(AD929=\"\",\"\",IF(AE929=1,Teta1(BB929,AK929),\"-\"))","v":""},{"$f":"IF(AD929=\"\",\"\",IF(AE929=1,AreaCi(AK929,BB929),AreaTr(AJ929,AN929,BB929)))","v":""},{"$f":"IF(AD929=\"\",\"\",IF(AE929=1,FrCi(BF929,9.806,BC929,AK929),FrTr(BF929,9.806,AJ929,AN929,BB929)))","v":""},"",{"$f":"IF(AD929=\"\",\"\",IF(AE929=1,LOOKUP(AI929,'Vmáx(material) - Tab.4.3'!$L$2:$L$11,'Vmáx(material) - Tab.4.3'!$M$2:$M$11),LOOKUP(AI929,'Vmáx(material) - Tab.4.3'!$L$15,'Vmáx(material) - Tab.4.3'!$M$15)))","v":""},{"$f":"IF(AD929=\"\",\"\",VLOOKUP($AH929,'Vmáx(material) - Tab.4.3'!$R$35:$X$41,2))","v":""},{"$f":"IF(AD929=\"\",\"\",VLOOKUP($AH929,'Vmáx(material) - Tab.4.3'!$R$35:$X$41,3))","v":""},{"$f":"IF(AD929=\"\",\"\",VLOOKUP($AH929,'Vmáx(material) - Tab.4.3'!$R$35:$X$41,4))","v":""},{"$f":"IF(AD929=\"\",\"\",VLOOKUP($AH929,'Vmáx(material) - Tab.4.3'!$R$35:$X$41,5))","v":""},{"$f":"IF(AD929=\"\",\"\",VLOOKUP($AH929,'Vmáx(material) - Tab.4.3'!$R$35:$X$41,6))","v":""},{"$f":"IF(AD929=\"\",\"\",IF(AD929=\"\",\"\",VLOOKUP($AH929,'Vmáx(material) - Tab.4.3'!$R$35:$X$41,7)))","v":""},{"$f":"IF(AD929=\"\",\"\",IF(AE929=1,FCi(J929,AK929),FTr(J929,AJ929,AK929)))","v":""},"",{"$f":"IF(AD929=\"\",\"\",Hw(BH929,BI929,BJ929,BK929,BL929,BM929,Z,BN929,AO929,AK929))","v":""},"","","","",{"$f":"IF(AD929=\"\",\"\",ho(BT929,AK929,AX929))","v":""},{"$f":"IF(AD929=\"\",\"\",IF(AE929=1,PeriCi(AK929,BB929),PeriTr(AJ929,AN929,BB929)))","v":""},{"$f":"IF(AD929=\"\",\"\",IF(AE929=1,AreaCi(AK929,BB929),AreaTr(AJ929,AN929,BB929)))","v":""},{"$f":"IF(AD929=\"\",\"\",RhCi(BW929,BV929))","v":""},"",{"$f":"IF(AD929=\"\",\"\",hf(AL929,J929,AM929,BW929,BX929))","v":""},{"$f":"IF(AD929=\"\",\"\",LOOKUP(AP929,Tab.4.5!$J$6:$J$27,Tab.4.5!$L$6:$L$27))","v":""},{"$f":"IF(AD929=\"\",\"\",He(CA929,BY929))","v":""},{"$f":"IF(AD929=\"\",\"\",Hs(BY929))","v":""},{"$f":"IF(AD929=\"\",\"\",Hm(BU929,BZ929,CB929,CC929,AL929,AO929))","v":""},"","","","","","",null,null,null,null,null,null,null,null,null,null,null,null,null,null,null,0,0,0,0,0,{"$f":"IF(CK929=\"\",\"\",IF(CL929=1,YcCi(CR929,J929),YcTr(J929,CQ929,CU929)))","v":""},{"$f":"IF(CK929=\"\",\"\",IF(CL929=1,Teta1(DE929,CR929),\"-\"))","v":""},"","",{"$f":"IF(CK929=\"\",\"\",IF(CL929=1,Ynci(CR929,J929,CT929,CV929),YnTr(1,CT929,CQ929,CU929,CV929,J929)))","v":""},{"$f":"IF(CK929=\"\",\"\",IF(CL929=1,Teta1(DI929,CR929),\"-\"))","v":""},{"$f":"IF(CK929=\"\",\"\",IF(CL929=1,AreaCi(CR929,J929),AreaTr(CQ929,CU929,DI929)))","v":""},{"$f":"IF(CK929=\"\",\"\",IF(CL929=1,FrCi(DM929,9.806,DJ929,CR929),FrTr(DM929,9.806,CQ929,CU929,DI929)))","v":""},"",{"$f":"IF(CK929=\"\",\"\",IF(CL929=1,LOOKUP(CP929,'Vmáx(material) - Tab.4.3'!$L$2:$L$11,'Vmáx(material) - Tab.4.3'!$M$2:$M$11),LOOKUP(CP929,'Vmáx(material) - Tab.4.3'!$L$15,'Vmáx(material) - Tab.4.3'!$M$15)))","v":""},{"$f":"IF(CK929=\"\",\"\",VLOOKUP($CO929,'Vmáx(material) - Tab.4.3'!$R$35:$X$41,2))","v":""},{"$f":"IF(CK929=\"\",\"\",VLOOKUP($CO929,'Vmáx(material) - Tab.4.3'!$R$35:$X$41,3))","v":""},{"$f":"IF(CK929=\"\",\"\",VLOOKUP($CO929,'Vmáx(material) - Tab.4.3'!$R$35:$X$41,4))","v":""},{"$f":"IF(CK929=\"\",\"\",VLOOKUP($CO929,'Vmáx(material) - Tab.4.3'!$R$35:$X$41,5))","v":""},{"$f":"IF(CK929=\"\",\"\",VLOOKUP($CO929,'Vmáx(material) - Tab.4.3'!$R$35:$X$41,6))","v":""},{"$f":"IF(CK929=\"\",\"\",IF(CK929=\"\",\"\",VLOOKUP(CO929,'Vmáx(material) - Tab.4.3'!$R$35:$X$41,7)))","v":""},{"$f":"IF(CK929=\"\",\"\",IF(CL929=1,FCi(J929,CR929),FTr(J929,CQ929,CR929)))","v":""},"",{"$f":"IF(CK929=\"\",\"\",Hw(DO929,DP929,DQ929,DR929,DS929,DT929,Z,DU929,CV929,CR929))","v":""},"","","","","",{"$f":"IF(CK929=\"\",\"\",IF(CL929=1,PeriCi(CR929,DI929),PeriTr(CQ929,CU929,DI929)))","v":""},{"$f":"IF(CK929=\"\",\"\",IF(CL929=1,AreaCi(CR929,DI929),AreaTr(CQ929,CU929,DI929)))","v":""},{"$f":"IF(CK929=\"\",\"\",RhCi(DK929,EC929))","v":""},"",{"$f":"IF(CK929=\"\",\"\",hf(CS929,J929,CT929,DK929,EE929))","v":""},{"$f":"IF(CK929=\"\",\"\",LOOKUP(CW929,Tab.4.5!$J$6:$J$27,Tab.4.5!$L$6:$L$27))","v":""},{"$f":"IF(CK929=\"\",\"\",He(EH929,DM929))","v":""},{"$f":"IF(CK929=\"\",\"\",Hs(DM929))","v":""},{"$f":"IF(CK929=\"\",\"\",Hm(EB929,EG929,EI929,EJ929,CS929,CV929))","v":""},"","","","","","","K45+-45000 () ",{"$f":"IF(B929=\"Existe.\",IF(AE929=1,CONCATENATE(#REF!,AK929,\" m.\"),CONCATENATE(#REF!,AJ929,\" m x \",AK929,\" m.\")),IF(CL929=1,CONCATENATE(#REF!,CR929,\" m.\"),CONCATENATE(#REF!,CQ929,\" m x \",CR929,\" m.\")))","v":{"$error":"#REF!"}},"Concreto, L =  m, S = 0 %.","Cota clave eje= 0 msnm.",null,null,null,"","","","","",{"$f":"IF(EV929=\"\",\"\",VLOOKUP(EY929,'Estructura escalonada'!$D$3:$H$953,2))","v":""},"","","","","",""]
[null,null,null,null,null,null,null,null,null,null,null,0,null,0,null,null,null,null,null,null,{"$f":"IF(K931=\"No\",\"\",IF(O931=\"\",YcCi(P931,N931),YcTr(N931,O931,S931)))","v":{"$error":"#VALUE!"}},{"$f":"IF(K931=\"No\",\"\",IF(O931=\"\",Teta1(U931,P931),\"-\"))","v":{"$error":"#VALUE!"}},{"$error":"#VALUE!"},{"$error":"#VALUE!"},{"$f":"IF(K931=\"No\",\"\",IF(O931=\"\",Ynci(P931,N931,R931,T931),YnTr(1,R931,O931,S931,T931,N931)))","v":{"$error":"#VALUE!"}},{"$f":"IF(K931=\"No\",\"\",IF(O931=\"\",Teta1(Y931,P931),\"-\"))","v":{"$error":"#VALUE!"}},{"$f":"IF(K931=\"No\",\"\",IF(O931=\"\",AreaCi(P931,Y931),AreaTr(O931,S931,Y931)))","v":{"$error":"#VALUE!"}},{"$f":"IF(K931=\"No\",\"\",IF(O931=\"\",FrCi(AC931,9.806,Z931,P931),FrTr(AC931,9.806,O931,S931,Y931)))","v":{"$error":"#VALUE!"}},{"$error":"#VALUE!"},null,null,null,null,null,null,null,null,null,null,null,null,null,null,null,0,0,"","","",{"$f":"IF(AD931=\"\",\"\",IF(AE931=1,YcCi(AK931,J931),YcTr(J931,AJ931,AN931)))","v":""},{"$f":"IF(AD931=\"\",\"\",IF(AE931=1,Teta1(AX931,AK931),\"-\"))","v":""},{"$f":"IF(AD931=\"\",\"\",IF(AE931=1,AreaCi(AK931,AX931),AreaTr(AJ931,AN931,AX931)))","v":""},"",{"$f":"IF(AD931=\"\",\"\",IF(AE931=1,Ynci(AK931,J931,AM931,AO931),YnTr(1,AM931,AJ931,AN931,AO931,J931)))","v":""},{"$f":"IF(AD931=\"\",\"\",IF(AE931=1,Teta1(BB931,AK931),\"-\"))","v":""},{"$f":"IF(AD931=\"\",\"\",IF(AE931=1,AreaCi(AK931,BB931),AreaTr(AJ931,AN931,BB931)))","v":""},{"$f":"IF(AD931=\"\",\"\",IF(AE931=1,FrCi(BF931,9.806,BC931,AK931),FrTr(BF931,9.806,AJ931,AN931,BB931)))","v":""},"",{"$f":"IF(AD931=\"\",\"\",IF(AE931=1,LOOKUP(AI931,'Vmáx(material) - Tab.4.3'!$L$2:$L$11,'Vmáx(material) - Tab.4.3'!$M$2:$M$11),LOOKUP(AI931,'Vmáx(material) - Tab.4.3'!$L$15,'Vmáx(material) - Tab.4.3'!$M$15)))","v":""},{"$f":"IF(AD931=\"\",\"\",VLOOKUP($AH931,'Vmáx(material) - Tab.4.3'!$R$35:$X$41,2))","v":""},{"$f":"IF(AD931=\"\",\"\",VLOOKUP($AH931,'Vmáx(material) - Tab.4.3'!$R$35:$X$41,3))","v":""},{"$f":"IF(AD931=\"\",\"\",VLOOKUP($AH931,'Vmáx(material) - Tab.4.3'!$R$35:$X$41,4))","v":""},{"$f":"IF(AD931=\"\",\"\",VLOOKUP($AH931,'Vmáx(material) - Tab.4.3'!$R$35:$X$41,5))","v":""},{"$f":"IF(AD931=\"\",\"\",VLOOKUP($AH931,'Vmáx(material) - Tab.4.3'!$R$35:$X$41,6))","v":""},{"$f":"IF(AD931=\"\",\"\",IF(AD931=\"\",\"\",VLOOKUP($AH931,'Vmáx(material) - Tab.4.3'!$R$35:$X$41,7)))","v":""},{"$f":"IF(AD931=\"\",\"\",IF(AE931=1,FCi(J931,AK931),FTr(J931,AJ931,AK931)))","v":""},"",{"$f":"IF(AD931=\"\",\"\",Hw(BH931,BI931,BJ931,BK931,BL931,BM931,Z,BN931,AO931,AK931))","v":""},"","","","",{"$f":"IF(AD931=\"\",\"\",ho(BT931,AK931,AX931))","v":""},{"$f":"IF(AD931=\"\",\"\",IF(AE931=1,PeriCi(AK931,BB931),PeriTr(AJ931,AN931,BB931)))","v":""},{"$f":"IF(AD931=\"\",\"\",IF(AE931=1,AreaCi(AK931,BB931),AreaTr(AJ931,AN931,BB931)))","v":""},{"$f":"IF(AD931=\"\",\"\",RhCi(BW931,BV931))","v":""},"",{"$f":"IF(AD931=\"\",\"\",hf(AL931,J931,AM931,BW931,BX931))","v":""},{"$f":"IF(AD931=\"\",\"\",LOOKUP(AP931,Tab.4.5!$J$6:$J$27,Tab.4.5!$L$6:$L$27))","v":""},{"$f":"IF(AD931=\"\",\"\",He(CA931,BY931))","v":""},{"$f":"IF(AD931=\"\",\"\",Hs(BY931))","v":""},{"$f":"IF(AD931=\"\",\"\",Hm(BU931,BZ931,CB931,CC931,AL931,AO931))","v":""},"","","","","","",null,null,null,null,null,null,null,null,null,null,null,null,null,null,null,0,0,0,0,0,{"$f":"IF(CK931=\"\",\"\",IF(CL931=1,YcCi(CR931,J931),YcTr(J931,CQ931,CU931)))","v":""},{"$f":"IF(CK931=\"\",\"\",IF(CL931=1,Teta1(DE931,CR931),\"-\"))","v":""},"","",{"$f":"IF(CK931=\"\",\"\",IF(CL931=1,Ynci(CR931,J931,CT931,CV931),YnTr(1,CT931,CQ931,CU931,CV931,J931)))","v":""},{"$f":"IF(CK931=\"\",\"\",IF(CL931=1,Teta1(DI931,CR931),\"-\"))","v":""},{"$f":"IF(CK931=\"\",\"\",IF(CL931=1,AreaCi(CR931,J931),AreaTr(CQ931,CU931,DI931)))","v":""},{"$f":"IF(CK931=\"\",\"\",IF(CL931=1,FrCi(DM931,9.806,DJ931,CR931),FrTr(DM931,9.806,CQ931,CU931,DI931)))","v":""},"",{"$f":"IF(CK931=\"\",\"\",IF(CL931=1,LOOKUP(CP931,'Vmáx(material) - Tab.4.3'!$L$2:$L$11,'Vmáx(material) - Tab.4.3'!$M$2:$M$11),LOOKUP(CP931,'Vmáx(material) - Tab.4.3'!$L$15,'Vmáx(material) - Tab.4.3'!$M$15)))","v":""},{"$f":"IF(CK931=\"\",\"\",VLOOKUP($CO931,'Vmáx(material) - Tab.4.3'!$R$35:$X$41,2))","v":""},{"$f":"IF(CK931=\"\",\"\",VLOOKUP($CO931,'Vmáx(material) - Tab.4.3'!$R$35:$X$41,3))","v":""},{"$f":"IF(CK931=\"\",\"\",VLOOKUP($CO931,'Vmáx(material) - Tab.4.3'!$R$35:$X$41,4))","v":""},{"$f":"IF(CK931=\"\",\"\",VLOOKUP($CO931,'Vmáx(material) - Tab.4.3'!$R$35:$X$41,5))","v":""},{"$f":"IF(CK931=\"\",\"\",VLOOKUP($CO931,'Vmáx(material) - Tab.4.3'!$R$35:$X$41,6))","v":""},{"$f":"IF(CK931=\"\",\"\",IF(CK931=\"\",\"\",VLOOKUP(CO931,'Vmáx(material) - Tab.4.3'!$R$35:$X$41,7)))","v":""},{"$f":"IF(CK931=\"\",\"\",IF(CL931=1,FCi(J931,CR931),FTr(J931,CQ931,CR931)))","v":""},"",{"$f":"IF(CK931=\"\",\"\",Hw(DO931,DP931,DQ931,DR931,DS931,DT931,Z,DU931,CV931,CR931))","v":""},"","","","","",{"$f":"IF(CK931=\"\",\"\",IF(CL931=1,PeriCi(CR931,DI931),PeriTr(CQ931,CU931,DI931)))","v":""},{"$f":"IF(CK931=\"\",\"\",IF(CL931=1,AreaCi(CR931,DI931),AreaTr(CQ931,CU931,DI931)))","v":""},{"$f":"IF(CK931=\"\",\"\",RhCi(DK931,EC931))","v":""},"",{"$f":"IF(CK931=\"\",\"\",hf(CS931,J931,CT931,DK931,EE931))","v":""},{"$f":"IF(CK931=\"\",\"\",LOOKUP(CW931,Tab.4.5!$J$6:$J$27,Tab.4.5!$L$6:$L$27))","v":""},{"$f":"IF(CK931=\"\",\"\",He(EH931,DM931))","v":""},{"$f":"IF(CK931=\"\",\"\",Hs(DM931))","v":""},{"$f":"IF(CK931=\"\",\"\",Hm(EB931,EG931,EI931,EJ931,CS931,CV931))","v":""},"","","","","","","K45+-45000 () ",{"$f":"IF(B931=\"Existe.\",IF(AE931=1,CONCATENATE(#REF!,AK931,\" m.\"),CONCATENATE(#REF!,AJ931,\" m x \",AK931,\" m.\")),IF(CL931=1,CONCATENATE(#REF!,CR931,\" m.\"),CONCATENATE(#REF!,CQ931,\" m x \",CR931,\" m.\")))","v":{"$error":"#REF!"}},"Concreto, L =  m, S = 0 %.","Cota clave eje= 0 msnm.",null,null,null,"","","","","",{"$f":"IF(EV931=\"\",\"\",VLOOKUP(EY931,'Estructura escalonada'!$D$3:$H$953,2))","v":""},"","","","","",""]
[null,null,null,null,null,null,null,null,null,null,null,0,null,0,null,null,null,null,null,null,{"$f":"IF(K934=\"No\",\"\",IF(O934=\"\",YcCi(P934,N934),YcTr(N934,O934,S934)))","v":{"$error":"#VALUE!"}},{"$f":"IF(K934=\"No\",\"\",IF(O934=\"\",Teta1(U934,P934),\"-\"))","v":{"$error":"#VALUE!"}},{"$error":"#VALUE!"},{"$error":"#VALUE!"},{"$f":"IF(K934=\"No\",\"\",IF(O934=\"\",Ynci(P934,N934,R934,T934),YnTr(1,R934,O934,S934,T934,N934)))","v":{"$error":"#VALUE!"}},{"$f":"IF(K934=\"No\",\"\",IF(O934=\"\",Teta1(Y934,P934),\"-\"))","v":{"$error":"#VALUE!"}},{"$f":"IF(K934=\"No\",\"\",IF(O934=\"\",AreaCi(P934,Y934),AreaTr(O934,S934,Y934)))","v":{"$error":"#VALUE!"}},{"$f":"IF(K934=\"No\",\"\",IF(O934=\"\",FrCi(AC934,9.806,Z934,P934),FrTr(AC934,9.806,O934,S934,Y934)))","v":{"$error":"#VALUE!"}},{"$error":"#VALUE!"},null,null,null,null,null,null,null,null,null,null,null,null,null,null,null,0,0,"","","",{"$f":"IF(AD934=\"\",\"\",IF(AE934=1,YcCi(AK934,J934),YcTr(J934,AJ934,AN934)))","v":""},{"$f":"IF(AD934=\"\",\"\",IF(AE934=1,Teta1(AX934,AK934),\"-\"))","v":""},{"$f":"IF(AD934=\"\",\"\",IF(AE934=1,AreaCi(AK934,AX934),AreaTr(AJ934,AN934,AX934)))","v":""},"",{"$f":"IF(AD934=\"\",\"\",IF(AE934=1,Ynci(AK934,J934,AM934,AO934),YnTr(1,AM934,AJ934,AN934,AO934,J934)))","v":""},{"$f":"IF(AD934=\"\",\"\",IF(AE934=1,Teta1(BB934,AK934),\"-\"))","v":""},{"$f":"IF(AD934=\"\",\"\",IF(AE934=1,AreaCi(AK934,BB934),AreaTr(AJ934,AN934,BB934)))","v":""},{"$f":"IF(AD934=\"\",\"\",IF(AE934=1,FrCi(BF934,9.806,BC934,AK934),FrTr(BF934,9.806,AJ934,AN934,BB934)))","v":""},"",{"$f":"IF(AD934=\"\",\"\",IF(AE934=1,LOOKUP(AI934,'Vmáx(material) - Tab.4.3'!$L$2:$L$11,'Vmáx(material) - Tab.4.3'!$M$2:$M$11),LOOKUP(AI934,'Vmáx(material) - Tab.4.3'!$L$15,'Vmáx(material) - Tab.4.3'!$M$15)))","v":""},{"$f":"IF(AD934=\"\",\"\",VLOOKUP($AH934,'Vmáx(material) - Tab.4.3'!$R$35:$X$41,2))","v":""},{"$f":"IF(AD934=\"\",\"\",VLOOKUP($AH934,'Vmáx(material) - Tab.4.3'!$R$35:$X$41,3))","v":""},{"$f":"IF(AD934=\"\",\"\",VLOOKUP($AH934,'Vmáx(material) - Tab.4.3'!$R$35:$X$41,4))","v":""},{"$f":"IF(AD934=\"\",\"\",VLOOKUP($AH934,'Vmáx(material) - Tab.4.3'!$R$35:$X$41,5))","v":""},{"$f":"IF(AD934=\"\",\"\",VLOOKUP($AH934,'Vmáx(material) - Tab.4.3'!$R$35:$X$41,6))","v":""},{"$f":"IF(AD934=\"\",\"\",IF(AD934=\"\",\"\",VLOOKUP($AH934,'Vmáx(material) - Tab.4.3'!$R$35:$X$41,7)))","v":""},{"$f":"IF(AD934=\"\",\"\",IF(AE934=1,FCi(J934,AK934),FTr(J934,AJ934,AK934)))","v":""},"",{"$f":"IF(AD934=\"\",\"\",Hw(BH934,BI934,BJ934,BK934,BL934,BM934,Z,BN934,AO934,AK934))","v":""},"","","","",{"$f":"IF(AD934=\"\",\"\",ho(BT934,AK934,AX934))","v":""},{"$f":"IF(AD934=\"\",\"\",IF(AE934=1,PeriCi(AK934,BB934),PeriTr(AJ934,AN934,BB934)))","v":""},{"$f":"IF(AD934=\"\",\"\",IF(AE934=1,AreaCi(AK934,BB934),AreaTr(AJ934,AN934,BB934)))","v":""},{"$f":"IF(AD934=\"\",\"\",RhCi(BW934,BV934))","v":""},"",{"$f":"IF(AD934=\"\",\"\",hf(AL934,J934,AM934,BW934,BX934))","v":""},{"$f":"IF(AD934=\"\",\"\",LOOKUP(AP934,Tab.4.5!$J$6:$J$27,Tab.4.5!$L$6:$L$27))","v":""},{"$f":"IF(AD934=\"\",\"\",He(CA934,BY934))","v":""},{"$f":"IF(AD934=\"\",\"\",Hs(BY934))","v":""},{"$f":"IF(AD934=\"\",\"\",Hm(BU934,BZ934,CB934,CC934,AL934,AO934))","v":""},"","","","","","",null,null,null,null,null,null,null,null,null,null,null,null,null,null,null,0,0,0,0,0,{"$f":"IF(CK934=\"\",\"\",IF(CL934=1,YcCi(CR934,J934),YcTr(J934,CQ934,CU934)))","v":""},{"$f":"IF(CK934=\"\",\"\",IF(CL934=1,Teta1(DE934,CR934),\"-\"))","v":""},"","",{"$f":"IF(CK934=\"\",\"\",IF(CL934=1,Ynci(CR934,J934,CT934,CV934),YnTr(1,CT934,CQ934,CU934,CV934,J934)))","v":""},{"$f":"IF(CK934=\"\",\"\",IF(CL934=1,Teta1(DI934,CR934),\"-\"))","v":""},{"$f":"IF(CK934=\"\",\"\",IF(CL934=1,AreaCi(CR934,J934),AreaTr(CQ934,CU934,DI934)))","v":""},{"$f":"IF(CK934=\"\",\"\",IF(CL934=1,FrCi(DM934,9.806,DJ934,CR934),FrTr(DM934,9.806,CQ934,CU934,DI934)))","v":""},"",{"$f":"IF(CK934=\"\",\"\",IF(CL934=1,LOOKUP(CP934,'Vmáx(material) - Tab.4.3'!$L$2:$L$11,'Vmáx(material) - Tab.4.3'!$M$2:$M$11),LOOKUP(CP934,'Vmáx(material) - Tab.4.3'!$L$15,'Vmáx(material) - Tab.4.3'!$M$15)))","v":""},{"$f":"IF(CK934=\"\",\"\",VLOOKUP($CO934,'Vmáx(material) - Tab.4.3'!$R$35:$X$41,2))","v":""},{"$f":"IF(CK934=\"\",\"\",VLOOKUP($CO934,'Vmáx(material) - Tab.4.3'!$R$35:$X$41,3))","v":""},{"$f":"IF(CK934=\"\",\"\",VLOOKUP($CO934,'Vmáx(material) - Tab.4.3'!$R$35:$X$41,4))","v":""},{"$f":"IF(CK934=\"\",\"\",VLOOKUP($CO934,'Vmáx(material) - Tab.4.3'!$R$35:$X$41,5))","v":""},{"$f":"IF(CK934=\"\",\"\",VLOOKUP($CO934,'Vmáx(material) - Tab.4.3'!$R$35:$X$41,6))","v":""},{"$f":"IF(CK934=\"\",\"\",IF(CK934=\"\",\"\",VLOOKUP(CO934,'Vmáx(material) - Tab.4.3'!$R$35:$X$41,7)))","v":""},{"$f":"IF(CK934=\"\",\"\",IF(CL934=1,FCi(J934,CR934),FTr(J934,CQ934,CR934)))","v":""},"",{"$f":"IF(CK934=\"\",\"\",Hw(DO934,DP934,DQ934,DR934,DS934,DT934,Z,DU934,CV934,CR934))","v":""},"","","","","",{"$f":"IF(CK934=\"\",\"\",IF(CL934=1,PeriCi(CR934,DI934),PeriTr(CQ934,CU934,DI934)))","v":""},{"$f":"IF(CK934=\"\",\"\",IF(CL934=1,AreaCi(CR934,DI934),AreaTr(CQ934,CU934,DI934)))","v":""},{"$f":"IF(CK934=\"\",\"\",RhCi(DK934,EC934))","v":""},"",{"$f":"IF(CK934=\"\",\"\",hf(CS934,J934,CT934,DK934,EE934))","v":""},{"$f":"IF(CK934=\"\",\"\",LOOKUP(CW934,Tab.4.5!$J$6:$J$27,Tab.4.5!$L$6:$L$27))","v":""},{"$f":"IF(CK934=\"\",\"\",He(EH934,DM934))","v":""},{"$f":"IF(CK934=\"\",\"\",Hs(DM934))","v":""},{"$f":"IF(CK934=\"\",\"\",Hm(EB934,EG934,EI934,EJ934,CS934,CV934))","v":""},"","","","","","","K45+-45000 () ",{"$f":"IF(B934=\"Existe.\",IF(AE934=1,CONCATENATE(#REF!,AK934,\" m.\"),CONCATENATE(#REF!,AJ934,\" m x \",AK934,\" m.\")),IF(CL934=1,CONCATENATE(#REF!,CR934,\" m.\"),CONCATENATE(#REF!,CQ934,\" m x \",CR934,\" m.\")))","v":{"$error":"#REF!"}},"Concreto, L =  m, S = 0 %.","Cota clave eje= 0 msnm.",null,null,null,"","","","","",{"$f":"IF(EV934=\"\",\"\",VLOOKUP(EY934,'Estructura escalonada'!$D$3:$H$953,2))","v":""},"","","","","",""]
[null,null,null,null,null,null,null,null,null,null,null,0,null,0,null,null,null,null,null,null,{"$f":"IF(K938=\"No\",\"\",IF(O938=\"\",YcCi(P938,N938),YcTr(N938,O938,S938)))","v":{"$error":"#VALUE!"}},{"$f":"IF(K938=\"No\",\"\",IF(O938=\"\",Teta1(U938,P938),\"-\"))","v":{"$error":"#VALUE!"}},{"$error":"#VALUE!"},{"$error":"#VALUE!"},{"$f":"IF(K938=\"No\",\"\",IF(O938=\"\",Ynci(P938,N938,R938,T938),YnTr(1,R938,O938,S938,T938,N938)))","v":{"$error":"#VALUE!"}},{"$f":"IF(K938=\"No\",\"\",IF(O938=\"\",Teta1(Y938,P938),\"-\"))","v":{"$error":"#VALUE!"}},{"$f":"IF(K938=\"No\",\"\",IF(O938=\"\",AreaCi(P938,Y938),AreaTr(O938,S938,Y938)))","v":{"$error":"#VALUE!"}},{"$f":"IF(K938=\"No\",\"\",IF(O938=\"\",FrCi(AC938,9.806,Z938,P938),FrTr(AC938,9.806,O938,S938,Y938)))","v":{"$error":"#VALUE!"}},{"$error":"#VALUE!"},null,null,null,null,null,null,null,null,null,null,null,null,null,null,null,0,0,"","","",{"$f":"IF(AD938=\"\",\"\",IF(AE938=1,YcCi(AK938,J938),YcTr(J938,AJ938,AN938)))","v":""},{"$f":"IF(AD938=\"\",\"\",IF(AE938=1,Teta1(AX938,AK938),\"-\"))","v":""},{"$f":"IF(AD938=\"\",\"\",IF(AE938=1,AreaCi(AK938,AX938),AreaTr(AJ938,AN938,AX938)))","v":""},"",{"$f":"IF(AD938=\"\",\"\",IF(AE938=1,Ynci(AK938,J938,AM938,AO938),YnTr(1,AM938,AJ938,AN938,AO938,J938)))","v":""},{"$f":"IF(AD938=\"\",\"\",IF(AE938=1,Teta1(BB938,AK938),\"-\"))","v":""},{"$f":"IF(AD938=\"\",\"\",IF(AE938=1,AreaCi(AK938,BB938),AreaTr(AJ938,AN938,BB938)))","v":""},{"$f":"IF(AD938=\"\",\"\",IF(AE938=1,FrCi(BF938,9.806,BC938,AK938),FrTr(BF938,9.806,AJ938,AN938,BB938)))","v":""},"",{"$f":"IF(AD938=\"\",\"\",IF(AE938=1,LOOKUP(AI938,'Vmáx(material) - Tab.4.3'!$L$2:$L$11,'Vmáx(material) - Tab.4.3'!$M$2:$M$11),LOOKUP(AI938,'Vmáx(material) - Tab.4.3'!$L$15,'Vmáx(material) - Tab.4.3'!$M$15)))","v":""},{"$f":"IF(AD938=\"\",\"\",VLOOKUP($AH938,'Vmáx(material) - Tab.4.3'!$R$35:$X$41,2))","v":""},{"$f":"IF(AD938=\"\",\"\",VLOOKUP($AH938,'Vmáx(material) - Tab.4.3'!$R$35:$X$41,3))","v":""},{"$f":"IF(AD938=\"\",\"\",VLOOKUP($AH938,'Vmáx(material) - Tab.4.3'!$R$35:$X$41,4))","v":""},{"$f":"IF(AD938=\"\",\"\",VLOOKUP($AH938,'Vmáx(material) - Tab.4.3'!$R$35:$X$41,5))","v":""},{"$f":"IF(AD938=\"\",\"\",VLOOKUP($AH938,'Vmáx(material) - Tab.4.3'!$R$35:$X$41,6))","v":""},{"$f":"IF(AD938=\"\",\"\",IF(AD938=\"\",\"\",VLOOKUP($AH938,'Vmáx(material) - Tab.4.3'!$R$35:$X$41,7)))","v":""},{"$f":"IF(AD938=\"\",\"\",IF(AE938=1,FCi(J938,AK938),FTr(J938,AJ938,AK938)))","v":""},"",{"$f":"IF(AD938=\"\",\"\",Hw(BH938,BI938,BJ938,BK938,BL938,BM938,Z,BN938,AO938,AK938))","v":""},"","","","",{"$f":"IF(AD938=\"\",\"\",ho(BT938,AK938,AX938))","v":""},{"$f":"IF(AD938=\"\",\"\",IF(AE938=1,PeriCi(AK938,BB938),PeriTr(AJ938,AN938,BB938)))","v":""},{"$f":"IF(AD938=\"\",\"\",IF(AE938=1,AreaCi(AK938,BB938),AreaTr(AJ938,AN938,BB938)))","v":""},{"$f":"IF(AD938=\"\",\"\",RhCi(BW938,BV938))","v":""},"",{"$f":"IF(AD938=\"\",\"\",hf(AL938,J938,AM938,BW938,BX938))","v":""},{"$f":"IF(AD938=\"\",\"\",LOOKUP(AP938,Tab.4.5!$J$6:$J$27,Tab.4.5!$L$6:$L$27))","v":""},{"$f":"IF(AD938=\"\",\"\",He(CA938,BY938))","v":""},{"$f":"IF(AD938=\"\",\"\",Hs(BY938))","v":""},{"$f":"IF(AD938=\"\",\"\",Hm(BU938,BZ938,CB938,CC938,AL938,AO938))","v":""},"","","","","","",null,null,null,null,null,null,null,null,null,null,null,null,null,null,null,0,0,0,0,0,{"$f":"IF(CK938=\"\",\"\",IF(CL938=1,YcCi(CR938,J938),YcTr(J938,CQ938,CU938)))","v":""},{"$f":"IF(CK938=\"\",\"\",IF(CL938=1,Teta1(DE938,CR938),\"-\"))","v":""},"","",{"$f":"IF(CK938=\"\",\"\",IF(CL938=1,Ynci(CR938,J938,CT938,CV938),YnTr(1,CT938,CQ938,CU938,CV938,J938)))","v":""},{"$f":"IF(CK938=\"\",\"\",IF(CL938=1,Teta1(DI938,CR938),\"-\"))","v":""},{"$f":"IF(CK938=\"\",\"\",IF(CL938=1,AreaCi(CR938,J938),AreaTr(CQ938,CU938,DI938)))","v":""},{"$f":"IF(CK938=\"\",\"\",IF(CL938=1,FrCi(DM938,9.806,DJ938,CR938),FrTr(DM938,9.806,CQ938,CU938,DI938)))","v":""},"",{"$f":"IF(CK938=\"\",\"\",IF(CL938=1,LOOKUP(CP938,'Vmáx(material) - Tab.4.3'!$L$2:$L$11,'Vmáx(material) - Tab.4.3'!$M$2:$M$11),LOOKUP(CP938,'Vmáx(material) - Tab.4.3'!$L$15,'Vmáx(material) - Tab.4.3'!$M$15)))","v":""},{"$f":"IF(CK938=\"\",\"\",VLOOKUP($CO938,'Vmáx(material) - Tab.4.3'!$R$35:$X$41,2))","v":""},{"$f":"IF(CK938=\"\",\"\",VLOOKUP($CO938,'Vmáx(material) - Tab.4.3'!$R$35:$X$41,3))","v":""},{"$f":"IF(CK938=\"\",\"\",VLOOKUP($CO938,'Vmáx(material) - Tab.4.3'!$R$35:$X$41,4))","v":""},{"$f":"IF(CK938=\"\",\"\",VLOOKUP($CO938,'Vmáx(material) - Tab.4.3'!$R$35:$X$41,5))","v":""},{"$f":"IF(CK938=\"\",\"\",VLOOKUP($CO938,'Vmáx(material) - Tab.4.3'!$R$35:$X$41,6))","v":""},{"$f":"IF(CK938=\"\",\"\",IF(CK938=\"\",\"\",VLOOKUP(CO938,'Vmáx(material) - Tab.4.3'!$R$35:$X$41,7)))","v":""},{"$f":"IF(CK938=\"\",\"\",IF(CL938=1,FCi(J938,CR938),FTr(J938,CQ938,CR938)))","v":""},"",{"$f":"IF(CK938=\"\",\"\",Hw(DO938,DP938,DQ938,DR938,DS938,DT938,Z,DU938,CV938,CR938))","v":""},"","","","","",{"$f":"IF(CK938=\"\",\"\",IF(CL938=1,PeriCi(CR938,DI938),PeriTr(CQ938,CU938,DI938)))","v":""},{"$f":"IF(CK938=\"\",\"\",IF(CL938=1,AreaCi(CR938,DI938),AreaTr(CQ938,CU938,DI938)))","v":""},{"$f":"IF(CK938=\"\",\"\",RhCi(DK938,EC938))","v":""},"",{"$f":"IF(CK938=\"\",\"\",hf(CS938,J938,CT938,DK938,EE938))","v":""},{"$f":"IF(CK938=\"\",\"\",LOOKUP(CW938,Tab.4.5!$J$6:$J$27,Tab.4.5!$L$6:$L$27))","v":""},{"$f":"IF(CK938=\"\",\"\",He(EH938,DM938))","v":""},{"$f":"IF(CK938=\"\",\"\",Hs(DM938))","v":""},{"$f":"IF(CK938=\"\",\"\",Hm(EB938,EG938,EI938,EJ938,CS938,CV938))","v":""},"","","","","","","K45+-45000 () ",{"$f":"IF(B938=\"Existe.\",IF(AE938=1,CONCATENATE(#REF!,AK938,\" m.\"),CONCATENATE(#REF!,AJ938,\" m x \",AK938,\" m.\")),IF(CL938=1,CONCATENATE(#REF!,CR938,\" m.\"),CONCATENATE(#REF!,CQ938,\" m x \",CR938,\" m.\")))","v":{"$error":"#REF!"}},"Concreto, L =  m, S = 0 %.","Cota clave eje= 0 msnm.",null,null,null,"","","","","",{"$f":"IF(EV938=\"\",\"\",VLOOKUP(EY938,'Estructura escalonada'!$D$3:$H$953,2))","v":""},"","","","","",""]
[null,null,null,null,null,null,null,null,null,null,null,0,null,0,null,null,null,null,null,null,{"$f":"IF(K941=\"No\",\"\",IF(O941=\"\",YcCi(P941,N941),YcTr(N941,O941,S941)))","v":{"$error":"#VALUE!"}},{"$f":"IF(K941=\"No\",\"\",IF(O941=\"\",Teta1(U941,P941),\"-\"))","v":{"$error":"#VALUE!"}},{"$error":"#VALUE!"},{"$error":"#VALUE!"},{"$f":"IF(K941=\"No\",\"\",IF(O941=\"\",Ynci(P941,N941,R941,T941),YnTr(1,R941,O941,S941,T941,N941)))","v":{"$error":"#VALUE!"}},{"$f":"IF(K941=\"No\",\"\",IF(O941=\"\",Teta1(Y941,P941),\"-\"))","v":{"$error":"#VALUE!"}},{"$f":"IF(K941=\"No\",\"\",IF(O941=\"\",AreaCi(P941,Y941),AreaTr(O941,S941,Y941)))","v":{"$error":"#VALUE!"}},{"$f":"IF(K941=\"No\",\"\",IF(O941=\"\",FrCi(AC941,9.806,Z941,P941),FrTr(AC941,9.806,O941,S941,Y941)))","v":{"$error":"#VALUE!"}},{"$error":"#VALUE!"},null,null,null,null,null,null,null,null,null,null,null,null,null,null,null,0,0,"","","",{"$f":"IF(AD941=\"\",\"\",IF(AE941=1,YcCi(AK941,J941),YcTr(J941,AJ941,AN941)))","v":""},{"$f":"IF(AD941=\"\",\"\",IF(AE941=1,Teta1(AX941,AK941),\"-\"))","v":""},{"$f":"IF(AD941=\"\",\"\",IF(AE941=1,AreaCi(AK941,AX941),AreaTr(AJ941,AN941,AX941)))","v":""},"",{"$f":"IF(AD941=\"\",\"\",IF(AE941=1,Ynci(AK941,J941,AM941,AO941),YnTr(1,AM941,AJ941,AN941,AO941,J941)))","v":""},{"$f":"IF(AD941=\"\",\"\",IF(AE941=1,Teta1(BB941,AK941),\"-\"))","v":""},{"$f":"IF(AD941=\"\",\"\",IF(AE941=1,AreaCi(AK941,BB941),AreaTr(AJ941,AN941,BB941)))","v":""},{"$f":"IF(AD941=\"\",\"\",IF(AE941=1,FrCi(BF941,9.806,BC941,AK941),FrTr(BF941,9.806,AJ941,AN941,BB941)))","v":""},"",{"$f":"IF(AD941=\"\",\"\",IF(AE941=1,LOOKUP(AI941,'Vmáx(material) - Tab.4.3'!$L$2:$L$11,'Vmáx(material) - Tab.4.3'!$M$2:$M$11),LOOKUP(AI941,'Vmáx(material) - Tab.4.3'!$L$15,'Vmáx(material) - Tab.4.3'!$M$15)))","v":""},{"$f":"IF(AD941=\"\",\"\",VLOOKUP($AH941,'Vmáx(material) - Tab.4.3'!$R$35:$X$41,2))","v":""},{"$f":"IF(AD941=\"\",\"\",VLOOKUP($AH941,'Vmáx(material) - Tab.4.3'!$R$35:$X$41,3))","v":""},{"$f":"IF(AD941=\"\",\"\",VLOOKUP($AH941,'Vmáx(material) - Tab.4.3'!$R$35:$X$41,4))","v":""},{"$f":"IF(AD941=\"\",\"\",VLOOKUP($AH941,'Vmáx(material) - Tab.4.3'!$R$35:$X$41,5))","v":""},{"$f":"IF(AD941=\"\",\"\",VLOOKUP($AH941,'Vmáx(material) - Tab.4.3'!$R$35:$X$41,6))","v":""},{"$f":"IF(AD941=\"\",\"\",IF(AD941=\"\",\"\",VLOOKUP($AH941,'Vmáx(material) - Tab.4.3'!$R$35:$X$41,7)))","v":""},{"$f":"IF(AD941=\"\",\"\",IF(AE941=1,FCi(J941,AK941),FTr(J941,AJ941,AK941)))","v":""},"",{"$f":"IF(AD941=\"\",\"\",Hw(BH941,BI941,BJ941,BK941,BL941,BM941,Z,BN941,AO941,AK941))","v":""},"","","","",{"$f":"IF(AD941=\"\",\"\",ho(BT941,AK941,AX941))","v":""},{"$f":"IF(AD941=\"\",\"\",IF(AE941=1,PeriCi(AK941,BB941),PeriTr(AJ941,AN941,BB941)))","v":""},{"$f":"IF(AD941=\"\",\"\",IF(AE941=1,AreaCi(AK941,BB941),AreaTr(AJ941,AN941,BB941)))","v":""},{"$f":"IF(AD941=\"\",\"\",RhCi(BW941,BV941))","v":""},"",{"$f":"IF(AD941=\"\",\"\",hf(AL941,J941,AM941,BW941,BX941))","v":""},{"$f":"IF(AD941=\"\",\"\",LOOKUP(AP941,Tab.4.5!$J$6:$J$27,Tab.4.5!$L$6:$L$27))","v":""},{"$f":"IF(AD941=\"\",\"\",He(CA941,BY941))","v":""},{"$f":"IF(AD941=\"\",\"\",Hs(BY941))","v":""},{"$f":"IF(AD941=\"\",\"\",Hm(BU941,BZ941,CB941,CC941,AL941,AO941))","v":""},"","","","","","",null,null,null,null,null,null,null,null,null,null,null,null,null,null,null,0,0,0,0,0,{"$f":"IF(CK941=\"\",\"\",IF(CL941=1,YcCi(CR941,J941),YcTr(J941,CQ941,CU941)))","v":""},{"$f":"IF(CK941=\"\",\"\",IF(CL941=1,Teta1(DE941,CR941),\"-\"))","v":""},"","",{"$f":"IF(CK941=\"\",\"\",IF(CL941=1,Ynci(CR941,J941,CT941,CV941),YnTr(1,CT941,CQ941,CU941,CV941,J941)))","v":""},{"$f":"IF(CK941=\"\",\"\",IF(CL941=1,Teta1(DI941,CR941),\"-\"))","v":""},{"$f":"IF(CK941=\"\",\"\",IF(CL941=1,AreaCi(CR941,J941),AreaTr(CQ941,CU941,DI941)))","v":""},{"$f":"IF(CK941=\"\",\"\",IF(CL941=1,FrCi(DM941,9.806,DJ941,CR941),FrTr(DM941,9.806,CQ941,CU941,DI941)))","v":""},"",{"$f":"IF(CK941=\"\",\"\",IF(CL941=1,LOOKUP(CP941,'Vmáx(material) - Tab.4.3'!$L$2:$L$11,'Vmáx(material) - Tab.4.3'!$M$2:$M$11),LOOKUP(CP941,'Vmáx(material) - Tab.4.3'!$L$15,'Vmáx(material) - Tab.4.3'!$M$15)))","v":""},{"$f":"IF(CK941=\"\",\"\",VLOOKUP($CO941,'Vmáx(material) - Tab.4.3'!$R$35:$X$41,2))","v":""},{"$f":"IF(CK941=\"\",\"\",VLOOKUP($CO941,'Vmáx(material) - Tab.4.3'!$R$35:$X$41,3))","v":""},{"$f":"IF(CK941=\"\",\"\",VLOOKUP($CO941,'Vmáx(material) - Tab.4.3'!$R$35:$X$41,4))","v":""},{"$f":"IF(CK941=\"\",\"\",VLOOKUP($CO941,'Vmáx(material) - Tab.4.3'!$R$35:$X$41,5))","v":""},{"$f":"IF(CK941=\"\",\"\",VLOOKUP($CO941,'Vmáx(material) - Tab.4.3'!$R$35:$X$41,6))","v":""},{"$f":"IF(CK941=\"\",\"\",IF(CK941=\"\",\"\",VLOOKUP(CO941,'Vmáx(material) - Tab.4.3'!$R$35:$X$41,7)))","v":""},{"$f":"IF(CK941=\"\",\"\",IF(CL941=1,FCi(J941,CR941),FTr(J941,CQ941,CR941)))","v":""},"",{"$f":"IF(CK941=\"\",\"\",Hw(DO941,DP941,DQ941,DR941,DS941,DT941,Z,DU941,CV941,CR941))","v":""},"","","","","",{"$f":"IF(CK941=\"\",\"\",IF(CL941=1,PeriCi(CR941,DI941),PeriTr(CQ941,CU941,DI941)))","v":""},{"$f":"IF(CK941=\"\",\"\",IF(CL941=1,AreaCi(CR941,DI941),AreaTr(CQ941,CU941,DI941)))","v":""},{"$f":"IF(CK941=\"\",\"\",RhCi(DK941,EC941))","v":""},"",{"$f":"IF(CK941=\"\",\"\",hf(CS941,J941,CT941,DK941,EE941))","v":""},{"$f":"IF(CK941=\"\",\"\",LOOKUP(CW941,Tab.4.5!$J$6:$J$27,Tab.4.5!$L$6:$L$27))","v":""},{"$f":"IF(CK941=\"\",\"\",He(EH941,DM941))","v":""},{"$f":"IF(CK941=\"\",\"\",Hs(DM941))","v":""},{"$f":"IF(CK941=\"\",\"\",Hm(EB941,EG941,EI941,EJ941,CS941,CV941))","v":""},"","","","","","","K45+-45000 () ",{"$f":"IF(B941=\"Existe.\",IF(AE941=1,CONCATENATE(#REF!,AK941,\" m.\"),CONCATENATE(#REF!,AJ941,\" m x \",AK941,\" m.\")),IF(CL941=1,CONCATENATE(#REF!,CR941,\" m.\"),CONCATENATE(#REF!,CQ941,\" m x \",CR941,\" m.\")))","v":{"$error":"#REF!"}},"Concreto, L =  m, S = 0 %.","Cota clave eje= 0 msnm.",null,null,null,"","","","","",{"$f":"IF(EV941=\"\",\"\",VLOOKUP(EY941,'Estructura escalonada'!$D$3:$H$953,2))","v":""},"","","","","",""]
[null,null,null,null,null,null,null,null,null,null,null,0,null,0,null,null,null,null,null,null,{"$f":"IF(K942=\"No\",\"\",IF(O942=\"\",YcCi(P942,N942),YcTr(N942,O942,S942)))","v":{"$error":"#VALUE!"}},{"$f":"IF(K942=\"No\",\"\",IF(O942=\"\",Teta1(U942,P942),\"-\"))","v":{"$error":"#VALUE!"}},{"$error":"#VALUE!"},{"$error":"#VALUE!"},{"$f":"IF(K942=\"No\",\"\",IF(O942=\"\",Ynci(P942,N942,R942,T942),YnTr(1,R942,O942,S942,T942,N942)))","v":{"$error":"#VALUE!"}},{"$f":"IF(K942=\"No\",\"\",IF(O942=\"\",Teta1(Y942,P942),\"-\"))","v":{"$error":"#VALUE!"}},{"$f":"IF(K942=\"No\",\"\",IF(O942=\"\",AreaCi(P942,Y942),AreaTr(O942,S942,Y942)))","v":{"$error":"#VALUE!"}},{"$f":"IF(K942=\"No\",\"\",IF(O942=\"\",FrCi(AC942,9.806,Z942,P942),FrTr(AC942,9.806,O942,S942,Y942)))","v":{"$error":"#VALUE!"}},{"$error":"#VALUE!"},null,null,null,null,null,null,null,null,null,null,null,null,null,null,null,0,0,"","","",{"$f":"IF(AD942=\"\",\"\",IF(AE942=1,YcCi(AK942,J942),YcTr(J942,AJ942,AN942)))","v":""},{"$f":"IF(AD942=\"\",\"\",IF(AE942=1,Teta1(AX942,AK942),\"-\"))","v":""},{"$f":"IF(AD942=\"\",\"\",IF(AE942=1,AreaCi(AK942,AX942),AreaTr(AJ942,AN942,AX942)))","v":""},"",{"$f":"IF(AD942=\"\",\"\",IF(AE942=1,Ynci(AK942,J942,AM942,AO942),YnTr(1,AM942,AJ942,AN942,AO942,J942)))","v":""},{"$f":"IF(AD942=\"\",\"\",IF(AE942=1,Teta1(BB942,AK942),\"-\"))","v":""},{"$f":"IF(AD942=\"\",\"\",IF(AE942=1,AreaCi(AK942,BB942),AreaTr(AJ942,AN942,BB942)))","v":""},{"$f":"IF(AD942=\"\",\"\",IF(AE942=1,FrCi(BF942,9.806,BC942,AK942),FrTr(BF942,9.806,AJ942,AN942,BB942)))","v":""},"",{"$f":"IF(AD942=\"\",\"\",IF(AE942=1,LOOKUP(AI942,'Vmáx(material) - Tab.4.3'!$L$2:$L$11,'Vmáx(material) - Tab.4.3'!$M$2:$M$11),LOOKUP(AI942,'Vmáx(material) - Tab.4.3'!$L$15,'Vmáx(material) - Tab.4.3'!$M$15)))","v":""},{"$f":"IF(AD942=\"\",\"\",VLOOKUP($AH942,'Vmáx(material) - Tab.4.3'!$R$35:$X$41,2))","v":""},{"$f":"IF(AD942=\"\",\"\",VLOOKUP($AH942,'Vmáx(material) - Tab.4.3'!$R$35:$X$41,3))","v":""},{"$f":"IF(AD942=\"\",\"\",VLOOKUP($AH942,'Vmáx(material) - Tab.4.3'!$R$35:$X$41,4))","v":""},{"$f":"IF(AD942=\"\",\"\",VLOOKUP($AH942,'Vmáx(material) - Tab.4.3'!$R$35:$X$41,5))","v":""},{"$f":"IF(AD942=\"\",\"\",VLOOKUP($AH942,'Vmáx(material) - Tab.4.3'!$R$35:$X$41,6))","v":""},{"$f":"IF(AD942=\"\",\"\",IF(AD942=\"\",\"\",VLOOKUP($AH942,'Vmáx(material) - Tab.4.3'!$R$35:$X$41,7)))","v":""},{"$f":"IF(AD942=\"\",\"\",IF(AE942=1,FCi(J942,AK942),FTr(J942,AJ942,AK942)))","v":""},"",{"$f":"IF(AD942=\"\",\"\",Hw(BH942,BI942,BJ942,BK942,BL942,BM942,Z,BN942,AO942,AK942))","v":""},"","","","",{"$f":"IF(AD942=\"\",\"\",ho(BT942,AK942,AX942))","v":""},{"$f":"IF(AD942=\"\",\"\",IF(AE942=1,PeriCi(AK942,BB942),PeriTr(AJ942,AN942,BB942)))","v":""},{"$f":"IF(AD942=\"\",\"\",IF(AE942=1,AreaCi(AK942,BB942),AreaTr(AJ942,AN942,BB942)))","v":""},{"$f":"IF(AD942=\"\",\"\",RhCi(BW942,BV942))","v":""},"",{"$f":"IF(AD942=\"\",\"\",hf(AL942,J942,AM942,BW942,BX942))","v":""},{"$f":"IF(AD942=\"\",\"\",LOOKUP(AP942,Tab.4.5!$J$6:$J$27,Tab.4.5!$L$6:$L$27))","v":""},{"$f":"IF(AD942=\"\",\"\",He(CA942,BY942))","v":""},{"$f":"IF(AD942=\"\",\"\",Hs(BY942))","v":""},{"$f":"IF(AD942=\"\",\"\",Hm(BU942,BZ942,CB942,CC942,AL942,AO942))","v":""},"","","","","","",null,null,null,null,null,null,null,null,null,null,null,null,null,null,null,0,0,0,0,0,{"$f":"IF(CK942=\"\",\"\",IF(CL942=1,YcCi(CR942,J942),YcTr(J942,CQ942,CU942)))","v":""},{"$f":"IF(CK942=\"\",\"\",IF(CL942=1,Teta1(DE942,CR942),\"-\"))","v":""},"","",{"$f":"IF(CK942=\"\",\"\",IF(CL942=1,Ynci(CR942,J942,CT942,CV942),YnTr(1,CT942,CQ942,CU942,CV942,J942)))","v":""},{"$f":"IF(CK942=\"\",\"\",IF(CL942=1,Teta1(DI942,CR942),\"-\"))","v":""},{"$f":"IF(CK942=\"\",\"\",IF(CL942=1,AreaCi(CR942,J942),AreaTr(CQ942,CU942,DI942)))","v":""},{"$f":"IF(CK942=\"\",\"\",IF(CL942=1,FrCi(DM942,9.806,DJ942,CR942),FrTr(DM942,9.806,CQ942,CU942,DI942)))","v":""},"",{"$f":"IF(CK942=\"\",\"\",IF(CL942=1,LOOKUP(CP942,'Vmáx(material) - Tab.4.3'!$L$2:$L$11,'Vmáx(material) - Tab.4.3'!$M$2:$M$11),LOOKUP(CP942,'Vmáx(material) - Tab.4.3'!$L$15,'Vmáx(material) - Tab.4.3'!$M$15)))","v":""},{"$f":"IF(CK942=\"\",\"\",VLOOKUP($CO942,'Vmáx(material) - Tab.4.3'!$R$35:$X$41,2))","v":""},{"$f":"IF(CK942=\"\",\"\",VLOOKUP($CO942,'Vmáx(material) - Tab.4.3'!$R$35:$X$41,3))","v":""},{"$f":"IF(CK942=\"\",\"\",VLOOKUP($CO942,'Vmáx(material) - Tab.4.3'!$R$35:$X$41,4))","v":""},{"$f":"IF(CK942=\"\",\"\",VLOOKUP($CO942,'Vmáx(material) - Tab.4.3'!$R$35:$X$41,5))","v":""},{"$f":"IF(CK942=\"\",\"\",VLOOKUP($CO942,'Vmáx(material) - Tab.4.3'!$R$35:$X$41,6))","v":""},{"$f":"IF(CK942=\"\",\"\",IF(CK942=\"\",\"\",VLOOKUP(CO942,'Vmáx(material) - Tab.4.3'!$R$35:$X$41,7)))","v":""},{"$f":"IF(CK942=\"\",\"\",IF(CL942=1,FCi(J942,CR942),FTr(J942,CQ942,CR942)))","v":""},"",{"$f":"IF(CK942=\"\",\"\",Hw(DO942,DP942,DQ942,DR942,DS942,DT942,Z,DU942,CV942,CR942))","v":""},"","","","","",{"$f":"IF(CK942=\"\",\"\",IF(CL942=1,PeriCi(CR942,DI942),PeriTr(CQ942,CU942,DI942)))","v":""},{"$f":"IF(CK942=\"\",\"\",IF(CL942=1,AreaCi(CR942,DI942),AreaTr(CQ942,CU942,DI942)))","v":""},{"$f":"IF(CK942=\"\",\"\",RhCi(DK942,EC942))","v":""},"",{"$f":"IF(CK942=\"\",\"\",hf(CS942,J942,CT942,DK942,EE942))","v":""},{"$f":"IF(CK942=\"\",\"\",LOOKUP(CW942,Tab.4.5!$J$6:$J$27,Tab.4.5!$L$6:$L$27))","v":""},{"$f":"IF(CK942=\"\",\"\",He(EH942,DM942))","v":""},{"$f":"IF(CK942=\"\",\"\",Hs(DM942))","v":""},{"$f":"IF(CK942=\"\",\"\",Hm(EB942,EG942,EI942,EJ942,CS942,CV942))","v":""},"","","","","","","K45+-45000 () ",{"$f":"IF(B942=\"Existe.\",IF(AE942=1,CONCATENATE(#REF!,AK942,\" m.\"),CONCATENATE(#REF!,AJ942,\" m x \",AK942,\" m.\")),IF(CL942=1,CONCATENATE(#REF!,CR942,\" m.\"),CONCATENATE(#REF!,CQ942,\" m x \",CR942,\" m.\")))","v":{"$error":"#REF!"}},"Concreto, L =  m, S = 0 %.","Cota clave eje= 0 msnm.",null,null,null,"","","","","",{"$f":"IF(EV942=\"\",\"\",VLOOKUP(EY942,'Estructura escalonada'!$D$3:$H$953,2))","v":""},"","","","","",""]
[null,null,null,null,null,null,null,null,null,null,null,0,null,0,null,null,null,null,null,null,{"$f":"IF(K945=\"No\",\"\",IF(O945=\"\",YcCi(P945,N945),YcTr(N945,O945,S945)))","v":{"$error":"#VALUE!"}},{"$f":"IF(K945=\"No\",\"\",IF(O945=\"\",Teta1(U945,P945),\"-\"))","v":{"$error":"#VALUE!"}},{"$error":"#VALUE!"},{"$error":"#VALUE!"},{"$f":"IF(K945=\"No\",\"\",IF(O945=\"\",Ynci(P945,N945,R945,T945),YnTr(1,R945,O945,S945,T945,N945)))","v":{"$error":"#VALUE!"}},{"$f":"IF(K945=\"No\",\"\",IF(O945=\"\",Teta1(Y945,P945),\"-\"))","v":{"$error":"#VALUE!"}},{"$f":"IF(K945=\"No\",\"\",IF(O945=\"\",AreaCi(P945,Y945),AreaTr(O945,S945,Y945)))","v":{"$error":"#VALUE!"}},{"$f":"IF(K945=\"No\",\"\",IF(O945=\"\",FrCi(AC945,9.806,Z945,P945),FrTr(AC945,9.806,O945,S945,Y945)))","v":{"$error":"#VALUE!"}},{"$error":"#VALUE!"},null,null,null,null,null,null,null,null,null,null,null,null,null,null,null,0,0,"","","",{"$f":"IF(AD945=\"\",\"\",IF(AE945=1,YcCi(AK945,J945),YcTr(J945,AJ945,AN945)))","v":""},{"$f":"IF(AD945=\"\",\"\",IF(AE945=1,Teta1(AX945,AK945),\"-\"))","v":""},{"$f":"IF(AD945=\"\",\"\",IF(AE945=1,AreaCi(AK945,AX945),AreaTr(AJ945,AN945,AX945)))","v":""},"",{"$f":"IF(AD945=\"\",\"\",IF(AE945=1,Ynci(AK945,J945,AM945,AO945),YnTr(1,AM945,AJ945,AN945,AO945,J945)))","v":""},{"$f":"IF(AD945=\"\",\"\",IF(AE945=1,Teta1(BB945,AK945),\"-\"))","v":""},{"$f":"IF(AD945=\"\",\"\",IF(AE945=1,AreaCi(AK945,BB945),AreaTr(AJ945,AN945,BB945)))","v":""},{"$f":"IF(AD945=\"\",\"\",IF(AE945=1,FrCi(BF945,9.806,BC945,AK945),FrTr(BF945,9.806,AJ945,AN945,BB945)))","v":""},"",{"$f":"IF(AD945=\"\",\"\",IF(AE945=1,LOOKUP(AI945,'Vmáx(material) - Tab.4.3'!$L$2:$L$11,'Vmáx(material) - Tab.4.3'!$M$2:$M$11),LOOKUP(AI945,'Vmáx(material) - Tab.4.3'!$L$15,'Vmáx(material) - Tab.4.3'!$M$15)))","v":""},{"$f":"IF(AD945=\"\",\"\",VLOOKUP($AH945,'Vmáx(material) - Tab.4.3'!$R$35:$X$41,2))","v":""},{"$f":"IF(AD945=\"\",\"\",VLOOKUP($AH945,'Vmáx(material) - Tab.4.3'!$R$35:$X$41,3))","v":""},{"$f":"IF(AD945=\"\",\"\",VLOOKUP($AH945,'Vmáx(material) - Tab.4.3'!$R$35:$X$41,4))","v":""},{"$f":"IF(AD945=\"\",\"\",VLOOKUP($AH945,'Vmáx(material) - Tab.4.3'!$R$35:$X$41,5))","v":""},{"$f":"IF(AD945=\"\",\"\",VLOOKUP($AH945,'Vmáx(material) - Tab.4.3'!$R$35:$X$41,6))","v":""},{"$f":"IF(AD945=\"\",\"\",IF(AD945=\"\",\"\",VLOOKUP($AH945,'Vmáx(material) - Tab.4.3'!$R$35:$X$41,7)))","v":""},{"$f":"IF(AD945=\"\",\"\",IF(AE945=1,FCi(J945,AK945),FTr(J945,AJ945,AK945)))","v":""},"",{"$f":"IF(AD945=\"\",\"\",Hw(BH945,BI945,BJ945,BK945,BL945,BM945,Z,BN945,AO945,AK945))","v":""},"","","","",{"$f":"IF(AD945=\"\",\"\",ho(BT945,AK945,AX945))","v":""},{"$f":"IF(AD945=\"\",\"\",IF(AE945=1,PeriCi(AK945,BB945),PeriTr(AJ945,AN945,BB945)))","v":""},{"$f":"IF(AD945=\"\",\"\",IF(AE945=1,AreaCi(AK945,BB945),AreaTr(AJ945,AN945,BB945)))","v":""},{"$f":"IF(AD945=\"\",\"\",RhCi(BW945,BV945))","v":""},"",{"$f":"IF(AD945=\"\",\"\",hf(AL945,J945,AM945,BW945,BX945))","v":""},{"$f":"IF(AD945=\"\",\"\",LOOKUP(AP945,Tab.4.5!$J$6:$J$27,Tab.4.5!$L$6:$L$27))","v":""},{"$f":"IF(AD945=\"\",\"\",He(CA945,BY945))","v":""},{"$f":"IF(AD945=\"\",\"\",Hs(BY945))","v":""},{"$f":"IF(AD945=\"\",\"\",Hm(BU945,BZ945,CB945,CC945,AL945,AO945))","v":""},"","","","","","",null,null,null,null,null,null,null,null,null,null,null,null,null,null,null,0,0,0,0,0,{"$f":"IF(CK945=\"\",\"\",IF(CL945=1,YcCi(CR945,J945),YcTr(J945,CQ945,CU945)))","v":""},{"$f":"IF(CK945=\"\",\"\",IF(CL945=1,Teta1(DE945,CR945),\"-\"))","v":""},"","",{"$f":"IF(CK945=\"\",\"\",IF(CL945=1,Ynci(CR945,J945,CT945,CV945),YnTr(1,CT945,CQ945,CU945,CV945,J945)))","v":""},{"$f":"IF(CK945=\"\",\"\",IF(CL945=1,Teta1(DI945,CR945),\"-\"))","v":""},{"$f":"IF(CK945=\"\",\"\",IF(CL945=1,AreaCi(CR945,J945),AreaTr(CQ945,CU945,DI945)))","v":""},{"$f":"IF(CK945=\"\",\"\",IF(CL945=1,FrCi(DM945,9.806,DJ945,CR945),FrTr(DM945,9.806,CQ945,CU945,DI945)))","v":""},"",{"$f":"IF(CK945=\"\",\"\",IF(CL945=1,LOOKUP(CP945,'Vmáx(material) - Tab.4.3'!$L$2:$L$11,'Vmáx(material) - Tab.4.3'!$M$2:$M$11),LOOKUP(CP945,'Vmáx(material) - Tab.4.3'!$L$15,'Vmáx(material) - Tab.4.3'!$M$15)))","v":""},{"$f":"IF(CK945=\"\",\"\",VLOOKUP($CO945,'Vmáx(material) - Tab.4.3'!$R$35:$X$41,2))","v":""},{"$f":"IF(CK945=\"\",\"\",VLOOKUP($CO945,'Vmáx(material) - Tab.4.3'!$R$35:$X$41,3))","v":""},{"$f":"IF(CK945=\"\",\"\",VLOOKUP($CO945,'Vmáx(material) - Tab.4.3'!$R$35:$X$41,4))","v":""},{"$f":"IF(CK945=\"\",\"\",VLOOKUP($CO945,'Vmáx(material) - Tab.4.3'!$R$35:$X$41,5))","v":""},{"$f":"IF(CK945=\"\",\"\",VLOOKUP($CO945,'Vmáx(material) - Tab.4.3'!$R$35:$X$41,6))","v":""},{"$f":"IF(CK945=\"\",\"\",IF(CK945=\"\",\"\",VLOOKUP(CO945,'Vmáx(material) - Tab.4.3'!$R$35:$X$41,7)))","v":""},{"$f":"IF(CK945=\"\",\"\",IF(CL945=1,FCi(J945,CR945),FTr(J945,CQ945,CR945)))","v":""},"",{"$f":"IF(CK945=\"\",\"\",Hw(DO945,DP945,DQ945,DR945,DS945,DT945,Z,DU945,CV945,CR945))","v":""},"","","","","",{"$f":"IF(CK945=\"\",\"\",IF(CL945=1,PeriCi(CR945,DI945),PeriTr(CQ945,CU945,DI945)))","v":""},{"$f":"IF(CK945=\"\",\"\",IF(CL945=1,AreaCi(CR945,DI945),AreaTr(CQ945,CU945,DI945)))","v":""},{"$f":"IF(CK945=\"\",\"\",RhCi(DK945,EC945))","v":""},"",{"$f":"IF(CK945=\"\",\"\",hf(CS945,J945,CT945,DK945,EE945))","v":""},{"$f":"IF(CK945=\"\",\"\",LOOKUP(CW945,Tab.4.5!$J$6:$J$27,Tab.4.5!$L$6:$L$27))","v":""},{"$f":"IF(CK945=\"\",\"\",He(EH945,DM945))","v":""},{"$f":"IF(CK945=\"\",\"\",Hs(DM945))","v":""},{"$f":"IF(CK945=\"\",\"\",Hm(EB945,EG945,EI945,EJ945,CS945,CV945))","v":""},"","","","","","","K45+-45000 () ",{"$f":"IF(B945=\"Existe.\",IF(AE945=1,CONCATENATE(#REF!,AK945,\" m.\"),CONCATENATE(#REF!,AJ945,\" m x \",AK945,\" m.\")),IF(CL945=1,CONCATENATE(#REF!,CR945,\" m.\"),CONCATENATE(#REF!,CQ945,\" m x \",CR945,\" m.\")))","v":{"$error":"#REF!"}},"Concreto, L =  m, S = 0 %.","Cota clave eje= 0 msnm.",null,null,null,"","","","","",{"$f":"IF(EV945=\"\",\"\",VLOOKUP(EY945,'Estructura escalonada'!$D$3:$H$953,2))","v":""},"","","","","",""]
[null,null,null,null,null,null,null,null,null,null,null,0,null,0,null,null,null,null,null,null,{"$f":"IF(K946=\"No\",\"\",IF(O946=\"\",YcCi(P946,N946),YcTr(N946,O946,S946)))","v":{"$error":"#VALUE!"}},{"$f":"IF(K946=\"No\",\"\",IF(O946=\"\",Teta1(U946,P946),\"-\"))","v":{"$error":"#VALUE!"}},{"$error":"#VALUE!"},{"$error":"#VALUE!"},{"$f":"IF(K946=\"No\",\"\",IF(O946=\"\",Ynci(P946,N946,R946,T946),YnTr(1,R946,O946,S946,T946,N946)))","v":{"$error":"#VALUE!"}},{"$f":"IF(K946=\"No\",\"\",IF(O946=\"\",Teta1(Y946,P946),\"-\"))","v":{"$error":"#VALUE!"}},{"$f":"IF(K946=\"No\",\"\",IF(O946=\"\",AreaCi(P946,Y946),AreaTr(O946,S946,Y946)))","v":{"$error":"#VALUE!"}},{"$f":"IF(K946=\"No\",\"\",IF(O946=\"\",FrCi(AC946,9.806,Z946,P946),FrTr(AC946,9.806,O946,S946,Y946)))","v":{"$error":"#VALUE!"}},{"$error":"#VALUE!"},null,null,null,null,null,null,null,null,null,null,null,null,null,null,null,0,0,"","","",{"$f":"IF(AD946=\"\",\"\",IF(AE946=1,YcCi(AK946,J946),YcTr(J946,AJ946,AN946)))","v":""},{"$f":"IF(AD946=\"\",\"\",IF(AE946=1,Teta1(AX946,AK946),\"-\"))","v":""},{"$f":"IF(AD946=\"\",\"\",IF(AE946=1,AreaCi(AK946,AX946),AreaTr(AJ946,AN946,AX946)))","v":""},"",{"$f":"IF(AD946=\"\",\"\",IF(AE946=1,Ynci(AK946,J946,AM946,AO946),YnTr(1,AM946,AJ946,AN946,AO946,J946)))","v":""},{"$f":"IF(AD946=\"\",\"\",IF(AE946=1,Teta1(BB946,AK946),\"-\"))","v":""},{"$f":"IF(AD946=\"\",\"\",IF(AE946=1,AreaCi(AK946,BB946),AreaTr(AJ946,AN946,BB946)))","v":""},{"$f":"IF(AD946=\"\",\"\",IF(AE946=1,FrCi(BF946,9.806,BC946,AK946),FrTr(BF946,9.806,AJ946,AN946,BB946)))","v":""},"",{"$f":"IF(AD946=\"\",\"\",IF(AE946=1,LOOKUP(AI946,'Vmáx(material) - Tab.4.3'!$L$2:$L$11,'Vmáx(material) - Tab.4.3'!$M$2:$M$11),LOOKUP(AI946,'Vmáx(material) - Tab.4.3'!$L$15,'Vmáx(material) - Tab.4.3'!$M$15)))","v":""},{"$f":"IF(AD946=\"\",\"\",VLOOKUP($AH946,'Vmáx(material) - Tab.4.3'!$R$35:$X$41,2))","v":""},{"$f":"IF(AD946=\"\",\"\",VLOOKUP($AH946,'Vmáx(material) - Tab.4.3'!$R$35:$X$41,3))","v":""},{"$f":"IF(AD946=\"\",\"\",VLOOKUP($AH946,'Vmáx(material) - Tab.4.3'!$R$35:$X$41,4))","v":""},{"$f":"IF(AD946=\"\",\"\",VLOOKUP($AH946,'Vmáx(material) - Tab.4.3'!$R$35:$X$41,5))","v":""},{"$f":"IF(AD946=\"\",\"\",VLOOKUP($AH946,'Vmáx(material) - Tab.4.3'!$R$35:$X$41,6))","v":""},{"$f":"IF(AD946=\"\",\"\",IF(AD946=\"\",\"\",VLOOKUP($AH946,'Vmáx(material) - Tab.4.3'!$R$35:$X$41,7)))","v":""},{"$f":"IF(AD946=\"\",\"\",IF(AE946=1,FCi(J946,AK946),FTr(J946,AJ946,AK946)))","v":""},"",{"$f":"IF(AD946=\"\",\"\",Hw(BH946,BI946,BJ946,BK946,BL946,BM946,Z,BN946,AO946,AK946))","v":""},"","","","",{"$f":"IF(AD946=\"\",\"\",ho(BT946,AK946,AX946))","v":""},{"$f":"IF(AD946=\"\",\"\",IF(AE946=1,PeriCi(AK946,BB946),PeriTr(AJ946,AN946,BB946)))","v":""},{"$f":"IF(AD946=\"\",\"\",IF(AE946=1,AreaCi(AK946,BB946),AreaTr(AJ946,AN946,BB946)))","v":""},{"$f":"IF(AD946=\"\",\"\",RhCi(BW946,BV946))","v":""},"",{"$f":"IF(AD946=\"\",\"\",hf(AL946,J946,AM946,BW946,BX946))","v":""},{"$f":"IF(AD946=\"\",\"\",LOOKUP(AP946,Tab.4.5!$J$6:$J$27,Tab.4.5!$L$6:$L$27))","v":""},{"$f":"IF(AD946=\"\",\"\",He(CA946,BY946))","v":""},{"$f":"IF(AD946=\"\",\"\",Hs(BY946))","v":""},{"$f":"IF(AD946=\"\",\"\",Hm(BU946,BZ946,CB946,CC946,AL946,AO946))","v":""},"","","","","","",null,null,null,null,null,null,null,null,null,null,null,null,null,null,null,0,0,0,0,0,{"$f":"IF(CK946=\"\",\"\",IF(CL946=1,YcCi(CR946,J946),YcTr(J946,CQ946,CU946)))","v":""},{"$f":"IF(CK946=\"\",\"\",IF(CL946=1,Teta1(DE946,CR946),\"-\"))","v":""},"","",{"$f":"IF(CK946=\"\",\"\",IF(CL946=1,Ynci(CR946,J946,CT946,CV946),YnTr(1,CT946,CQ946,CU946,CV946,J946)))","v":""},{"$f":"IF(CK946=\"\",\"\",IF(CL946=1,Teta1(DI946,CR946),\"-\"))","v":""},{"$f":"IF(CK946=\"\",\"\",IF(CL946=1,AreaCi(CR946,J946),AreaTr(CQ946,CU946,DI946)))","v":""},{"$f":"IF(CK946=\"\",\"\",IF(CL946=1,FrCi(DM946,9.806,DJ946,CR946),FrTr(DM946,9.806,CQ946,CU946,DI946)))","v":""},"",{"$f":"IF(CK946=\"\",\"\",IF(CL946=1,LOOKUP(CP946,'Vmáx(material) - Tab.4.3'!$L$2:$L$11,'Vmáx(material) - Tab.4.3'!$M$2:$M$11),LOOKUP(CP946,'Vmáx(material) - Tab.4.3'!$L$15,'Vmáx(material) - Tab.4.3'!$M$15)))","v":""},{"$f":"IF(CK946=\"\",\"\",VLOOKUP($CO946,'Vmáx(material) - Tab.4.3'!$R$35:$X$41,2))","v":""},{"$f":"IF(CK946=\"\",\"\",VLOOKUP($CO946,'Vmáx(material) - Tab.4.3'!$R$35:$X$41,3))","v":""},{"$f":"IF(CK946=\"\",\"\",VLOOKUP($CO946,'Vmáx(material) - Tab.4.3'!$R$35:$X$41,4))","v":""},{"$f":"IF(CK946=\"\",\"\",VLOOKUP($CO946,'Vmáx(material) - Tab.4.3'!$R$35:$X$41,5))","v":""},{"$f":"IF(CK946=\"\",\"\",VLOOKUP($CO946,'Vmáx(material) - Tab.4.3'!$R$35:$X$41,6))","v":""},{"$f":"IF(CK946=\"\",\"\",IF(CK946=\"\",\"\",VLOOKUP(CO946,'Vmáx(material) - Tab.4.3'!$R$35:$X$41,7)))","v":""},{"$f":"IF(CK946=\"\",\"\",IF(CL946=1,FCi(J946,CR946),FTr(J946,CQ946,CR946)))","v":""},"",{"$f":"IF(CK946=\"\",\"\",Hw(DO946,DP946,DQ946,DR946,DS946,DT946,Z,DU946,CV946,CR946))","v":""},"","","","","",{"$f":"IF(CK946=\"\",\"\",IF(CL946=1,PeriCi(CR946,DI946),PeriTr(CQ946,CU946,DI946)))","v":""},{"$f":"IF(CK946=\"\",\"\",IF(CL946=1,AreaCi(CR946,DI946),AreaTr(CQ946,CU946,DI946)))","v":""},{"$f":"IF(CK946=\"\",\"\",RhCi(DK946,EC946))","v":""},"",{"$f":"IF(CK946=\"\",\"\",hf(CS946,J946,CT946,DK946,EE946))","v":""},{"$f":"IF(CK946=\"\",\"\",LOOKUP(CW946,Tab.4.5!$J$6:$J$27,Tab.4.5!$L$6:$L$27))","v":""},{"$f":"IF(CK946=\"\",\"\",He(EH946,DM946))","v":""},{"$f":"IF(CK946=\"\",\"\",Hs(DM946))","v":""},{"$f":"IF(CK946=\"\",\"\",Hm(EB946,EG946,EI946,EJ946,CS946,CV946))","v":""},"","","","","","","K45+-45000 () ",{"$f":"IF(B946=\"Existe.\",IF(AE946=1,CONCATENATE(#REF!,AK946,\" m.\"),CONCATENATE(#REF!,AJ946,\" m x \",AK946,\" m.\")),IF(CL946=1,CONCATENATE(#REF!,CR946,\" m.\"),CONCATENATE(#REF!,CQ946,\" m x \",CR946,\" m.\")))","v":{"$error":"#REF!"}},"Concreto, L =  m, S = 0 %.","Cota clave eje= 0 msnm.",null,null,null,"","","","","",{"$f":"IF(EV946=\"\",\"\",VLOOKUP(EY946,'Estructura escalonada'!$D$3:$H$953,2))","v":""},"","","","","",""]
[null,null,null,null,null,null,null,null,null,null,null,0,null,0,null,null,null,null,null,null,{"$f":"IF(K947=\"No\",\"\",IF(O947=\"\",YcCi(P947,N947),YcTr(N947,O947,S947)))","v":{"$error":"#VALUE!"}},{"$f":"IF(K947=\"No\",\"\",IF(O947=\"\",Teta1(U947,P947),\"-\"))","v":{"$error":"#VALUE!"}},{"$error":"#VALUE!"},{"$error":"#VALUE!"},{"$f":"IF(K947=\"No\",\"\",IF(O947=\"\",Ynci(P947,N947,R947,T947),YnTr(1,R947,O947,S947,T947,N947)))","v":{"$error":"#VALUE!"}},{"$f":"IF(K947=\"No\",\"\",IF(O947=\"\",Teta1(Y947,P947),\"-\"))","v":{"$error":"#VALUE!"}},{"$f":"IF(K947=\"No\",\"\",IF(O947=\"\",AreaCi(P947,Y947),AreaTr(O947,S947,Y947)))","v":{"$error":"#VALUE!"}},{"$f":"IF(K947=\"No\",\"\",IF(O947=\"\",FrCi(AC947,9.806,Z947,P947),FrTr(AC947,9.806,O947,S947,Y947)))","v":{"$error":"#VALUE!"}},{"$error":"#VALUE!"},null,null,null,null,null,null,null,null,null,null,null,null,null,null,null,0,0,"","","",{"$f":"IF(AD947=\"\",\"\",IF(AE947=1,YcCi(AK947,J947),YcTr(J947,AJ947,AN947)))","v":""},{"$f":"IF(AD947=\"\",\"\",IF(AE947=1,Teta1(AX947,AK947),\"-\"))","v":""},{"$f":"IF(AD947=\"\",\"\",IF(AE947=1,AreaCi(AK947,AX947),AreaTr(AJ947,AN947,AX947)))","v":""},"",{"$f":"IF(AD947=\"\",\"\",IF(AE947=1,Ynci(AK947,J947,AM947,AO947),YnTr(1,AM947,AJ947,AN947,AO947,J947)))","v":""},{"$f":"IF(AD947=\"\",\"\",IF(AE947=1,Teta1(BB947,AK947),\"-\"))","v":""},{"$f":"IF(AD947=\"\",\"\",IF(AE947=1,AreaCi(AK947,BB947),AreaTr(AJ947,AN947,BB947)))","v":""},{"$f":"IF(AD947=\"\",\"\",IF(AE947=1,FrCi(BF947,9.806,BC947,AK947),FrTr(BF947,9.806,AJ947,AN947,BB947)))","v":""},"",{"$f":"IF(AD947=\"\",\"\",IF(AE947=1,LOOKUP(AI947,'Vmáx(material) - Tab.4.3'!$L$2:$L$11,'Vmáx(material) - Tab.4.3'!$M$2:$M$11),LOOKUP(AI947,'Vmáx(material) - Tab.4.3'!$L$15,'Vmáx(material) - Tab.4.3'!$M$15)))","v":""},{"$f":"IF(AD947=\"\",\"\",VLOOKUP($AH947,'Vmáx(material) - Tab.4.3'!$R$35:$X$41,2))","v":""},{"$f":"IF(AD947=\"\",\"\",VLOOKUP($AH947,'Vmáx(material) - Tab.4.3'!$R$35:$X$41,3))","v":""},{"$f":"IF(AD947=\"\",\"\",VLOOKUP($AH947,'Vmáx(material) - Tab.4.3'!$R$35:$X$41,4))","v":""},{"$f":"IF(AD947=\"\",\"\",VLOOKUP($AH947,'Vmáx(material) - Tab.4.3'!$R$35:$X$41,5))","v":""},{"$f":"IF(AD947=\"\",\"\",VLOOKUP($AH947,'Vmáx(material) - Tab.4.3'!$R$35:$X$41,6))","v":""},{"$f":"IF(AD947=\"\",\"\",IF(AD947=\"\",\"\",VLOOKUP($AH947,'Vmáx(material) - Tab.4.3'!$R$35:$X$41,7)))","v":""},{"$f":"IF(AD947=\"\",\"\",IF(AE947=1,FCi(J947,AK947),FTr(J947,AJ947,AK947)))","v":""},"",{"$f":"IF(AD947=\"\",\"\",Hw(BH947,BI947,BJ947,BK947,BL947,BM947,Z,BN947,AO947,AK947))","v":""},"","","","",{"$f":"IF(AD947=\"\",\"\",ho(BT947,AK947,AX947))","v":""},{"$f":"IF(AD947=\"\",\"\",IF(AE947=1,PeriCi(AK947,BB947),PeriTr(AJ947,AN947,BB947)))","v":""},{"$f":"IF(AD947=\"\",\"\",IF(AE947=1,AreaCi(AK947,BB947),AreaTr(AJ947,AN947,BB947)))","v":""},{"$f":"IF(AD947=\"\",\"\",RhCi(BW947,BV947))","v":""},"",{"$f":"IF(AD947=\"\",\"\",hf(AL947,J947,AM947,BW947,BX947))","v":""},{"$f":"IF(AD947=\"\",\"\",LOOKUP(AP947,Tab.4.5!$J$6:$J$27,Tab.4.5!$L$6:$L$27))","v":""},{"$f":"IF(AD947=\"\",\"\",He(CA947,BY947))","v":""},{"$f":"IF(AD947=\"\",\"\",Hs(BY947))","v":""},{"$f":"IF(AD947=\"\",\"\",Hm(BU947,BZ947,CB947,CC947,AL947,AO947))","v":""},"","","","","","",null,null,null,null,null,null,null,null,null,null,null,null,null,null,null,0,0,0,0,0,{"$f":"IF(CK947=\"\",\"\",IF(CL947=1,YcCi(CR947,J947),YcTr(J947,CQ947,CU947)))","v":""},{"$f":"IF(CK947=\"\",\"\",IF(CL947=1,Teta1(DE947,CR947),\"-\"))","v":""},"","",{"$f":"IF(CK947=\"\",\"\",IF(CL947=1,Ynci(CR947,J947,CT947,CV947),YnTr(1,CT947,CQ947,CU947,CV947,J947)))","v":""},{"$f":"IF(CK947=\"\",\"\",IF(CL947=1,Teta1(DI947,CR947),\"-\"))","v":""},{"$f":"IF(CK947=\"\",\"\",IF(CL947=1,AreaCi(CR947,J947),AreaTr(CQ947,CU947,DI947)))","v":""},{"$f":"IF(CK947=\"\",\"\",IF(CL947=1,FrCi(DM947,9.806,DJ947,CR947),FrTr(DM947,9.806,CQ947,CU947,DI947)))","v":""},"",{"$f":"IF(CK947=\"\",\"\",IF(CL947=1,LOOKUP(CP947,'Vmáx(material) - Tab.4.3'!$L$2:$L$11,'Vmáx(material) - Tab.4.3'!$M$2:$M$11),LOOKUP(CP947,'Vmáx(material) - Tab.4.3'!$L$15,'Vmáx(material) - Tab.4.3'!$M$15)))","v":""},{"$f":"IF(CK947=\"\",\"\",VLOOKUP($CO947,'Vmáx(material) - Tab.4.3'!$R$35:$X$41,2))","v":""},{"$f":"IF(CK947=\"\",\"\",VLOOKUP($CO947,'Vmáx(material) - Tab.4.3'!$R$35:$X$41,3))","v":""},{"$f":"IF(CK947=\"\",\"\",VLOOKUP($CO947,'Vmáx(material) - Tab.4.3'!$R$35:$X$41,4))","v":""},{"$f":"IF(CK947=\"\",\"\",VLOOKUP($CO947,'Vmáx(material) - Tab.4.3'!$R$35:$X$41,5))","v":""},{"$f":"IF(CK947=\"\",\"\",VLOOKUP($CO947,'Vmáx(material) - Tab.4.3'!$R$35:$X$41,6))","v":""},{"$f":"IF(CK947=\"\",\"\",IF(CK947=\"\",\"\",VLOOKUP(CO947,'Vmáx(material) - Tab.4.3'!$R$35:$X$41,7)))","v":""},{"$f":"IF(CK947=\"\",\"\",IF(CL947=1,FCi(J947,CR947),FTr(J947,CQ947,CR947)))","v":""},"",{"$f":"IF(CK947=\"\",\"\",Hw(DO947,DP947,DQ947,DR947,DS947,DT947,Z,DU947,CV947,CR947))","v":""},"","","","","",{"$f":"IF(CK947=\"\",\"\",IF(CL947=1,PeriCi(CR947,DI947),PeriTr(CQ947,CU947,DI947)))","v":""},{"$f":"IF(CK947=\"\",\"\",IF(CL947=1,AreaCi(CR947,DI947),AreaTr(CQ947,CU947,DI947)))","v":""},{"$f":"IF(CK947=\"\",\"\",RhCi(DK947,EC947))","v":""},"",{"$f":"IF(CK947=\"\",\"\",hf(CS947,J947,CT947,DK947,EE947))","v":""},{"$f":"IF(CK947=\"\",\"\",LOOKUP(CW947,Tab.4.5!$J$6:$J$27,Tab.4.5!$L$6:$L$27))","v":""},{"$f":"IF(CK947=\"\",\"\",He(EH947,DM947))","v":""},{"$f":"IF(CK947=\"\",\"\",Hs(DM947))","v":""},{"$f":"IF(CK947=\"\",\"\",Hm(EB947,EG947,EI947,EJ947,CS947,CV947))","v":""},"","","","","","","K45+-45000 () ",{"$f":"IF(B947=\"Existe.\",IF(AE947=1,CONCATENATE(#REF!,AK947,\" m.\"),CONCATENATE(#REF!,AJ947,\" m x \",AK947,\" m.\")),IF(CL947=1,CONCATENATE(#REF!,CR947,\" m.\"),CONCATENATE(#REF!,CQ947,\" m x \",CR947,\" m.\")))","v":{"$error":"#REF!"}},"Concreto, L =  m, S = 0 %.","Cota clave eje= 0 msnm.",null,null,null,"","","","","",{"$f":"IF(EV947=\"\",\"\",VLOOKUP(EY947,'Estructura escalonada'!$D$3:$H$953,2))","v":""},"","","","","",""]
[null,null,null,null,null,null,null,null,null,null,null,0,null,0,null,null,null,null,null,null,{"$f":"IF(K948=\"No\",\"\",IF(O948=\"\",YcCi(P948,N948),YcTr(N948,O948,S948)))","v":{"$error":"#VALUE!"}},{"$f":"IF(K948=\"No\",\"\",IF(O948=\"\",Teta1(U948,P948),\"-\"))","v":{"$error":"#VALUE!"}},{"$error":"#VALUE!"},{"$error":"#VALUE!"},{"$f":"IF(K948=\"No\",\"\",IF(O948=\"\",Ynci(P948,N948,R948,T948),YnTr(1,R948,O948,S948,T948,N948)))","v":{"$error":"#VALUE!"}},{"$f":"IF(K948=\"No\",\"\",IF(O948=\"\",Teta1(Y948,P948),\"-\"))","v":{"$error":"#VALUE!"}},{"$f":"IF(K948=\"No\",\"\",IF(O948=\"\",AreaCi(P948,Y948),AreaTr(O948,S948,Y948)))","v":{"$error":"#VALUE!"}},{"$f":"IF(K948=\"No\",\"\",IF(O948=\"\",FrCi(AC948,9.806,Z948,P948),FrTr(AC948,9.806,O948,S948,Y948)))","v":{"$error":"#VALUE!"}},{"$error":"#VALUE!"},null,null,null,null,null,null,null,null,null,null,null,null,null,null,null,0,0,"","","",{"$f":"IF(AD948=\"\",\"\",IF(AE948=1,YcCi(AK948,J948),YcTr(J948,AJ948,AN948)))","v":""},{"$f":"IF(AD948=\"\",\"\",IF(AE948=1,Teta1(AX948,AK948),\"-\"))","v":""},{"$f":"IF(AD948=\"\",\"\",IF(AE948=1,AreaCi(AK948,AX948),AreaTr(AJ948,AN948,AX948)))","v":""},"",{"$f":"IF(AD948=\"\",\"\",IF(AE948=1,Ynci(AK948,J948,AM948,AO948),YnTr(1,AM948,AJ948,AN948,AO948,J948)))","v":""},{"$f":"IF(AD948=\"\",\"\",IF(AE948=1,Teta1(BB948,AK948),\"-\"))","v":""},{"$f":"IF(AD948=\"\",\"\",IF(AE948=1,AreaCi(AK948,BB948),AreaTr(AJ948,AN948,BB948)))","v":""},{"$f":"IF(AD948=\"\",\"\",IF(AE948=1,FrCi(BF948,9.806,BC948,AK948),FrTr(BF948,9.806,AJ948,AN948,BB948)))","v":""},"",{"$f":"IF(AD948=\"\",\"\",IF(AE948=1,LOOKUP(AI948,'Vmáx(material) - Tab.4.3'!$L$2:$L$11,'Vmáx(material) - Tab.4.3'!$M$2:$M$11),LOOKUP(AI948,'Vmáx(material) - Tab.4.3'!$L$15,'Vmáx(material) - Tab.4.3'!$M$15)))","v":""},{"$f":"IF(AD948=\"\",\"\",VLOOKUP($AH948,'Vmáx(material) - Tab.4.3'!$R$35:$X$41,2))","v":""},{"$f":"IF(AD948=\"\",\"\",VLOOKUP($AH948,'Vmáx(material) - Tab.4.3'!$R$35:$X$41,3))","v":""},{"$f":"IF(AD948=\"\",\"\",VLOOKUP($AH948,'Vmáx(material) - Tab.4.3'!$R$35:$X$41,4))","v":""},{"$f":"IF(AD948=\"\",\"\",VLOOKUP($AH948,'Vmáx(material) - Tab.4.3'!$R$35:$X$41,5))","v":""},{"$f":"IF(AD948=\"\",\"\",VLOOKUP($AH948,'Vmáx(material) - Tab.4.3'!$R$35:$X$41,6))","v":""},{"$f":"IF(AD948=\"\",\"\",IF(AD948=\"\",\"\",VLOOKUP($AH948,'Vmáx(material) - Tab.4.3'!$R$35:$X$41,7)))","v":""},{"$f":"IF(AD948=\"\",\"\",IF(AE948=1,FCi(J948,AK948),FTr(J948,AJ948,AK948)))","v":""},"",{"$f":"IF(AD948=\"\",\"\",Hw(BH948,BI948,BJ948,BK948,BL948,BM948,Z,BN948,AO948,AK948))","v":""},"","","","",{"$f":"IF(AD948=\"\",\"\",ho(BT948,AK948,AX948))","v":""},{"$f":"IF(AD948=\"\",\"\",IF(AE948=1,PeriCi(AK948,BB948),PeriTr(AJ948,AN948,BB948)))","v":""},{"$f":"IF(AD948=\"\",\"\",IF(AE948=1,AreaCi(AK948,BB948),AreaTr(AJ948,AN948,BB948)))","v":""},{"$f":"IF(AD948=\"\",\"\",RhCi(BW948,BV948))","v":""},"",{"$f":"IF(AD948=\"\",\"\",hf(AL948,J948,AM948,BW948,BX948))","v":""},{"$f":"IF(AD948=\"\",\"\",LOOKUP(AP948,Tab.4.5!$J$6:$J$27,Tab.4.5!$L$6:$L$27))","v":""},{"$f":"IF(AD948=\"\",\"\",He(CA948,BY948))","v":""},{"$f":"IF(AD948=\"\",\"\",Hs(BY948))","v":""},{"$f":"IF(AD948=\"\",\"\",Hm(BU948,BZ948,CB948,CC948,AL948,AO948))","v":""},"","","","","","",null,null,null,null,null,null,null,null,null,null,null,null,null,null,null,0,0,0,0,0,{"$f":"IF(CK948=\"\",\"\",IF(CL948=1,YcCi(CR948,J948),YcTr(J948,CQ948,CU948)))","v":""},{"$f":"IF(CK948=\"\",\"\",IF(CL948=1,Teta1(DE948,CR948),\"-\"))","v":""},"","",{"$f":"IF(CK948=\"\",\"\",IF(CL948=1,Ynci(CR948,J948,CT948,CV948),YnTr(1,CT948,CQ948,CU948,CV948,J948)))","v":""},{"$f":"IF(CK948=\"\",\"\",IF(CL948=1,Teta1(DI948,CR948),\"-\"))","v":""},{"$f":"IF(CK948=\"\",\"\",IF(CL948=1,AreaCi(CR948,J948),AreaTr(CQ948,CU948,DI948)))","v":""},{"$f":"IF(CK948=\"\",\"\",IF(CL948=1,FrCi(DM948,9.806,DJ948,CR948),FrTr(DM948,9.806,CQ948,CU948,DI948)))","v":""},"",{"$f":"IF(CK948=\"\",\"\",IF(CL948=1,LOOKUP(CP948,'Vmáx(material) - Tab.4.3'!$L$2:$L$11,'Vmáx(material) - Tab.4.3'!$M$2:$M$11),LOOKUP(CP948,'Vmáx(material) - Tab.4.3'!$L$15,'Vmáx(material) - Tab.4.3'!$M$15)))","v":""},{"$f":"IF(CK948=\"\",\"\",VLOOKUP($CO948,'Vmáx(material) - Tab.4.3'!$R$35:$X$41,2))","v":""},{"$f":"IF(CK948=\"\",\"\",VLOOKUP($CO948,'Vmáx(material) - Tab.4.3'!$R$35:$X$41,3))","v":""},{"$f":"IF(CK948=\"\",\"\",VLOOKUP($CO948,'Vmáx(material) - Tab.4.3'!$R$35:$X$41,4))","v":""},{"$f":"IF(CK948=\"\",\"\",VLOOKUP($CO948,'Vmáx(material) - Tab.4.3'!$R$35:$X$41,5))","v":""},{"$f":"IF(CK948=\"\",\"\",VLOOKUP($CO948,'Vmáx(material) - Tab.4.3'!$R$35:$X$41,6))","v":""},{"$f":"IF(CK948=\"\",\"\",IF(CK948=\"\",\"\",VLOOKUP(CO948,'Vmáx(material) - Tab.4.3'!$R$35:$X$41,7)))","v":""},{"$f":"IF(CK948=\"\",\"\",IF(CL948=1,FCi(J948,CR948),FTr(J948,CQ948,CR948)))","v":""},"",{"$f":"IF(CK948=\"\",\"\",Hw(DO948,DP948,DQ948,DR948,DS948,DT948,Z,DU948,CV948,CR948))","v":""},"","","","","",{"$f":"IF(CK948=\"\",\"\",IF(CL948=1,PeriCi(CR948,DI948),PeriTr(CQ948,CU948,DI948)))","v":""},{"$f":"IF(CK948=\"\",\"\",IF(CL948=1,AreaCi(CR948,DI948),AreaTr(CQ948,CU948,DI948)))","v":""},{"$f":"IF(CK948=\"\",\"\",RhCi(DK948,EC948))","v":""},"",{"$f":"IF(CK948=\"\",\"\",hf(CS948,J948,CT948,DK948,EE948))","v":""},{"$f":"IF(CK948=\"\",\"\",LOOKUP(CW948,Tab.4.5!$J$6:$J$27,Tab.4.5!$L$6:$L$27))","v":""},{"$f":"IF(CK948=\"\",\"\",He(EH948,DM948))","v":""},{"$f":"IF(CK948=\"\",\"\",Hs(DM948))","v":""},{"$f":"IF(CK948=\"\",\"\",Hm(EB948,EG948,EI948,EJ948,CS948,CV948))","v":""},"","","","","","","K45+-45000 () ",{"$f":"IF(B948=\"Existe.\",IF(AE948=1,CONCATENATE(#REF!,AK948,\" m.\"),CONCATENATE(#REF!,AJ948,\" m x \",AK948,\" m.\")),IF(CL948=1,CONCATENATE(#REF!,CR948,\" m.\"),CONCATENATE(#REF!,CQ948,\" m x \",CR948,\" m.\")))","v":{"$error":"#REF!"}},"Concreto, L =  m, S = 0 %.","Cota clave eje= 0 msnm.",null,null,null,"","","","","",{"$f":"IF(EV948=\"\",\"\",VLOOKUP(EY948,'Estructura escalonada'!$D$3:$H$953,2))","v":""},"","","","","",""]
[null,null,null,null,null,null,null,null,null,null,null,0,null,0,null,null,null,null,null,null,{"$f":"IF(K949=\"No\",\"\",IF(O949=\"\",YcCi(P949,N949),YcTr(N949,O949,S949)))","v":{"$error":"#VALUE!"}},{"$f":"IF(K949=\"No\",\"\",IF(O949=\"\",Teta1(U949,P949),\"-\"))","v":{"$error":"#VALUE!"}},{"$error":"#VALUE!"},{"$error":"#VALUE!"},{"$f":"IF(K949=\"No\",\"\",IF(O949=\"\",Ynci(P949,N949,R949,T949),YnTr(1,R949,O949,S949,T949,N949)))","v":{"$error":"#VALUE!"}},{"$f":"IF(K949=\"No\",\"\",IF(O949=\"\",Teta1(Y949,P949),\"-\"))","v":{"$error":"#VALUE!"}},{"$f":"IF(K949=\"No\",\"\",IF(O949=\"\",AreaCi(P949,Y949),AreaTr(O949,S949,Y949)))","v":{"$error":"#VALUE!"}},{"$f":"IF(K949=\"No\",\"\",IF(O949=\"\",FrCi(AC949,9.806,Z949,P949),FrTr(AC949,9.806,O949,S949,Y949)))","v":{"$error":"#VALUE!"}},{"$error":"#VALUE!"},null,null,null,null,null,null,null,null,null,null,null,null,null,null,null,0,0,"","","",{"$f":"IF(AD949=\"\",\"\",IF(AE949=1,YcCi(AK949,J949),YcTr(J949,AJ949,AN949)))","v":""},{"$f":"IF(AD949=\"\",\"\",IF(AE949=1,Teta1(AX949,AK949),\"-\"))","v":""},{"$f":"IF(AD949=\"\",\"\",IF(AE949=1,AreaCi(AK949,AX949),AreaTr(AJ949,AN949,AX949)))","v":""},"",{"$f":"IF(AD949=\"\",\"\",IF(AE949=1,Ynci(AK949,J949,AM949,AO949),YnTr(1,AM949,AJ949,AN949,AO949,J949)))","v":""},{"$f":"IF(AD949=\"\",\"\",IF(AE949=1,Teta1(BB949,AK949),\"-\"))","v":""},{"$f":"IF(AD949=\"\",\"\",IF(AE949=1,AreaCi(AK949,BB949),AreaTr(AJ949,AN949,BB949)))","v":""},{"$f":"IF(AD949=\"\",\"\",IF(AE949=1,FrCi(BF949,9.806,BC949,AK949),FrTr(BF949,9.806,AJ949,AN949,BB949)))","v":""},"",{"$f":"IF(AD949=\"\",\"\",IF(AE949=1,LOOKUP(AI949,'Vmáx(material) - Tab.4.3'!$L$2:$L$11,'Vmáx(material) - Tab.4.3'!$M$2:$M$11),LOOKUP(AI949,'Vmáx(material) - Tab.4.3'!$L$15,'Vmáx(material) - Tab.4.3'!$M$15)))","v":""},{"$f":"IF(AD949=\"\",\"\",VLOOKUP($AH949,'Vmáx(material) - Tab.4.3'!$R$35:$X$41,2))","v":""},{"$f":"IF(AD949=\"\",\"\",VLOOKUP($AH949,'Vmáx(material) - Tab.4.3'!$R$35:$X$41,3))","v":""},{"$f":"IF(AD949=\"\",\"\",VLOOKUP($AH949,'Vmáx(material) - Tab.4.3'!$R$35:$X$41,4))","v":""},{"$f":"IF(AD949=\"\",\"\",VLOOKUP($AH949,'Vmáx(material) - Tab.4.3'!$R$35:$X$41,5))","v":""},{"$f":"IF(AD949=\"\",\"\",VLOOKUP($AH949,'Vmáx(material) - Tab.4.3'!$R$35:$X$41,6))","v":""},{"$f":"IF(AD949=\"\",\"\",IF(AD949=\"\",\"\",VLOOKUP($AH949,'Vmáx(material) - Tab.4.3'!$R$35:$X$41,7)))","v":""},{"$f":"IF(AD949=\"\",\"\",IF(AE949=1,FCi(J949,AK949),FTr(J949,AJ949,AK949)))","v":""},"",{"$f":"IF(AD949=\"\",\"\",Hw(BH949,BI949,BJ949,BK949,BL949,BM949,Z,BN949,AO949,AK949))","v":""},"","","","",{"$f":"IF(AD949=\"\",\"\",ho(BT949,AK949,AX949))","v":""},{"$f":"IF(AD949=\"\",\"\",IF(AE949=1,PeriCi(AK949,BB949),PeriTr(AJ949,AN949,BB949)))","v":""},{"$f":"IF(AD949=\"\",\"\",IF(AE949=1,AreaCi(AK949,BB949),AreaTr(AJ949,AN949,BB949)))","v":""},{"$f":"IF(AD949=\"\",\"\",RhCi(BW949,BV949))","v":""},"",{"$f":"IF(AD949=\"\",\"\",hf(AL949,J949,AM949,BW949,BX949))","v":""},{"$f":"IF(AD949=\"\",\"\",LOOKUP(AP949,Tab.4.5!$J$6:$J$27,Tab.4.5!$L$6:$L$27))","v":""},{"$f":"IF(AD949=\"\",\"\",He(CA949,BY949))","v":""},{"$f":"IF(AD949=\"\",\"\",Hs(BY949))","v":""},{"$f":"IF(AD949=\"\",\"\",Hm(BU949,BZ949,CB949,CC949,AL949,AO949))","v":""},"","","","","","",null,null,null,null,null,null,null,null,null,null,null,null,null,null,null,0,0,0,0,0,{"$f":"IF(CK949=\"\",\"\",IF(CL949=1,YcCi(CR949,J949),YcTr(J949,CQ949,CU949)))","v":""},{"$f":"IF(CK949=\"\",\"\",IF(CL949=1,Teta1(DE949,CR949),\"-\"))","v":""},"","",{"$f":"IF(CK949=\"\",\"\",IF(CL949=1,Ynci(CR949,J949,CT949,CV949),YnTr(1,CT949,CQ949,CU949,CV949,J949)))","v":""},{"$f":"IF(CK949=\"\",\"\",IF(CL949=1,Teta1(DI949,CR949),\"-\"))","v":""},{"$f":"IF(CK949=\"\",\"\",IF(CL949=1,AreaCi(CR949,J949),AreaTr(CQ949,CU949,DI949)))","v":""},{"$f":"IF(CK949=\"\",\"\",IF(CL949=1,FrCi(DM949,9.806,DJ949,CR949),FrTr(DM949,9.806,CQ949,CU949,DI949)))","v":""},"",{"$f":"IF(CK949=\"\",\"\",IF(CL949=1,LOOKUP(CP949,'Vmáx(material) - Tab.4.3'!$L$2:$L$11,'Vmáx(material) - Tab.4.3'!$M$2:$M$11),LOOKUP(CP949,'Vmáx(material) - Tab.4.3'!$L$15,'Vmáx(material) - Tab.4.3'!$M$15)))","v":""},{"$f":"IF(CK949=\"\",\"\",VLOOKUP($CO949,'Vmáx(material) - Tab.4.3'!$R$35:$X$41,2))","v":""},{"$f":"IF(CK949=\"\",\"\",VLOOKUP($CO949,'Vmáx(material) - Tab.4.3'!$R$35:$X$41,3))","v":""},{"$f":"IF(CK949=\"\",\"\",VLOOKUP($CO949,'Vmáx(material) - Tab.4.3'!$R$35:$X$41,4))","v":""},{"$f":"IF(CK949=\"\",\"\",VLOOKUP($CO949,'Vmáx(material) - Tab.4.3'!$R$35:$X$41,5))","v":""},{"$f":"IF(CK949=\"\",\"\",VLOOKUP($CO949,'Vmáx(material) - Tab.4.3'!$R$35:$X$41,6))","v":""},{"$f":"IF(CK949=\"\",\"\",IF(CK949=\"\",\"\",VLOOKUP(CO949,'Vmáx(material) - Tab.4.3'!$R$35:$X$41,7)))","v":""},{"$f":"IF(CK949=\"\",\"\",IF(CL949=1,FCi(J949,CR949),FTr(J949,CQ949,CR949)))","v":""},"",{"$f":"IF(CK949=\"\",\"\",Hw(DO949,DP949,DQ949,DR949,DS949,DT949,Z,DU949,CV949,CR949))","v":""},"","","","","",{"$f":"IF(CK949=\"\",\"\",IF(CL949=1,PeriCi(CR949,DI949),PeriTr(CQ949,CU949,DI949)))","v":""},{"$f":"IF(CK949=\"\",\"\",IF(CL949=1,AreaCi(CR949,DI949),AreaTr(CQ949,CU949,DI949)))","v":""},{"$f":"IF(CK949=\"\",\"\",RhCi(DK949,EC949))","v":""},"",{"$f":"IF(CK949=\"\",\"\",hf(CS949,J949,CT949,DK949,EE949))","v":""},{"$f":"IF(CK949=\"\",\"\",LOOKUP(CW949,Tab.4.5!$J$6:$J$27,Tab.4.5!$L$6:$L$27))","v":""},{"$f":"IF(CK949=\"\",\"\",He(EH949,DM949))","v":""},{"$f":"IF(CK949=\"\",\"\",Hs(DM949))","v":""},{"$f":"IF(CK949=\"\",\"\",Hm(EB949,EG949,EI949,EJ949,CS949,CV949))","v":""},"","","","","","","K45+-45000 () ",{"$f":"IF(B949=\"Existe.\",IF(AE949=1,CONCATENATE(#REF!,AK949,\" m.\"),CONCATENATE(#REF!,AJ949,\" m x \",AK949,\" m.\")),IF(CL949=1,CONCATENATE(#REF!,CR949,\" m.\"),CONCATENATE(#REF!,CQ949,\" m x \",CR949,\" m.\")))","v":{"$error":"#REF!"}},"Concreto, L =  m, S = 0 %.","Cota clave eje= 0 msnm.",null,null,null,"","","","","",{"$f":"IF(EV949=\"\",\"\",VLOOKUP(EY949,'Estructura escalonada'!$D$3:$H$953,2))","v":""},"","","","","",""]
[null,null,null,null,null,null,null,null,null,null,null,0,null,0,null,null,null,null,null,null,{"$f":"IF(K950=\"No\",\"\",IF(O950=\"\",YcCi(P950,N950),YcTr(N950,O950,S950)))","v":{"$error":"#VALUE!"}},{"$f":"IF(K950=\"No\",\"\",IF(O950=\"\",Teta1(U950,P950),\"-\"))","v":{"$error":"#VALUE!"}},{"$error":"#VALUE!"},{"$error":"#VALUE!"},{"$f":"IF(K950=\"No\",\"\",IF(O950=\"\",Ynci(P950,N950,R950,T950),YnTr(1,R950,O950,S950,T950,N950)))","v":{"$error":"#VALUE!"}},{"$f":"IF(K950=\"No\",\"\",IF(O950=\"\",Teta1(Y950,P950),\"-\"))","v":{"$error":"#VALUE!"}},{"$f":"IF(K950=\"No\",\"\",IF(O950=\"\",AreaCi(P950,Y950),AreaTr(O950,S950,Y950)))","v":{"$error":"#VALUE!"}},{"$f":"IF(K950=\"No\",\"\",IF(O950=\"\",FrCi(AC950,9.806,Z950,P950),FrTr(AC950,9.806,O950,S950,Y950)))","v":{"$error":"#VALUE!"}},{"$error":"#VALUE!"},null,null,null,null,null,null,null,null,null,null,null,null,null,null,null,0,0,"","","",{"$f":"IF(AD950=\"\",\"\",IF(AE950=1,YcCi(AK950,J950),YcTr(J950,AJ950,AN950)))","v":""},{"$f":"IF(AD950=\"\",\"\",IF(AE950=1,Teta1(AX950,AK950),\"-\"))","v":""},{"$f":"IF(AD950=\"\",\"\",IF(AE950=1,AreaCi(AK950,AX950),AreaTr(AJ950,AN950,AX950)))","v":""},"",{"$f":"IF(AD950=\"\",\"\",IF(AE950=1,Ynci(AK950,J950,AM950,AO950),YnTr(1,AM950,AJ950,AN950,AO950,J950)))","v":""},{"$f":"IF(AD950=\"\",\"\",IF(AE950=1,Teta1(BB950,AK950),\"-\"))","v":""},{"$f":"IF(AD950=\"\",\"\",IF(AE950=1,AreaCi(AK950,BB950),AreaTr(AJ950,AN950,BB950)))","v":""},{"$f":"IF(AD950=\"\",\"\",IF(AE950=1,FrCi(BF950,9.806,BC950,AK950),FrTr(BF950,9.806,AJ950,AN950,BB950)))","v":""},"",{"$f":"IF(AD950=\"\",\"\",IF(AE950=1,LOOKUP(AI950,'Vmáx(material) - Tab.4.3'!$L$2:$L$11,'Vmáx(material) - Tab.4.3'!$M$2:$M$11),LOOKUP(AI950,'Vmáx(material) - Tab.4.3'!$L$15,'Vmáx(material) - Tab.4.3'!$M$15)))","v":""},{"$f":"IF(AD950=\"\",\"\",VLOOKUP($AH950,'Vmáx(material) - Tab.4.3'!$R$35:$X$41,2))","v":""},{"$f":"IF(AD950=\"\",\"\",VLOOKUP($AH950,'Vmáx(material) - Tab.4.3'!$R$35:$X$41,3))","v":""},{"$f":"IF(AD950=\"\",\"\",VLOOKUP($AH950,'Vmáx(material) - Tab.4.3'!$R$35:$X$41,4))","v":""},{"$f":"IF(AD950=\"\",\"\",VLOOKUP($AH950,'Vmáx(material) - Tab.4.3'!$R$35:$X$41,5))","v":""},{"$f":"IF(AD950=\"\",\"\",VLOOKUP($AH950,'Vmáx(material) - Tab.4.3'!$R$35:$X$41,6))","v":""},{"$f":"IF(AD950=\"\",\"\",IF(AD950=\"\",\"\",VLOOKUP($AH950,'Vmáx(material) - Tab.4.3'!$R$35:$X$41,7)))","v":""},{"$f":"IF(AD950=\"\",\"\",IF(AE950=1,FCi(J950,AK950),FTr(J950,AJ950,AK950)))","v":""},"",{"$f":"IF(AD950=\"\",\"\",Hw(BH950,BI950,BJ950,BK950,BL950,BM950,Z,BN950,AO950,AK950))","v":""},"","","","",{"$f":"IF(AD950=\"\",\"\",ho(BT950,AK950,AX950))","v":""},{"$f":"IF(AD950=\"\",\"\",IF(AE950=1,PeriCi(AK950,BB950),PeriTr(AJ950,AN950,BB950)))","v":""},{"$f":"IF(AD950=\"\",\"\",IF(AE950=1,AreaCi(AK950,BB950),AreaTr(AJ950,AN950,BB950)))","v":""},{"$f":"IF(AD950=\"\",\"\",RhCi(BW950,BV950))","v":""},"",{"$f":"IF(AD950=\"\",\"\",hf(AL950,J950,AM950,BW950,BX950))","v":""},{"$f":"IF(AD950=\"\",\"\",LOOKUP(AP950,Tab.4.5!$J$6:$J$27,Tab.4.5!$L$6:$L$27))","v":""},{"$f":"IF(AD950=\"\",\"\",He(CA950,BY950))","v":""},{"$f":"IF(AD950=\"\",\"\",Hs(BY950))","v":""},{"$f":"IF(AD950=\"\",\"\",Hm(BU950,BZ950,CB950,CC950,AL950,AO950))","v":""},"","","","","","",null,null,null,null,null,null,null,null,null,null,null,null,null,null,null,0,0,0,0,0,{"$f":"IF(CK950=\"\",\"\",IF(CL950=1,YcCi(CR950,J950),YcTr(J950,CQ950,CU950)))","v":""},{"$f":"IF(CK950=\"\",\"\",IF(CL950=1,Teta1(DE950,CR950),\"-\"))","v":""},"","",{"$f":"IF(CK950=\"\",\"\",IF(CL950=1,Ynci(CR950,J950,CT950,CV950),YnTr(1,CT950,CQ950,CU950,CV950,J950)))","v":""},{"$f":"IF(CK950=\"\",\"\",IF(CL950=1,Teta1(DI950,CR950),\"-\"))","v":""},{"$f":"IF(CK950=\"\",\"\",IF(CL950=1,AreaCi(CR950,J950),AreaTr(CQ950,CU950,DI950)))","v":""},{"$f":"IF(CK950=\"\",\"\",IF(CL950=1,FrCi(DM950,9.806,DJ950,CR950),FrTr(DM950,9.806,CQ950,CU950,DI950)))","v":""},"",{"$f":"IF(CK950=\"\",\"\",IF(CL950=1,LOOKUP(CP950,'Vmáx(material) - Tab.4.3'!$L$2:$L$11,'Vmáx(material) - Tab.4.3'!$M$2:$M$11),LOOKUP(CP950,'Vmáx(material) - Tab.4.3'!$L$15,'Vmáx(material) - Tab.4.3'!$M$15)))","v":""},{"$f":"IF(CK950=\"\",\"\",VLOOKUP($CO950,'Vmáx(material) - Tab.4.3'!$R$35:$X$41,2))","v":""},{"$f":"IF(CK950=\"\",\"\",VLOOKUP($CO950,'Vmáx(material) - Tab.4.3'!$R$35:$X$41,3))","v":""},{"$f":"IF(CK950=\"\",\"\",VLOOKUP($CO950,'Vmáx(material) - Tab.4.3'!$R$35:$X$41,4))","v":""},{"$f":"IF(CK950=\"\",\"\",VLOOKUP($CO950,'Vmáx(material) - Tab.4.3'!$R$35:$X$41,5))","v":""},{"$f":"IF(CK950=\"\",\"\",VLOOKUP($CO950,'Vmáx(material) - Tab.4.3'!$R$35:$X$41,6))","v":""},{"$f":"IF(CK950=\"\",\"\",IF(CK950=\"\",\"\",VLOOKUP(CO950,'Vmáx(material) - Tab.4.3'!$R$35:$X$41,7)))","v":""},{"$f":"IF(CK950=\"\",\"\",IF(CL950=1,FCi(J950,CR950),FTr(J950,CQ950,CR950)))","v":""},"",{"$f":"IF(CK950=\"\",\"\",Hw(DO950,DP950,DQ950,DR950,DS950,DT950,Z,DU950,CV950,CR950))","v":""},"","","","","",{"$f":"IF(CK950=\"\",\"\",IF(CL950=1,PeriCi(CR950,DI950),PeriTr(CQ950,CU950,DI950)))","v":""},{"$f":"IF(CK950=\"\",\"\",IF(CL950=1,AreaCi(CR950,DI950),AreaTr(CQ950,CU950,DI950)))","v":""},{"$f":"IF(CK950=\"\",\"\",RhCi(DK950,EC950))","v":""},"",{"$f":"IF(CK950=\"\",\"\",hf(CS950,J950,CT950,DK950,EE950))","v":""},{"$f":"IF(CK950=\"\",\"\",LOOKUP(CW950,Tab.4.5!$J$6:$J$27,Tab.4.5!$L$6:$L$27))","v":""},{"$f":"IF(CK950=\"\",\"\",He(EH950,DM950))","v":""},{"$f":"IF(CK950=\"\",\"\",Hs(DM950))","v":""},{"$f":"IF(CK950=\"\",\"\",Hm(EB950,EG950,EI950,EJ950,CS950,CV950))","v":""},"","","","","","","K45+-45000 () ",{"$f":"IF(B950=\"Existe.\",IF(AE950=1,CONCATENATE(#REF!,AK950,\" m.\"),CONCATENATE(#REF!,AJ950,\" m x \",AK950,\" m.\")),IF(CL950=1,CONCATENATE(#REF!,CR950,\" m.\"),CONCATENATE(#REF!,CQ950,\" m x \",CR950,\" m.\")))","v":{"$error":"#REF!"}},"Concreto, L =  m, S = 0 %.","Cota clave eje= 0 msnm.",null,null,null,"","","","","",{"$f":"IF(EV950=\"\",\"\",VLOOKUP(EY950,'Estructura escalonada'!$D$3:$H$953,2))","v":""},"","","","","",""]
[null,null,null,null,null,null,null,null,null,null,null,0,null,0,null,null,null,null,null,null,{"$f":"IF(K951=\"No\",\"\",IF(O951=\"\",YcCi(P951,N951),YcTr(N951,O951,S951)))","v":{"$error":"#VALUE!"}},{"$f":"IF(K951=\"No\",\"\",IF(O951=\"\",Teta1(U951,P951),\"-\"))","v":{"$error":"#VALUE!"}},{"$error":"#VALUE!"},{"$error":"#VALUE!"},{"$f":"IF(K951=\"No\",\"\",IF(O951=\"\",Ynci(P951,N951,R951,T951),YnTr(1,R951,O951,S951,T951,N951)))","v":{"$error":"#VALUE!"}},{"$f":"IF(K951=\"No\",\"\",IF(O951=\"\",Teta1(Y951,P951),\"-\"))","v":{"$error":"#VALUE!"}},{"$f":"IF(K951=\"No\",\"\",IF(O951=\"\",AreaCi(P951,Y951),AreaTr(O951,S951,Y951)))","v":{"$error":"#VALUE!"}},{"$f":"IF(K951=\"No\",\"\",IF(O951=\"\",FrCi(AC951,9.806,Z951,P951),FrTr(AC951,9.806,O951,S951,Y951)))","v":{"$error":"#VALUE!"}},{"$error":"#VALUE!"},null,null,null,null,null,null,null,null,null,null,null,null,null,null,null,0,0,"","","",{"$f":"IF(AD951=\"\",\"\",IF(AE951=1,YcCi(AK951,J951),YcTr(J951,AJ951,AN951)))","v":""},{"$f":"IF(AD951=\"\",\"\",IF(AE951=1,Teta1(AX951,AK951),\"-\"))","v":""},{"$f":"IF(AD951=\"\",\"\",IF(AE951=1,AreaCi(AK951,AX951),AreaTr(AJ951,AN951,AX951)))","v":""},"",{"$f":"IF(AD951=\"\",\"\",IF(AE951=1,Ynci(AK951,J951,AM951,AO951),YnTr(1,AM951,AJ951,AN951,AO951,J951)))","v":""},{"$f":"IF(AD951=\"\",\"\",IF(AE951=1,Teta1(BB951,AK951),\"-\"))","v":""},{"$f":"IF(AD951=\"\",\"\",IF(AE951=1,AreaCi(AK951,BB951),AreaTr(AJ951,AN951,BB951)))","v":""},{"$f":"IF(AD951=\"\",\"\",IF(AE951=1,FrCi(BF951,9.806,BC951,AK951),FrTr(BF951,9.806,AJ951,AN951,BB951)))","v":""},"",{"$f":"IF(AD951=\"\",\"\",IF(AE951=1,LOOKUP(AI951,'Vmáx(material) - Tab.4.3'!$L$2:$L$11,'Vmáx(material) - Tab.4.3'!$M$2:$M$11),LOOKUP(AI951,'Vmáx(material) - Tab.4.3'!$L$15,'Vmáx(material) - Tab.4.3'!$M$15)))","v":""},{"$f":"IF(AD951=\"\",\"\",VLOOKUP($AH951,'Vmáx(material) - Tab.4.3'!$R$35:$X$41,2))","v":""},{"$f":"IF(AD951=\"\",\"\",VLOOKUP($AH951,'Vmáx(material) - Tab.4.3'!$R$35:$X$41,3))","v":""},{"$f":"IF(AD951=\"\",\"\",VLOOKUP($AH951,'Vmáx(material) - Tab.4.3'!$R$35:$X$41,4))","v":""},{"$f":"IF(AD951=\"\",\"\",VLOOKUP($AH951,'Vmáx(material) - Tab.4.3'!$R$35:$X$41,5))","v":""},{"$f":"IF(AD951=\"\",\"\",VLOOKUP($AH951,'Vmáx(material) - Tab.4.3'!$R$35:$X$41,6))","v":""},{"$f":"IF(AD951=\"\",\"\",IF(AD951=\"\",\"\",VLOOKUP($AH951,'Vmáx(material) - Tab.4.3'!$R$35:$X$41,7)))","v":""},{"$f":"IF(AD951=\"\",\"\",IF(AE951=1,FCi(J951,AK951),FTr(J951,AJ951,AK951)))","v":""},"",{"$f":"IF(AD951=\"\",\"\",Hw(BH951,BI951,BJ951,BK951,BL951,BM951,Z,BN951,AO951,AK951))","v":""},"","","","",{"$f":"IF(AD951=\"\",\"\",ho(BT951,AK951,AX951))","v":""},{"$f":"IF(AD951=\"\",\"\",IF(AE951=1,PeriCi(AK951,BB951),PeriTr(AJ951,AN951,BB951)))","v":""},{"$f":"IF(AD951=\"\",\"\",IF(AE951=1,AreaCi(AK951,BB951),AreaTr(AJ951,AN951,BB951)))","v":""},{"$f":"IF(AD951=\"\",\"\",RhCi(BW951,BV951))","v":""},"",{"$f":"IF(AD951=\"\",\"\",hf(AL951,J951,AM951,BW951,BX951))","v":""},{"$f":"IF(AD951=\"\",\"\",LOOKUP(AP951,Tab.4.5!$J$6:$J$27,Tab.4.5!$L$6:$L$27))","v":""},{"$f":"IF(AD951=\"\",\"\",He(CA951,BY951))","v":""},{"$f":"IF(AD951=\"\",\"\",Hs(BY951))","v":""},{"$f":"IF(AD951=\"\",\"\",Hm(BU951,BZ951,CB951,CC951,AL951,AO951))","v":""},"","","","","","",null,null,null,null,null,null,null,null,null,null,null,null,null,null,null,0,0,0,0,0,{"$f":"IF(CK951=\"\",\"\",IF(CL951=1,YcCi(CR951,J951),YcTr(J951,CQ951,CU951)))","v":""},{"$f":"IF(CK951=\"\",\"\",IF(CL951=1,Teta1(DE951,CR951),\"-\"))","v":""},"","",{"$f":"IF(CK951=\"\",\"\",IF(CL951=1,Ynci(CR951,J951,CT951,CV951),YnTr(1,CT951,CQ951,CU951,CV951,J951)))","v":""},{"$f":"IF(CK951=\"\",\"\",IF(CL951=1,Teta1(DI951,CR951),\"-\"))","v":""},{"$f":"IF(CK951=\"\",\"\",IF(CL951=1,AreaCi(CR951,J951),AreaTr(CQ951,CU951,DI951)))","v":""},{"$f":"IF(CK951=\"\",\"\",IF(CL951=1,FrCi(DM951,9.806,DJ951,CR951),FrTr(DM951,9.806,CQ951,CU951,DI951)))","v":""},"",{"$f":"IF(CK951=\"\",\"\",IF(CL951=1,LOOKUP(CP951,'Vmáx(material) - Tab.4.3'!$L$2:$L$11,'Vmáx(material) - Tab.4.3'!$M$2:$M$11),LOOKUP(CP951,'Vmáx(material) - Tab.4.3'!$L$15,'Vmáx(material) - Tab.4.3'!$M$15)))","v":""},{"$f":"IF(CK951=\"\",\"\",VLOOKUP($CO951,'Vmáx(material) - Tab.4.3'!$R$35:$X$41,2))","v":""},{"$f":"IF(CK951=\"\",\"\",VLOOKUP($CO951,'Vmáx(material) - Tab.4.3'!$R$35:$X$41,3))","v":""},{"$f":"IF(CK951=\"\",\"\",VLOOKUP($CO951,'Vmáx(material) - Tab.4.3'!$R$35:$X$41,4))","v":""},{"$f":"IF(CK951=\"\",\"\",VLOOKUP($CO951,'Vmáx(material) - Tab.4.3'!$R$35:$X$41,5))","v":""},{"$f":"IF(CK951=\"\",\"\",VLOOKUP($CO951,'Vmáx(material) - Tab.4.3'!$R$35:$X$41,6))","v":""},{"$f":"IF(CK951=\"\",\"\",IF(CK951=\"\",\"\",VLOOKUP(CO951,'Vmáx(material) - Tab.4.3'!$R$35:$X$41,7)))","v":""},{"$f":"IF(CK951=\"\",\"\",IF(CL951=1,FCi(J951,CR951),FTr(J951,CQ951,CR951)))","v":""},"",{"$f":"IF(CK951=\"\",\"\",Hw(DO951,DP951,DQ951,DR951,DS951,DT951,Z,DU951,CV951,CR951))","v":""},"","","","","",{"$f":"IF(CK951=\"\",\"\",IF(CL951=1,PeriCi(CR951,DI951),PeriTr(CQ951,CU951,DI951)))","v":""},{"$f":"IF(CK951=\"\",\"\",IF(CL951=1,AreaCi(CR951,DI951),AreaTr(CQ951,CU951,DI951)))","v":""},{"$f":"IF(CK951=\"\",\"\",RhCi(DK951,EC951))","v":""},"",{"$f":"IF(CK951=\"\",\"\",hf(CS951,J951,CT951,DK951,EE951))","v":""},{"$f":"IF(CK951=\"\",\"\",LOOKUP(CW951,Tab.4.5!$J$6:$J$27,Tab.4.5!$L$6:$L$27))","v":""},{"$f":"IF(CK951=\"\",\"\",He(EH951,DM951))","v":""},{"$f":"IF(CK951=\"\",\"\",Hs(DM951))","v":""},{"$f":"IF(CK951=\"\",\"\",Hm(EB951,EG951,EI951,EJ951,CS951,CV951))","v":""},"","","","","","","K45+-45000 () ",{"$f":"IF(B951=\"Existe.\",IF(AE951=1,CONCATENATE(#REF!,AK951,\" m.\"),CONCATENATE(#REF!,AJ951,\" m x \",AK951,\" m.\")),IF(CL951=1,CONCATENATE(#REF!,CR951,\" m.\"),CONCATENATE(#REF!,CQ951,\" m x \",CR951,\" m.\")))","v":{"$error":"#REF!"}},"Concreto, L =  m, S = 0 %.","Cota clave eje= 0 msnm.",null,null,null,"","","","","",{"$f":"IF(EV951=\"\",\"\",VLOOKUP(EY951,'Estructura escalonada'!$D$3:$H$953,2))","v":""},"","","","","",""]
[null,null,null,null,null,null,null,null,null,null,null,0,null,0,null,null,null,null,null,null,{"$f":"IF(K952=\"No\",\"\",IF(O952=\"\",YcCi(P952,N952),YcTr(N952,O952,S952)))","v":{"$error":"#VALUE!"}},{"$f":"IF(K952=\"No\",\"\",IF(O952=\"\",Teta1(U952,P952),\"-\"))","v":{"$error":"#VALUE!"}},{"$error":"#VALUE!"},{"$error":"#VALUE!"},{"$f":"IF(K952=\"No\",\"\",IF(O952=\"\",Ynci(P952,N952,R952,T952),YnTr(1,R952,O952,S952,T952,N952)))","v":{"$error":"#VALUE!"}},{"$f":"IF(K952=\"No\",\"\",IF(O952=\"\",Teta1(Y952,P952),\"-\"))","v":{"$error":"#VALUE!"}},{"$f":"IF(K952=\"No\",\"\",IF(O952=\"\",AreaCi(P952,Y952),AreaTr(O952,S952,Y952)))","v":{"$error":"#VALUE!"}},{"$f":"IF(K952=\"No\",\"\",IF(O952=\"\",FrCi(AC952,9.806,Z952,P952),FrTr(AC952,9.806,O952,S952,Y952)))","v":{"$error":"#VALUE!"}},{"$error":"#VALUE!"},null,null,null,null,null,null,null,null,null,null,null,null,null,null,null,0,0,"","","",{"$f":"IF(AD952=\"\",\"\",IF(AE952=1,YcCi(AK952,J952),YcTr(J952,AJ952,AN952)))","v":""},{"$f":"IF(AD952=\"\",\"\",IF(AE952=1,Teta1(AX952,AK952),\"-\"))","v":""},{"$f":"IF(AD952=\"\",\"\",IF(AE952=1,AreaCi(AK952,AX952),AreaTr(AJ952,AN952,AX952)))","v":""},"",{"$f":"IF(AD952=\"\",\"\",IF(AE952=1,Ynci(AK952,J952,AM952,AO952),YnTr(1,AM952,AJ952,AN952,AO952,J952)))","v":""},{"$f":"IF(AD952=\"\",\"\",IF(AE952=1,Teta1(BB952,AK952),\"-\"))","v":""},{"$f":"IF(AD952=\"\",\"\",IF(AE952=1,AreaCi(AK952,BB952),AreaTr(AJ952,AN952,BB952)))","v":""},{"$f":"IF(AD952=\"\",\"\",IF(AE952=1,FrCi(BF952,9.806,BC952,AK952),FrTr(BF952,9.806,AJ952,AN952,BB952)))","v":""},"",{"$f":"IF(AD952=\"\",\"\",IF(AE952=1,LOOKUP(AI952,'Vmáx(material) - Tab.4.3'!$L$2:$L$11,'Vmáx(material) - Tab.4.3'!$M$2:$M$11),LOOKUP(AI952,'Vmáx(material) - Tab.4.3'!$L$15,'Vmáx(material) - Tab.4.3'!$M$15)))","v":""},{"$f":"IF(AD952=\"\",\"\",VLOOKUP($AH952,'Vmáx(material) - Tab.4.3'!$R$35:$X$41,2))","v":""},{"$f":"IF(AD952=\"\",\"\",VLOOKUP($AH952,'Vmáx(material) - Tab.4.3'!$R$35:$X$41,3))","v":""},{"$f":"IF(AD952=\"\",\"\",VLOOKUP($AH952,'Vmáx(material) - Tab.4.3'!$R$35:$X$41,4))","v":""},{"$f":"IF(AD952=\"\",\"\",VLOOKUP($AH952,'Vmáx(material) - Tab.4.3'!$R$35:$X$41,5))","v":""},{"$f":"IF(AD952=\"\",\"\",VLOOKUP($AH952,'Vmáx(material) - Tab.4.3'!$R$35:$X$41,6))","v":""},{"$f":"IF(AD952=\"\",\"\",IF(AD952=\"\",\"\",VLOOKUP($AH952,'Vmáx(material) - Tab.4.3'!$R$35:$X$41,7)))","v":""},{"$f":"IF(AD952=\"\",\"\",IF(AE952=1,FCi(J952,AK952),FTr(J952,AJ952,AK952)))","v":""},"",{"$f":"IF(AD952=\"\",\"\",Hw(BH952,BI952,BJ952,BK952,BL952,BM952,Z,BN952,AO952,AK952))","v":""},"","","","",{"$f":"IF(AD952=\"\",\"\",ho(BT952,AK952,AX952))","v":""},{"$f":"IF(AD952=\"\",\"\",IF(AE952=1,PeriCi(AK952,BB952),PeriTr(AJ952,AN952,BB952)))","v":""},{"$f":"IF(AD952=\"\",\"\",IF(AE952=1,AreaCi(AK952,BB952),AreaTr(AJ952,AN952,BB952)))","v":""},{"$f":"IF(AD952=\"\",\"\",RhCi(BW952,BV952))","v":""},"",{"$f":"IF(AD952=\"\",\"\",hf(AL952,J952,AM952,BW952,BX952))","v":""},{"$f":"IF(AD952=\"\",\"\",LOOKUP(AP952,Tab.4.5!$J$6:$J$27,Tab.4.5!$L$6:$L$27))","v":""},{"$f":"IF(AD952=\"\",\"\",He(CA952,BY952))","v":""},{"$f":"IF(AD952=\"\",\"\",Hs(BY952))","v":""},{"$f":"IF(AD952=\"\",\"\",Hm(BU952,BZ952,CB952,CC952,AL952,AO952))","v":""},"","","","","","",null,null,null,null,null,null,null,null,null,null,null,null,null,null,null,0,0,0,0,0,{"$f":"IF(CK952=\"\",\"\",IF(CL952=1,YcCi(CR952,J952),YcTr(J952,CQ952,CU952)))","v":""},{"$f":"IF(CK952=\"\",\"\",IF(CL952=1,Teta1(DE952,CR952),\"-\"))","v":""},"","",{"$f":"IF(CK952=\"\",\"\",IF(CL952=1,Ynci(CR952,J952,CT952,CV952),YnTr(1,CT952,CQ952,CU952,CV952,J952)))","v":""},{"$f":"IF(CK952=\"\",\"\",IF(CL952=1,Teta1(DI952,CR952),\"-\"))","v":""},{"$f":"IF(CK952=\"\",\"\",IF(CL952=1,AreaCi(CR952,J952),AreaTr(CQ952,CU952,DI952)))","v":""},{"$f":"IF(CK952=\"\",\"\",IF(CL952=1,FrCi(DM952,9.806,DJ952,CR952),FrTr(DM952,9.806,CQ952,CU952,DI952)))","v":""},"",{"$f":"IF(CK952=\"\",\"\",IF(CL952=1,LOOKUP(CP952,'Vmáx(material) - Tab.4.3'!$L$2:$L$11,'Vmáx(material) - Tab.4.3'!$M$2:$M$11),LOOKUP(CP952,'Vmáx(material) - Tab.4.3'!$L$15,'Vmáx(material) - Tab.4.3'!$M$15)))","v":""},{"$f":"IF(CK952=\"\",\"\",VLOOKUP($CO952,'Vmáx(material) - Tab.4.3'!$R$35:$X$41,2))","v":""},{"$f":"IF(CK952=\"\",\"\",VLOOKUP($CO952,'Vmáx(material) - Tab.4.3'!$R$35:$X$41,3))","v":""},{"$f":"IF(CK952=\"\",\"\",VLOOKUP($CO952,'Vmáx(material) - Tab.4.3'!$R$35:$X$41,4))","v":""},{"$f":"IF(CK952=\"\",\"\",VLOOKUP($CO952,'Vmáx(material) - Tab.4.3'!$R$35:$X$41,5))","v":""},{"$f":"IF(CK952=\"\",\"\",VLOOKUP($CO952,'Vmáx(material) - Tab.4.3'!$R$35:$X$41,6))","v":""},{"$f":"IF(CK952=\"\",\"\",IF(CK952=\"\",\"\",VLOOKUP(CO952,'Vmáx(material) - Tab.4.3'!$R$35:$X$41,7)))","v":""},{"$f":"IF(CK952=\"\",\"\",IF(CL952=1,FCi(J952,CR952),FTr(J952,CQ952,CR952)))","v":""},"",{"$f":"IF(CK952=\"\",\"\",Hw(DO952,DP952,DQ952,DR952,DS952,DT952,Z,DU952,CV952,CR952))","v":""},"","","","","",{"$f":"IF(CK952=\"\",\"\",IF(CL952=1,PeriCi(CR952,DI952),PeriTr(CQ952,CU952,DI952)))","v":""},{"$f":"IF(CK952=\"\",\"\",IF(CL952=1,AreaCi(CR952,DI952),AreaTr(CQ952,CU952,DI952)))","v":""},{"$f":"IF(CK952=\"\",\"\",RhCi(DK952,EC952))","v":""},"",{"$f":"IF(CK952=\"\",\"\",hf(CS952,J952,CT952,DK952,EE952))","v":""},{"$f":"IF(CK952=\"\",\"\",LOOKUP(CW952,Tab.4.5!$J$6:$J$27,Tab.4.5!$L$6:$L$27))","v":""},{"$f":"IF(CK952=\"\",\"\",He(EH952,DM952))","v":""},{"$f":"IF(CK952=\"\",\"\",Hs(DM952))","v":""},{"$f":"IF(CK952=\"\",\"\",Hm(EB952,EG952,EI952,EJ952,CS952,CV952))","v":""},"","","","","","","K45+-45000 () ",{"$f":"IF(B952=\"Existe.\",IF(AE952=1,CONCATENATE(#REF!,AK952,\" m.\"),CONCATENATE(#REF!,AJ952,\" m x \",AK952,\" m.\")),IF(CL952=1,CONCATENATE(#REF!,CR952,\" m.\"),CONCATENATE(#REF!,CQ952,\" m x \",CR952,\" m.\")))","v":{"$error":"#REF!"}},"Concreto, L =  m, S = 0 %.","Cota clave eje= 0 msnm.",null,null,null,"","","","","",{"$f":"IF(EV952=\"\",\"\",VLOOKUP(EY952,'Estructura escalonada'!$D$3:$H$953,2))","v":""},"","","","","",""]
[null,null,null,null,null,null,null,null,null,null,null,0,null,0,null,null,null,null,null,null,{"$f":"IF(K953=\"No\",\"\",IF(O953=\"\",YcCi(P953,N953),YcTr(N953,O953,S953)))","v":{"$error":"#VALUE!"}},{"$f":"IF(K953=\"No\",\"\",IF(O953=\"\",Teta1(U953,P953),\"-\"))","v":{"$error":"#VALUE!"}},{"$error":"#VALUE!"},{"$error":"#VALUE!"},{"$f":"IF(K953=\"No\",\"\",IF(O953=\"\",Ynci(P953,N953,R953,T953),YnTr(1,R953,O953,S953,T953,N953)))","v":{"$error":"#VALUE!"}},{"$f":"IF(K953=\"No\",\"\",IF(O953=\"\",Teta1(Y953,P953),\"-\"))","v":{"$error":"#VALUE!"}},{"$f":"IF(K953=\"No\",\"\",IF(O953=\"\",AreaCi(P953,Y953),AreaTr(O953,S953,Y953)))","v":{"$error":"#VALUE!"}},{"$f":"IF(K953=\"No\",\"\",IF(O953=\"\",FrCi(AC953,9.806,Z953,P953),FrTr(AC953,9.806,O953,S953,Y953)))","v":{"$error":"#VALUE!"}},{"$error":"#VALUE!"},null,null,null,null,null,null,null,null,null,null,null,null,null,null,null,0,0,"","","",{"$f":"IF(AD953=\"\",\"\",IF(AE953=1,YcCi(AK953,J953),YcTr(J953,AJ953,AN953)))","v":""},{"$f":"IF(AD953=\"\",\"\",IF(AE953=1,Teta1(AX953,AK953),\"-\"))","v":""},{"$f":"IF(AD953=\"\",\"\",IF(AE953=1,AreaCi(AK953,AX953),AreaTr(AJ953,AN953,AX953)))","v":""},"",{"$f":"IF(AD953=\"\",\"\",IF(AE953=1,Ynci(AK953,J953,AM953,AO953),YnTr(1,AM953,AJ953,AN953,AO953,J953)))","v":""},{"$f":"IF(AD953=\"\",\"\",IF(AE953=1,Teta1(BB953,AK953),\"-\"))","v":""},{"$f":"IF(AD953=\"\",\"\",IF(AE953=1,AreaCi(AK953,BB953),AreaTr(AJ953,AN953,BB953)))","v":""},{"$f":"IF(AD953=\"\",\"\",IF(AE953=1,FrCi(BF953,9.806,BC953,AK953),FrTr(BF953,9.806,AJ953,AN953,BB953)))","v":""},"",{"$f":"IF(AD953=\"\",\"\",IF(AE953=1,LOOKUP(AI953,'Vmáx(material) - Tab.4.3'!$L$2:$L$11,'Vmáx(material) - Tab.4.3'!$M$2:$M$11),LOOKUP(AI953,'Vmáx(material) - Tab.4.3'!$L$15,'Vmáx(material) - Tab.4.3'!$M$15)))","v":""},{"$f":"IF(AD953=\"\",\"\",VLOOKUP($AH953,'Vmáx(material) - Tab.4.3'!$R$35:$X$41,2))","v":""},{"$f":"IF(AD953=\"\",\"\",VLOOKUP($AH953,'Vmáx(material) - Tab.4.3'!$R$35:$X$41,3))","v":""},{"$f":"IF(AD953=\"\",\"\",VLOOKUP($AH953,'Vmáx(material) - Tab.4.3'!$R$35:$X$41,4))","v":""},{"$f":"IF(AD953=\"\",\"\",VLOOKUP($AH953,'Vmáx(material) - Tab.4.3'!$R$35:$X$41,5))","v":""},{"$f":"IF(AD953=\"\",\"\",VLOOKUP($AH953,'Vmáx(material) - Tab.4.3'!$R$35:$X$41,6))","v":""},{"$f":"IF(AD953=\"\",\"\",IF(AD953=\"\",\"\",VLOOKUP($AH953,'Vmáx(material) - Tab.4.3'!$R$35:$X$41,7)))","v":""},{"$f":"IF(AD953=\"\",\"\",IF(AE953=1,FCi(J953,AK953),FTr(J953,AJ953,AK953)))","v":""},"",{"$f":"IF(AD953=\"\",\"\",Hw(BH953,BI953,BJ953,BK953,BL953,BM953,Z,BN953,AO953,AK953))","v":""},"","","","",{"$f":"IF(AD953=\"\",\"\",ho(BT953,AK953,AX953))","v":""},{"$f":"IF(AD953=\"\",\"\",IF(AE953=1,PeriCi(AK953,BB953),PeriTr(AJ953,AN953,BB953)))","v":""},{"$f":"IF(AD953=\"\",\"\",IF(AE953=1,AreaCi(AK953,BB953),AreaTr(AJ953,AN953,BB953)))","v":""},{"$f":"IF(AD953=\"\",\"\",RhCi(BW953,BV953))","v":""},"",{"$f":"IF(AD953=\"\",\"\",hf(AL953,J953,AM953,BW953,BX953))","v":""},{"$f":"IF(AD953=\"\",\"\",LOOKUP(AP953,Tab.4.5!$J$6:$J$27,Tab.4.5!$L$6:$L$27))","v":""},{"$f":"IF(AD953=\"\",\"\",He(CA953,BY953))","v":""},{"$f":"IF(AD953=\"\",\"\",Hs(BY953))","v":""},{"$f":"IF(AD953=\"\",\"\",Hm(BU953,BZ953,CB953,CC953,AL953,AO953))","v":""},"","","","","","",null,null,null,null,null,null,null,null,null,null,null,null,null,null,null,0,0,0,0,0,{"$f":"IF(CK953=\"\",\"\",IF(CL953=1,YcCi(CR953,J953),YcTr(J953,CQ953,CU953)))","v":""},{"$f":"IF(CK953=\"\",\"\",IF(CL953=1,Teta1(DE953,CR953),\"-\"))","v":""},"","",{"$f":"IF(CK953=\"\",\"\",IF(CL953=1,Ynci(CR953,J953,CT953,CV953),YnTr(1,CT953,CQ953,CU953,CV953,J953)))","v":""},{"$f":"IF(CK953=\"\",\"\",IF(CL953=1,Teta1(DI953,CR953),\"-\"))","v":""},{"$f":"IF(CK953=\"\",\"\",IF(CL953=1,AreaCi(CR953,J953),AreaTr(CQ953,CU953,DI953)))","v":""},{"$f":"IF(CK953=\"\",\"\",IF(CL953=1,FrCi(DM953,9.806,DJ953,CR953),FrTr(DM953,9.806,CQ953,CU953,DI953)))","v":""},"",{"$f":"IF(CK953=\"\",\"\",IF(CL953=1,LOOKUP(CP953,'Vmáx(material) - Tab.4.3'!$L$2:$L$11,'Vmáx(material) - Tab.4.3'!$M$2:$M$11),LOOKUP(CP953,'Vmáx(material) - Tab.4.3'!$L$15,'Vmáx(material) - Tab.4.3'!$M$15)))","v":""},{"$f":"IF(CK953=\"\",\"\",VLOOKUP($CO953,'Vmáx(material) - Tab.4.3'!$R$35:$X$41,2))","v":""},{"$f":"IF(CK953=\"\",\"\",VLOOKUP($CO953,'Vmáx(material) - Tab.4.3'!$R$35:$X$41,3))","v":""},{"$f":"IF(CK953=\"\",\"\",VLOOKUP($CO953,'Vmáx(material) - Tab.4.3'!$R$35:$X$41,4))","v":""},{"$f":"IF(CK953=\"\",\"\",VLOOKUP($CO953,'Vmáx(material) - Tab.4.3'!$R$35:$X$41,5))","v":""},{"$f":"IF(CK953=\"\",\"\",VLOOKUP($CO953,'Vmáx(material) - Tab.4.3'!$R$35:$X$41,6))","v":""},{"$f":"IF(CK953=\"\",\"\",IF(CK953=\"\",\"\",VLOOKUP(CO953,'Vmáx(material) - Tab.4.3'!$R$35:$X$41,7)))","v":""},{"$f":"IF(CK953=\"\",\"\",IF(CL953=1,FCi(J953,CR953),FTr(J953,CQ953,CR953)))","v":""},"",{"$f":"IF(CK953=\"\",\"\",Hw(DO953,DP953,DQ953,DR953,DS953,DT953,Z,DU953,CV953,CR953))","v":""},"","","","","",{"$f":"IF(CK953=\"\",\"\",IF(CL953=1,PeriCi(CR953,DI953),PeriTr(CQ953,CU953,DI953)))","v":""},{"$f":"IF(CK953=\"\",\"\",IF(CL953=1,AreaCi(CR953,DI953),AreaTr(CQ953,CU953,DI953)))","v":""},{"$f":"IF(CK953=\"\",\"\",RhCi(DK953,EC953))","v":""},"",{"$f":"IF(CK953=\"\",\"\",hf(CS953,J953,CT953,DK953,EE953))","v":""},{"$f":"IF(CK953=\"\",\"\",LOOKUP(CW953,Tab.4.5!$J$6:$J$27,Tab.4.5!$L$6:$L$27))","v":""},{"$f":"IF(CK953=\"\",\"\",He(EH953,DM953))","v":""},{"$f":"IF(CK953=\"\",\"\",Hs(DM953))","v":""},{"$f":"IF(CK953=\"\",\"\",Hm(EB953,EG953,EI953,EJ953,CS953,CV953))","v":""},"","","","","","","K45+-45000 () ",{"$f":"IF(B953=\"Existe.\",IF(AE953=1,CONCATENATE(#REF!,AK953,\" m.\"),CONCATENATE(#REF!,AJ953,\" m x \",AK953,\" m.\")),IF(CL953=1,CONCATENATE(#REF!,CR953,\" m.\"),CONCATENATE(#REF!,CQ953,\" m x \",CR953,\" m.\")))","v":{"$error":"#REF!"}},"Concreto, L =  m, S = 0 %.","Cota clave eje= 0 msnm.",null,null,null,"","","","","",{"$f":"IF(EV953=\"\",\"\",VLOOKUP(EY953,'Estructura escalonada'!$D$3:$H$953,2))","v":""},"","","","","",""]
[null,null,null,null,null,null,null,null,null,null,null,0,null,0,null,null,null,null,null,null,{"$f":"IF(K954=\"No\",\"\",IF(O954=\"\",YcCi(P954,N954),YcTr(N954,O954,S954)))","v":{"$error":"#VALUE!"}},{"$f":"IF(K954=\"No\",\"\",IF(O954=\"\",Teta1(U954,P954),\"-\"))","v":{"$error":"#VALUE!"}},{"$error":"#VALUE!"},{"$error":"#VALUE!"},{"$f":"IF(K954=\"No\",\"\",IF(O954=\"\",Ynci(P954,N954,R954,T954),YnTr(1,R954,O954,S954,T954,N954)))","v":{"$error":"#VALUE!"}},{"$f":"IF(K954=\"No\",\"\",IF(O954=\"\",Teta1(Y954,P954),\"-\"))","v":{"$error":"#VALUE!"}},{"$f":"IF(K954=\"No\",\"\",IF(O954=\"\",AreaCi(P954,Y954),AreaTr(O954,S954,Y954)))","v":{"$error":"#VALUE!"}},{"$f":"IF(K954=\"No\",\"\",IF(O954=\"\",FrCi(AC954,9.806,Z954,P954),FrTr(AC954,9.806,O954,S954,Y954)))","v":{"$error":"#VALUE!"}},{"$error":"#VALUE!"},null,null,null,null,null,null,null,null,null,null,null,null,null,null,null,0,0,"","","",{"$f":"IF(AD954=\"\",\"\",IF(AE954=1,YcCi(AK954,J954),YcTr(J954,AJ954,AN954)))","v":""},{"$f":"IF(AD954=\"\",\"\",IF(AE954=1,Teta1(AX954,AK954),\"-\"))","v":""},{"$f":"IF(AD954=\"\",\"\",IF(AE954=1,AreaCi(AK954,AX954),AreaTr(AJ954,AN954,AX954)))","v":""},"",{"$f":"IF(AD954=\"\",\"\",IF(AE954=1,Ynci(AK954,J954,AM954,AO954),YnTr(1,AM954,AJ954,AN954,AO954,J954)))","v":""},{"$f":"IF(AD954=\"\",\"\",IF(AE954=1,Teta1(BB954,AK954),\"-\"))","v":""},{"$f":"IF(AD954=\"\",\"\",IF(AE954=1,AreaCi(AK954,BB954),AreaTr(AJ954,AN954,BB954)))","v":""},{"$f":"IF(AD954=\"\",\"\",IF(AE954=1,FrCi(BF954,9.806,BC954,AK954),FrTr(BF954,9.806,AJ954,AN954,BB954)))","v":""},"",{"$f":"IF(AD954=\"\",\"\",IF(AE954=1,LOOKUP(AI954,'Vmáx(material) - Tab.4.3'!$L$2:$L$11,'Vmáx(material) - Tab.4.3'!$M$2:$M$11),LOOKUP(AI954,'Vmáx(material) - Tab.4.3'!$L$15,'Vmáx(material) - Tab.4.3'!$M$15)))","v":""},{"$f":"IF(AD954=\"\",\"\",VLOOKUP($AH954,'Vmáx(material) - Tab.4.3'!$R$35:$X$41,2))","v":""},{"$f":"IF(AD954=\"\",\"\",VLOOKUP($AH954,'Vmáx(material) - Tab.4.3'!$R$35:$X$41,3))","v":""},{"$f":"IF(AD954=\"\",\"\",VLOOKUP($AH954,'Vmáx(material) - Tab.4.3'!$R$35:$X$41,4))","v":""},{"$f":"IF(AD954=\"\",\"\",VLOOKUP($AH954,'Vmáx(material) - Tab.4.3'!$R$35:$X$41,5))","v":""},{"$f":"IF(AD954=\"\",\"\",VLOOKUP($AH954,'Vmáx(material) - Tab.4.3'!$R$35:$X$41,6))","v":""},{"$f":"IF(AD954=\"\",\"\",IF(AD954=\"\",\"\",VLOOKUP($AH954,'Vmáx(material) - Tab.4.3'!$R$35:$X$41,7)))","v":""},{"$f":"IF(AD954=\"\",\"\",IF(AE954=1,FCi(J954,AK954),FTr(J954,AJ954,AK954)))","v":""},"",{"$f":"IF(AD954=\"\",\"\",Hw(BH954,BI954,BJ954,BK954,BL954,BM954,Z,BN954,AO954,AK954))","v":""},"","","","",{"$f":"IF(AD954=\"\",\"\",ho(BT954,AK954,AX954))","v":""},{"$f":"IF(AD954=\"\",\"\",IF(AE954=1,PeriCi(AK954,BB954),PeriTr(AJ954,AN954,BB954)))","v":""},{"$f":"IF(AD954=\"\",\"\",IF(AE954=1,AreaCi(AK954,BB954),AreaTr(AJ954,AN954,BB954)))","v":""},{"$f":"IF(AD954=\"\",\"\",RhCi(BW954,BV954))","v":""},"",{"$f":"IF(AD954=\"\",\"\",hf(AL954,J954,AM954,BW954,BX954))","v":""},{"$f":"IF(AD954=\"\",\"\",LOOKUP(AP954,Tab.4.5!$J$6:$J$27,Tab.4.5!$L$6:$L$27))","v":""},{"$f":"IF(AD954=\"\",\"\",He(CA954,BY954))","v":""},{"$f":"IF(AD954=\"\",\"\",Hs(BY954))","v":""},{"$f":"IF(AD954=\"\",\"\",Hm(BU954,BZ954,CB954,CC954,AL954,AO954))","v":""},"","","","","","",null,null,null,null,null,null,null,null,null,null,null,null,null,null,null,0,0,0,0,0,{"$f":"IF(CK954=\"\",\"\",IF(CL954=1,YcCi(CR954,J954),YcTr(J954,CQ954,CU954)))","v":""},{"$f":"IF(CK954=\"\",\"\",IF(CL954=1,Teta1(DE954,CR954),\"-\"))","v":""},"","",{"$f":"IF(CK954=\"\",\"\",IF(CL954=1,Ynci(CR954,J954,CT954,CV954),YnTr(1,CT954,CQ954,CU954,CV954,J954)))","v":""},{"$f":"IF(CK954=\"\",\"\",IF(CL954=1,Teta1(DI954,CR954),\"-\"))","v":""},{"$f":"IF(CK954=\"\",\"\",IF(CL954=1,AreaCi(CR954,J954),AreaTr(CQ954,CU954,DI954)))","v":""},{"$f":"IF(CK954=\"\",\"\",IF(CL954=1,FrCi(DM954,9.806,DJ954,CR954),FrTr(DM954,9.806,CQ954,CU954,DI954)))","v":""},"",{"$f":"IF(CK954=\"\",\"\",IF(CL954=1,LOOKUP(CP954,'Vmáx(material) - Tab.4.3'!$L$2:$L$11,'Vmáx(material) - Tab.4.3'!$M$2:$M$11),LOOKUP(CP954,'Vmáx(material) - Tab.4.3'!$L$15,'Vmáx(material) - Tab.4.3'!$M$15)))","v":""},{"$f":"IF(CK954=\"\",\"\",VLOOKUP($CO954,'Vmáx(material) - Tab.4.3'!$R$35:$X$41,2))","v":""},{"$f":"IF(CK954=\"\",\"\",VLOOKUP($CO954,'Vmáx(material) - Tab.4.3'!$R$35:$X$41,3))","v":""},{"$f":"IF(CK954=\"\",\"\",VLOOKUP($CO954,'Vmáx(material) - Tab.4.3'!$R$35:$X$41,4))","v":""},{"$f":"IF(CK954=\"\",\"\",VLOOKUP($CO954,'Vmáx(material) - Tab.4.3'!$R$35:$X$41,5))","v":""},{"$f":"IF(CK954=\"\",\"\",VLOOKUP($CO954,'Vmáx(material) - Tab.4.3'!$R$35:$X$41,6))","v":""},{"$f":"IF(CK954=\"\",\"\",IF(CK954=\"\",\"\",VLOOKUP(CO954,'Vmáx(material) - Tab.4.3'!$R$35:$X$41,7)))","v":""},{"$f":"IF(CK954=\"\",\"\",IF(CL954=1,FCi(J954,CR954),FTr(J954,CQ954,CR954)))","v":""},"",{"$f":"IF(CK954=\"\",\"\",Hw(DO954,DP954,DQ954,DR954,DS954,DT954,Z,DU954,CV954,CR954))","v":""},"","","","","",{"$f":"IF(CK954=\"\",\"\",IF(CL954=1,PeriCi(CR954,DI954),PeriTr(CQ954,CU954,DI954)))","v":""},{"$f":"IF(CK954=\"\",\"\",IF(CL954=1,AreaCi(CR954,DI954),AreaTr(CQ954,CU954,DI954)))","v":""},{"$f":"IF(CK954=\"\",\"\",RhCi(DK954,EC954))","v":""},"",{"$f":"IF(CK954=\"\",\"\",hf(CS954,J954,CT954,DK954,EE954))","v":""},{"$f":"IF(CK954=\"\",\"\",LOOKUP(CW954,Tab.4.5!$J$6:$J$27,Tab.4.5!$L$6:$L$27))","v":""},{"$f":"IF(CK954=\"\",\"\",He(EH954,DM954))","v":""},{"$f":"IF(CK954=\"\",\"\",Hs(DM954))","v":""},{"$f":"IF(CK954=\"\",\"\",Hm(EB954,EG954,EI954,EJ954,CS954,CV954))","v":""},"","","","","","","K45+-45000 () ",{"$f":"IF(B954=\"Existe.\",IF(AE954=1,CONCATENATE(#REF!,AK954,\" m.\"),CONCATENATE(#REF!,AJ954,\" m x \",AK954,\" m.\")),IF(CL954=1,CONCATENATE(#REF!,CR954,\" m.\"),CONCATENATE(#REF!,CQ954,\" m x \",CR954,\" m.\")))","v":{"$error":"#REF!"}},"Concreto, L =  m, S = 0 %.","Cota clave eje= 0 msnm.",null,null,null,"","","","","",{"$f":"IF(EV954=\"\",\"\",VLOOKUP(EY954,'Estructura escalonada'!$D$3:$H$953,2))","v":""},"","","","","",""]
[null,null,null,null,null,null,null,null,null,null,null,0,null,0,null,null,null,null,null,null,{"$f":"IF(K955=\"No\",\"\",IF(O955=\"\",YcCi(P955,N955),YcTr(N955,O955,S955)))","v":{"$error":"#VALUE!"}},{"$f":"IF(K955=\"No\",\"\",IF(O955=\"\",Teta1(U955,P955),\"-\"))","v":{"$error":"#VALUE!"}},{"$error":"#VALUE!"},{"$error":"#VALUE!"},{"$f":"IF(K955=\"No\",\"\",IF(O955=\"\",Ynci(P955,N955,R955,T955),YnTr(1,R955,O955,S955,T955,N955)))","v":{"$error":"#VALUE!"}},{"$f":"IF(K955=\"No\",\"\",IF(O955=\"\",Teta1(Y955,P955),\"-\"))","v":{"$error":"#VALUE!"}},{"$f":"IF(K955=\"No\",\"\",IF(O955=\"\",AreaCi(P955,Y955),AreaTr(O955,S955,Y955)))","v":{"$error":"#VALUE!"}},{"$f":"IF(K955=\"No\",\"\",IF(O955=\"\",FrCi(AC955,9.806,Z955,P955),FrTr(AC955,9.806,O955,S955,Y955)))","v":{"$error":"#VALUE!"}},{"$error":"#VALUE!"},null,null,null,null,null,null,null,null,null,null,null,null,null,null,null,0,0,"","","",{"$f":"IF(AD955=\"\",\"\",IF(AE955=1,YcCi(AK955,J955),YcTr(J955,AJ955,AN955)))","v":""},{"$f":"IF(AD955=\"\",\"\",IF(AE955=1,Teta1(AX955,AK955),\"-\"))","v":""},{"$f":"IF(AD955=\"\",\"\",IF(AE955=1,AreaCi(AK955,AX955),AreaTr(AJ955,AN955,AX955)))","v":""},"",{"$f":"IF(AD955=\"\",\"\",IF(AE955=1,Ynci(AK955,J955,AM955,AO955),YnTr(1,AM955,AJ955,AN955,AO955,J955)))","v":""},{"$f":"IF(AD955=\"\",\"\",IF(AE955=1,Teta1(BB955,AK955),\"-\"))","v":""},{"$f":"IF(AD955=\"\",\"\",IF(AE955=1,AreaCi(AK955,BB955),AreaTr(AJ955,AN955,BB955)))","v":""},{"$f":"IF(AD955=\"\",\"\",IF(AE955=1,FrCi(BF955,9.806,BC955,AK955),FrTr(BF955,9.806,AJ955,AN955,BB955)))","v":""},"",{"$f":"IF(AD955=\"\",\"\",IF(AE955=1,LOOKUP(AI955,'Vmáx(material) - Tab.4.3'!$L$2:$L$11,'Vmáx(material) - Tab.4.3'!$M$2:$M$11),LOOKUP(AI955,'Vmáx(material) - Tab.4.3'!$L$15,'Vmáx(material) - Tab.4.3'!$M$15)))","v":""},{"$f":"IF(AD955=\"\",\"\",VLOOKUP($AH955,'Vmáx(material) - Tab.4.3'!$R$35:$X$41,2))","v":""},{"$f":"IF(AD955=\"\",\"\",VLOOKUP($AH955,'Vmáx(material) - Tab.4.3'!$R$35:$X$41,3))","v":""},{"$f":"IF(AD955=\"\",\"\",VLOOKUP($AH955,'Vmáx(material) - Tab.4.3'!$R$35:$X$41,4))","v":""},{"$f":"IF(AD955=\"\",\"\",VLOOKUP($AH955,'Vmáx(material) - Tab.4.3'!$R$35:$X$41,5))","v":""},{"$f":"IF(AD955=\"\",\"\",VLOOKUP($AH955,'Vmáx(material) - Tab.4.3'!$R$35:$X$41,6))","v":""},{"$f":"IF(AD955=\"\",\"\",IF(AD955=\"\",\"\",VLOOKUP($AH955,'Vmáx(material) - Tab.4.3'!$R$35:$X$41,7)))","v":""},{"$f":"IF(AD955=\"\",\"\",IF(AE955=1,FCi(J955,AK955),FTr(J955,AJ955,AK955)))","v":""},"",{"$f":"IF(AD955=\"\",\"\",Hw(BH955,BI955,BJ955,BK955,BL955,BM955,Z,BN955,AO955,AK955))","v":""},"","","","",{"$f":"IF(AD955=\"\",\"\",ho(BT955,AK955,AX955))","v":""},{"$f":"IF(AD955=\"\",\"\",IF(AE955=1,PeriCi(AK955,BB955),PeriTr(AJ955,AN955,BB955)))","v":""},{"$f":"IF(AD955=\"\",\"\",IF(AE955=1,AreaCi(AK955,BB955),AreaTr(AJ955,AN955,BB955)))","v":""},{"$f":"IF(AD955=\"\",\"\",RhCi(BW955,BV955))","v":""},"",{"$f":"IF(AD955=\"\",\"\",hf(AL955,J955,AM955,BW955,BX955))","v":""},{"$f":"IF(AD955=\"\",\"\",LOOKUP(AP955,Tab.4.5!$J$6:$J$27,Tab.4.5!$L$6:$L$27))","v":""},{"$f":"IF(AD955=\"\",\"\",He(CA955,BY955))","v":""},{"$f":"IF(AD955=\"\",\"\",Hs(BY955))","v":""},{"$f":"IF(AD955=\"\",\"\",Hm(BU955,BZ955,CB955,CC955,AL955,AO955))","v":""},"","","","","","",null,null,null,null,null,null,null,null,null,null,null,null,null,null,null,0,0,0,0,0,{"$f":"IF(CK955=\"\",\"\",IF(CL955=1,YcCi(CR955,J955),YcTr(J955,CQ955,CU955)))","v":""},{"$f":"IF(CK955=\"\",\"\",IF(CL955=1,Teta1(DE955,CR955),\"-\"))","v":""},"","",{"$f":"IF(CK955=\"\",\"\",IF(CL955=1,Ynci(CR955,J955,CT955,CV955),YnTr(1,CT955,CQ955,CU955,CV955,J955)))","v":""},{"$f":"IF(CK955=\"\",\"\",IF(CL955=1,Teta1(DI955,CR955),\"-\"))","v":""},{"$f":"IF(CK955=\"\",\"\",IF(CL955=1,AreaCi(CR955,J955),AreaTr(CQ955,CU955,DI955)))","v":""},{"$f":"IF(CK955=\"\",\"\",IF(CL955=1,FrCi(DM955,9.806,DJ955,CR955),FrTr(DM955,9.806,CQ955,CU955,DI955)))","v":""},"",{"$f":"IF(CK955=\"\",\"\",IF(CL955=1,LOOKUP(CP955,'Vmáx(material) - Tab.4.3'!$L$2:$L$11,'Vmáx(material) - Tab.4.3'!$M$2:$M$11),LOOKUP(CP955,'Vmáx(material) - Tab.4.3'!$L$15,'Vmáx(material) - Tab.4.3'!$M$15)))","v":""},{"$f":"IF(CK955=\"\",\"\",VLOOKUP($CO955,'Vmáx(material) - Tab.4.3'!$R$35:$X$41,2))","v":""},{"$f":"IF(CK955=\"\",\"\",VLOOKUP($CO955,'Vmáx(material) - Tab.4.3'!$R$35:$X$41,3))","v":""},{"$f":"IF(CK955=\"\",\"\",VLOOKUP($CO955,'Vmáx(material) - Tab.4.3'!$R$35:$X$41,4))","v":""},{"$f":"IF(CK955=\"\",\"\",VLOOKUP($CO955,'Vmáx(material) - Tab.4.3'!$R$35:$X$41,5))","v":""},{"$f":"IF(CK955=\"\",\"\",VLOOKUP($CO955,'Vmáx(material) - Tab.4.3'!$R$35:$X$41,6))","v":""},{"$f":"IF(CK955=\"\",\"\",IF(CK955=\"\",\"\",VLOOKUP(CO955,'Vmáx(material) - Tab.4.3'!$R$35:$X$41,7)))","v":""},{"$f":"IF(CK955=\"\",\"\",IF(CL955=1,FCi(J955,CR955),FTr(J955,CQ955,CR955)))","v":""},"",{"$f":"IF(CK955=\"\",\"\",Hw(DO955,DP955,DQ955,DR955,DS955,DT955,Z,DU955,CV955,CR955))","v":""},"","","","","",{"$f":"IF(CK955=\"\",\"\",IF(CL955=1,PeriCi(CR955,DI955),PeriTr(CQ955,CU955,DI955)))","v":""},{"$f":"IF(CK955=\"\",\"\",IF(CL955=1,AreaCi(CR955,DI955),AreaTr(CQ955,CU955,DI955)))","v":""},{"$f":"IF(CK955=\"\",\"\",RhCi(DK955,EC955))","v":""},"",{"$f":"IF(CK955=\"\",\"\",hf(CS955,J955,CT955,DK955,EE955))","v":""},{"$f":"IF(CK955=\"\",\"\",LOOKUP(CW955,Tab.4.5!$J$6:$J$27,Tab.4.5!$L$6:$L$27))","v":""},{"$f":"IF(CK955=\"\",\"\",He(EH955,DM955))","v":""},{"$f":"IF(CK955=\"\",\"\",Hs(DM955))","v":""},{"$f":"IF(CK955=\"\",\"\",Hm(EB955,EG955,EI955,EJ955,CS955,CV955))","v":""},"","","","","","","K45+-45000 () ",{"$f":"IF(B955=\"Existe.\",IF(AE955=1,CONCATENATE(#REF!,AK955,\" m.\"),CONCATENATE(#REF!,AJ955,\" m x \",AK955,\" m.\")),IF(CL955=1,CONCATENATE(#REF!,CR955,\" m.\"),CONCATENATE(#REF!,CQ955,\" m x \",CR955,\" m.\")))","v":{"$error":"#REF!"}},"Concreto, L =  m, S = 0 %.","Cota clave eje= 0 msnm.",null,null,null,"","","","","",{"$f":"IF(EV955=\"\",\"\",VLOOKUP(EY955,'Estructura escalonada'!$D$3:$H$953,2))","v":""},"","","","","",""]
[null,null,null,null,null,null,null,null,null,null,null,0,null,0,null,null,null,null,null,null,{"$f":"IF(K956=\"No\",\"\",IF(O956=\"\",YcCi(P956,N956),YcTr(N956,O956,S956)))","v":{"$error":"#VALUE!"}},{"$f":"IF(K956=\"No\",\"\",IF(O956=\"\",Teta1(U956,P956),\"-\"))","v":{"$error":"#VALUE!"}},{"$error":"#VALUE!"},{"$error":"#VALUE!"},{"$f":"IF(K956=\"No\",\"\",IF(O956=\"\",Ynci(P956,N956,R956,T956),YnTr(1,R956,O956,S956,T956,N956)))","v":{"$error":"#VALUE!"}},{"$f":"IF(K956=\"No\",\"\",IF(O956=\"\",Teta1(Y956,P956),\"-\"))","v":{"$error":"#VALUE!"}},{"$f":"IF(K956=\"No\",\"\",IF(O956=\"\",AreaCi(P956,Y956),AreaTr(O956,S956,Y956)))","v":{"$error":"#VALUE!"}},{"$f":"IF(K956=\"No\",\"\",IF(O956=\"\",FrCi(AC956,9.806,Z956,P956),FrTr(AC956,9.806,O956,S956,Y956)))","v":{"$error":"#VALUE!"}},{"$error":"#VALUE!"},null,null,null,null,null,null,null,null,null,null,null,null,null,null,null,0,0,"","","",{"$f":"IF(AD956=\"\",\"\",IF(AE956=1,YcCi(AK956,J956),YcTr(J956,AJ956,AN956)))","v":""},{"$f":"IF(AD956=\"\",\"\",IF(AE956=1,Teta1(AX956,AK956),\"-\"))","v":""},{"$f":"IF(AD956=\"\",\"\",IF(AE956=1,AreaCi(AK956,AX956),AreaTr(AJ956,AN956,AX956)))","v":""},"",{"$f":"IF(AD956=\"\",\"\",IF(AE956=1,Ynci(AK956,J956,AM956,AO956),YnTr(1,AM956,AJ956,AN956,AO956,J956)))","v":""},{"$f":"IF(AD956=\"\",\"\",IF(AE956=1,Teta1(BB956,AK956),\"-\"))","v":""},{"$f":"IF(AD956=\"\",\"\",IF(AE956=1,AreaCi(AK956,BB956),AreaTr(AJ956,AN956,BB956)))","v":""},{"$f":"IF(AD956=\"\",\"\",IF(AE956=1,FrCi(BF956,9.806,BC956,AK956),FrTr(BF956,9.806,AJ956,AN956,BB956)))","v":""},"",{"$f":"IF(AD956=\"\",\"\",IF(AE956=1,LOOKUP(AI956,'Vmáx(material) - Tab.4.3'!$L$2:$L$11,'Vmáx(material) - Tab.4.3'!$M$2:$M$11),LOOKUP(AI956,'Vmáx(material) - Tab.4.3'!$L$15,'Vmáx(material) - Tab.4.3'!$M$15)))","v":""},{"$f":"IF(AD956=\"\",\"\",VLOOKUP($AH956,'Vmáx(material) - Tab.4.3'!$R$35:$X$41,2))","v":""},{"$f":"IF(AD956=\"\",\"\",VLOOKUP($AH956,'Vmáx(material) - Tab.4.3'!$R$35:$X$41,3))","v":""},{"$f":"IF(AD956=\"\",\"\",VLOOKUP($AH956,'Vmáx(material) - Tab.4.3'!$R$35:$X$41,4))","v":""},{"$f":"IF(AD956=\"\",\"\",VLOOKUP($AH956,'Vmáx(material) - Tab.4.3'!$R$35:$X$41,5))","v":""},{"$f":"IF(AD956=\"\",\"\",VLOOKUP($AH956,'Vmáx(material) - Tab.4.3'!$R$35:$X$41,6))","v":""},{"$f":"IF(AD956=\"\",\"\",IF(AD956=\"\",\"\",VLOOKUP($AH956,'Vmáx(material) - Tab.4.3'!$R$35:$X$41,7)))","v":""},{"$f":"IF(AD956=\"\",\"\",IF(AE956=1,FCi(J956,AK956),FTr(J956,AJ956,AK956)))","v":""},"",{"$f":"IF(AD956=\"\",\"\",Hw(BH956,BI956,BJ956,BK956,BL956,BM956,Z,BN956,AO956,AK956))","v":""},"","","","",{"$f":"IF(AD956=\"\",\"\",ho(BT956,AK956,AX956))","v":""},{"$f":"IF(AD956=\"\",\"\",IF(AE956=1,PeriCi(AK956,BB956),PeriTr(AJ956,AN956,BB956)))","v":""},{"$f":"IF(AD956=\"\",\"\",IF(AE956=1,AreaCi(AK956,BB956),AreaTr(AJ956,AN956,BB956)))","v":""},{"$f":"IF(AD956=\"\",\"\",RhCi(BW956,BV956))","v":""},"",{"$f":"IF(AD956=\"\",\"\",hf(AL956,J956,AM956,BW956,BX956))","v":""},{"$f":"IF(AD956=\"\",\"\",LOOKUP(AP956,Tab.4.5!$J$6:$J$27,Tab.4.5!$L$6:$L$27))","v":""},{"$f":"IF(AD956=\"\",\"\",He(CA956,BY956))","v":""},{"$f":"IF(AD956=\"\",\"\",Hs(BY956))","v":""},{"$f":"IF(AD956=\"\",\"\",Hm(BU956,BZ956,CB956,CC956,AL956,AO956))","v":""},"","","","","","",null,null,null,null,null,null,null,null,null,null,null,null,null,null,null,0,0,0,0,0,{"$f":"IF(CK956=\"\",\"\",IF(CL956=1,YcCi(CR956,J956),YcTr(J956,CQ956,CU956)))","v":""},{"$f":"IF(CK956=\"\",\"\",IF(CL956=1,Teta1(DE956,CR956),\"-\"))","v":""},"","",{"$f":"IF(CK956=\"\",\"\",IF(CL956=1,Ynci(CR956,J956,CT956,CV956),YnTr(1,CT956,CQ956,CU956,CV956,J956)))","v":""},{"$f":"IF(CK956=\"\",\"\",IF(CL956=1,Teta1(DI956,CR956),\"-\"))","v":""},{"$f":"IF(CK956=\"\",\"\",IF(CL956=1,AreaCi(CR956,J956),AreaTr(CQ956,CU956,DI956)))","v":""},{"$f":"IF(CK956=\"\",\"\",IF(CL956=1,FrCi(DM956,9.806,DJ956,CR956),FrTr(DM956,9.806,CQ956,CU956,DI956)))","v":""},"",{"$f":"IF(CK956=\"\",\"\",IF(CL956=1,LOOKUP(CP956,'Vmáx(material) - Tab.4.3'!$L$2:$L$11,'Vmáx(material) - Tab.4.3'!$M$2:$M$11),LOOKUP(CP956,'Vmáx(material) - Tab.4.3'!$L$15,'Vmáx(material) - Tab.4.3'!$M$15)))","v":""},{"$f":"IF(CK956=\"\",\"\",VLOOKUP($CO956,'Vmáx(material) - Tab.4.3'!$R$35:$X$41,2))","v":""},{"$f":"IF(CK956=\"\",\"\",VLOOKUP($CO956,'Vmáx(material) - Tab.4.3'!$R$35:$X$41,3))","v":""},{"$f":"IF(CK956=\"\",\"\",VLOOKUP($CO956,'Vmáx(material) - Tab.4.3'!$R$35:$X$41,4))","v":""},{"$f":"IF(CK956=\"\",\"\",VLOOKUP($CO956,'Vmáx(material) - Tab.4.3'!$R$35:$X$41,5))","v":""},{"$f":"IF(CK956=\"\",\"\",VLOOKUP($CO956,'Vmáx(material) - Tab.4.3'!$R$35:$X$41,6))","v":""},{"$f":"IF(CK956=\"\",\"\",IF(CK956=\"\",\"\",VLOOKUP(CO956,'Vmáx(material) - Tab.4.3'!$R$35:$X$41,7)))","v":""},{"$f":"IF(CK956=\"\",\"\",IF(CL956=1,FCi(J956,CR956),FTr(J956,CQ956,CR956)))","v":""},"",{"$f":"IF(CK956=\"\",\"\",Hw(DO956,DP956,DQ956,DR956,DS956,DT956,Z,DU956,CV956,CR956))","v":""},"","","","","",{"$f":"IF(CK956=\"\",\"\",IF(CL956=1,PeriCi(CR956,DI956),PeriTr(CQ956,CU956,DI956)))","v":""},{"$f":"IF(CK956=\"\",\"\",IF(CL956=1,AreaCi(CR956,DI956),AreaTr(CQ956,CU956,DI956)))","v":""},{"$f":"IF(CK956=\"\",\"\",RhCi(DK956,EC956))","v":""},"",{"$f":"IF(CK956=\"\",\"\",hf(CS956,J956,CT956,DK956,EE956))","v":""},{"$f":"IF(CK956=\"\",\"\",LOOKUP(CW956,Tab.4.5!$J$6:$J$27,Tab.4.5!$L$6:$L$27))","v":""},{"$f":"IF(CK956=\"\",\"\",He(EH956,DM956))","v":""},{"$f":"IF(CK956=\"\",\"\",Hs(DM956))","v":""},{"$f":"IF(CK956=\"\",\"\",Hm(EB956,EG956,EI956,EJ956,CS956,CV956))","v":""},"","","","","","","K45+-45000 () ",{"$f":"IF(B956=\"Existe.\",IF(AE956=1,CONCATENATE(#REF!,AK956,\" m.\"),CONCATENATE(#REF!,AJ956,\" m x \",AK956,\" m.\")),IF(CL956=1,CONCATENATE(#REF!,CR956,\" m.\"),CONCATENATE(#REF!,CQ956,\" m x \",CR956,\" m.\")))","v":{"$error":"#REF!"}},"Concreto, L =  m, S = 0 %.","Cota clave eje= 0 msnm.",null,null,null,"","","","","",{"$f":"IF(EV956=\"\",\"\",VLOOKUP(EY956,'Estructura escalonada'!$D$3:$H$953,2))","v":""},"","","","","",""]
[null,null,null,null,null,null,null,null,null,null,null,0,null,0,null,null,null,null,null,null,{"$f":"IF(K957=\"No\",\"\",IF(O957=\"\",YcCi(P957,N957),YcTr(N957,O957,S957)))","v":{"$error":"#VALUE!"}},{"$f":"IF(K957=\"No\",\"\",IF(O957=\"\",Teta1(U957,P957),\"-\"))","v":{"$error":"#VALUE!"}},{"$error":"#VALUE!"},{"$error":"#VALUE!"},{"$f":"IF(K957=\"No\",\"\",IF(O957=\"\",Ynci(P957,N957,R957,T957),YnTr(1,R957,O957,S957,T957,N957)))","v":{"$error":"#VALUE!"}},{"$f":"IF(K957=\"No\",\"\",IF(O957=\"\",Teta1(Y957,P957),\"-\"))","v":{"$error":"#VALUE!"}},{"$f":"IF(K957=\"No\",\"\",IF(O957=\"\",AreaCi(P957,Y957),AreaTr(O957,S957,Y957)))","v":{"$error":"#VALUE!"}},{"$f":"IF(K957=\"No\",\"\",IF(O957=\"\",FrCi(AC957,9.806,Z957,P957),FrTr(AC957,9.806,O957,S957,Y957)))","v":{"$error":"#VALUE!"}},{"$error":"#VALUE!"},null,null,null,null,null,null,null,null,null,null,null,null,null,null,null,0,0,"","","",{"$f":"IF(AD957=\"\",\"\",IF(AE957=1,YcCi(AK957,J957),YcTr(J957,AJ957,AN957)))","v":""},{"$f":"IF(AD957=\"\",\"\",IF(AE957=1,Teta1(AX957,AK957),\"-\"))","v":""},{"$f":"IF(AD957=\"\",\"\",IF(AE957=1,AreaCi(AK957,AX957),AreaTr(AJ957,AN957,AX957)))","v":""},"",{"$f":"IF(AD957=\"\",\"\",IF(AE957=1,Ynci(AK957,J957,AM957,AO957),YnTr(1,AM957,AJ957,AN957,AO957,J957)))","v":""},{"$f":"IF(AD957=\"\",\"\",IF(AE957=1,Teta1(BB957,AK957),\"-\"))","v":""},{"$f":"IF(AD957=\"\",\"\",IF(AE957=1,AreaCi(AK957,BB957),AreaTr(AJ957,AN957,BB957)))","v":""},{"$f":"IF(AD957=\"\",\"\",IF(AE957=1,FrCi(BF957,9.806,BC957,AK957),FrTr(BF957,9.806,AJ957,AN957,BB957)))","v":""},"",{"$f":"IF(AD957=\"\",\"\",IF(AE957=1,LOOKUP(AI957,'Vmáx(material) - Tab.4.3'!$L$2:$L$11,'Vmáx(material) - Tab.4.3'!$M$2:$M$11),LOOKUP(AI957,'Vmáx(material) - Tab.4.3'!$L$15,'Vmáx(material) - Tab.4.3'!$M$15)))","v":""},{"$f":"IF(AD957=\"\",\"\",VLOOKUP($AH957,'Vmáx(material) - Tab.4.3'!$R$35:$X$41,2))","v":""},{"$f":"IF(AD957=\"\",\"\",VLOOKUP($AH957,'Vmáx(material) - Tab.4.3'!$R$35:$X$41,3))","v":""},{"$f":"IF(AD957=\"\",\"\",VLOOKUP($AH957,'Vmáx(material) - Tab.4.3'!$R$35:$X$41,4))","v":""},{"$f":"IF(AD957=\"\",\"\",VLOOKUP($AH957,'Vmáx(material) - Tab.4.3'!$R$35:$X$41,5))","v":""},{"$f":"IF(AD957=\"\",\"\",VLOOKUP($AH957,'Vmáx(material) - Tab.4.3'!$R$35:$X$41,6))","v":""},{"$f":"IF(AD957=\"\",\"\",IF(AD957=\"\",\"\",VLOOKUP($AH957,'Vmáx(material) - Tab.4.3'!$R$35:$X$41,7)))","v":""},{"$f":"IF(AD957=\"\",\"\",IF(AE957=1,FCi(J957,AK957),FTr(J957,AJ957,AK957)))","v":""},"",{"$f":"IF(AD957=\"\",\"\",Hw(BH957,BI957,BJ957,BK957,BL957,BM957,Z,BN957,AO957,AK957))","v":""},"","","","",{"$f":"IF(AD957=\"\",\"\",ho(BT957,AK957,AX957))","v":""},{"$f":"IF(AD957=\"\",\"\",IF(AE957=1,PeriCi(AK957,BB957),PeriTr(AJ957,AN957,BB957)))","v":""},{"$f":"IF(AD957=\"\",\"\",IF(AE957=1,AreaCi(AK957,BB957),AreaTr(AJ957,AN957,BB957)))","v":""},{"$f":"IF(AD957=\"\",\"\",RhCi(BW957,BV957))","v":""},"",{"$f":"IF(AD957=\"\",\"\",hf(AL957,J957,AM957,BW957,BX957))","v":""},{"$f":"IF(AD957=\"\",\"\",LOOKUP(AP957,Tab.4.5!$J$6:$J$27,Tab.4.5!$L$6:$L$27))","v":""},{"$f":"IF(AD957=\"\",\"\",He(CA957,BY957))","v":""},{"$f":"IF(AD957=\"\",\"\",Hs(BY957))","v":""},{"$f":"IF(AD957=\"\",\"\",Hm(BU957,BZ957,CB957,CC957,AL957,AO957))","v":""},"","","","","","",null,null,null,null,null,null,null,null,null,null,null,null,null,null,null,0,0,0,0,0,{"$f":"IF(CK957=\"\",\"\",IF(CL957=1,YcCi(CR957,J957),YcTr(J957,CQ957,CU957)))","v":""},{"$f":"IF(CK957=\"\",\"\",IF(CL957=1,Teta1(DE957,CR957),\"-\"))","v":""},"","",{"$f":"IF(CK957=\"\",\"\",IF(CL957=1,Ynci(CR957,J957,CT957,CV957),YnTr(1,CT957,CQ957,CU957,CV957,J957)))","v":""},{"$f":"IF(CK957=\"\",\"\",IF(CL957=1,Teta1(DI957,CR957),\"-\"))","v":""},{"$f":"IF(CK957=\"\",\"\",IF(CL957=1,AreaCi(CR957,J957),AreaTr(CQ957,CU957,DI957)))","v":""},{"$f":"IF(CK957=\"\",\"\",IF(CL957=1,FrCi(DM957,9.806,DJ957,CR957),FrTr(DM957,9.806,CQ957,CU957,DI957)))","v":""},"",{"$f":"IF(CK957=\"\",\"\",IF(CL957=1,LOOKUP(CP957,'Vmáx(material) - Tab.4.3'!$L$2:$L$11,'Vmáx(material) - Tab.4.3'!$M$2:$M$11),LOOKUP(CP957,'Vmáx(material) - Tab.4.3'!$L$15,'Vmáx(material) - Tab.4.3'!$M$15)))","v":""},{"$f":"IF(CK957=\"\",\"\",VLOOKUP($CO957,'Vmáx(material) - Tab.4.3'!$R$35:$X$41,2))","v":""},{"$f":"IF(CK957=\"\",\"\",VLOOKUP($CO957,'Vmáx(material) - Tab.4.3'!$R$35:$X$41,3))","v":""},{"$f":"IF(CK957=\"\",\"\",VLOOKUP($CO957,'Vmáx(material) - Tab.4.3'!$R$35:$X$41,4))","v":""},{"$f":"IF(CK957=\"\",\"\",VLOOKUP($CO957,'Vmáx(material) - Tab.4.3'!$R$35:$X$41,5))","v":""},{"$f":"IF(CK957=\"\",\"\",VLOOKUP($CO957,'Vmáx(material) - Tab.4.3'!$R$35:$X$41,6))","v":""},{"$f":"IF(CK957=\"\",\"\",IF(CK957=\"\",\"\",VLOOKUP(CO957,'Vmáx(material) - Tab.4.3'!$R$35:$X$41,7)))","v":""},{"$f":"IF(CK957=\"\",\"\",IF(CL957=1,FCi(J957,CR957),FTr(J957,CQ957,CR957)))","v":""},"",{"$f":"IF(CK957=\"\",\"\",Hw(DO957,DP957,DQ957,DR957,DS957,DT957,Z,DU957,CV957,CR957))","v":""},"","","","","",{"$f":"IF(CK957=\"\",\"\",IF(CL957=1,PeriCi(CR957,DI957),PeriTr(CQ957,CU957,DI957)))","v":""},{"$f":"IF(CK957=\"\",\"\",IF(CL957=1,AreaCi(CR957,DI957),AreaTr(CQ957,CU957,DI957)))","v":""},{"$f":"IF(CK957=\"\",\"\",RhCi(DK957,EC957))","v":""},"",{"$f":"IF(CK957=\"\",\"\",hf(CS957,J957,CT957,DK957,EE957))","v":""},{"$f":"IF(CK957=\"\",\"\",LOOKUP(CW957,Tab.4.5!$J$6:$J$27,Tab.4.5!$L$6:$L$27))","v":""},{"$f":"IF(CK957=\"\",\"\",He(EH957,DM957))","v":""},{"$f":"IF(CK957=\"\",\"\",Hs(DM957))","v":""},{"$f":"IF(CK957=\"\",\"\",Hm(EB957,EG957,EI957,EJ957,CS957,CV957))","v":""},"","","","","","","K45+-45000 () ",{"$f":"IF(B957=\"Existe.\",IF(AE957=1,CONCATENATE(#REF!,AK957,\" m.\"),CONCATENATE(#REF!,AJ957,\" m x \",AK957,\" m.\")),IF(CL957=1,CONCATENATE(#REF!,CR957,\" m.\"),CONCATENATE(#REF!,CQ957,\" m x \",CR957,\" m.\")))","v":{"$error":"#REF!"}},"Concreto, L =  m, S = 0 %.","Cota clave eje= 0 msnm.",null,null,null,"","","","","",{"$f":"IF(EV957=\"\",\"\",VLOOKUP(EY957,'Estructura escalonada'!$D$3:$H$953,2))","v":""},"","","","","",""]
[null,null,null,null,null,null,null,null,null,null,null,0,null,0,null,null,null,null,null,null,{"$f":"IF(K958=\"No\",\"\",IF(O958=\"\",YcCi(P958,N958),YcTr(N958,O958,S958)))","v":{"$error":"#VALUE!"}},{"$f":"IF(K958=\"No\",\"\",IF(O958=\"\",Teta1(U958,P958),\"-\"))","v":{"$error":"#VALUE!"}},{"$error":"#VALUE!"},{"$error":"#VALUE!"},{"$f":"IF(K958=\"No\",\"\",IF(O958=\"\",Ynci(P958,N958,R958,T958),YnTr(1,R958,O958,S958,T958,N958)))","v":{"$error":"#VALUE!"}},{"$f":"IF(K958=\"No\",\"\",IF(O958=\"\",Teta1(Y958,P958),\"-\"))","v":{"$error":"#VALUE!"}},{"$f":"IF(K958=\"No\",\"\",IF(O958=\"\",AreaCi(P958,Y958),AreaTr(O958,S958,Y958)))","v":{"$error":"#VALUE!"}},{"$f":"IF(K958=\"No\",\"\",IF(O958=\"\",FrCi(AC958,9.806,Z958,P958),FrTr(AC958,9.806,O958,S958,Y958)))","v":{"$error":"#VALUE!"}},{"$error":"#VALUE!"},null,null,null,null,null,null,null,null,null,null,null,null,null,null,null,0,0,"","","",{"$f":"IF(AD958=\"\",\"\",IF(AE958=1,YcCi(AK958,J958),YcTr(J958,AJ958,AN958)))","v":""},{"$f":"IF(AD958=\"\",\"\",IF(AE958=1,Teta1(AX958,AK958),\"-\"))","v":""},{"$f":"IF(AD958=\"\",\"\",IF(AE958=1,AreaCi(AK958,AX958),AreaTr(AJ958,AN958,AX958)))","v":""},"",{"$f":"IF(AD958=\"\",\"\",IF(AE958=1,Ynci(AK958,J958,AM958,AO958),YnTr(1,AM958,AJ958,AN958,AO958,J958)))","v":""},{"$f":"IF(AD958=\"\",\"\",IF(AE958=1,Teta1(BB958,AK958),\"-\"))","v":""},{"$f":"IF(AD958=\"\",\"\",IF(AE958=1,AreaCi(AK958,BB958),AreaTr(AJ958,AN958,BB958)))","v":""},{"$f":"IF(AD958=\"\",\"\",IF(AE958=1,FrCi(BF958,9.806,BC958,AK958),FrTr(BF958,9.806,AJ958,AN958,BB958)))","v":""},"",{"$f":"IF(AD958=\"\",\"\",IF(AE958=1,LOOKUP(AI958,'Vmáx(material) - Tab.4.3'!$L$2:$L$11,'Vmáx(material) - Tab.4.3'!$M$2:$M$11),LOOKUP(AI958,'Vmáx(material) - Tab.4.3'!$L$15,'Vmáx(material) - Tab.4.3'!$M$15)))","v":""},{"$f":"IF(AD958=\"\",\"\",VLOOKUP($AH958,'Vmáx(material) - Tab.4.3'!$R$35:$X$41,2))","v":""},{"$f":"IF(AD958=\"\",\"\",VLOOKUP($AH958,'Vmáx(material) - Tab.4.3'!$R$35:$X$41,3))","v":""},{"$f":"IF(AD958=\"\",\"\",VLOOKUP($AH958,'Vmáx(material) - Tab.4.3'!$R$35:$X$41,4))","v":""},{"$f":"IF(AD958=\"\",\"\",VLOOKUP($AH958,'Vmáx(material) - Tab.4.3'!$R$35:$X$41,5))","v":""},{"$f":"IF(AD958=\"\",\"\",VLOOKUP($AH958,'Vmáx(material) - Tab.4.3'!$R$35:$X$41,6))","v":""},{"$f":"IF(AD958=\"\",\"\",IF(AD958=\"\",\"\",VLOOKUP($AH958,'Vmáx(material) - Tab.4.3'!$R$35:$X$41,7)))","v":""},{"$f":"IF(AD958=\"\",\"\",IF(AE958=1,FCi(J958,AK958),FTr(J958,AJ958,AK958)))","v":""},"",{"$f":"IF(AD958=\"\",\"\",Hw(BH958,BI958,BJ958,BK958,BL958,BM958,Z,BN958,AO958,AK958))","v":""},"","","","",{"$f":"IF(AD958=\"\",\"\",ho(BT958,AK958,AX958))","v":""},{"$f":"IF(AD958=\"\",\"\",IF(AE958=1,PeriCi(AK958,BB958),PeriTr(AJ958,AN958,BB958)))","v":""},{"$f":"IF(AD958=\"\",\"\",IF(AE958=1,AreaCi(AK958,BB958),AreaTr(AJ958,AN958,BB958)))","v":""},{"$f":"IF(AD958=\"\",\"\",RhCi(BW958,BV958))","v":""},"",{"$f":"IF(AD958=\"\",\"\",hf(AL958,J958,AM958,BW958,BX958))","v":""},{"$f":"IF(AD958=\"\",\"\",LOOKUP(AP958,Tab.4.5!$J$6:$J$27,Tab.4.5!$L$6:$L$27))","v":""},{"$f":"IF(AD958=\"\",\"\",He(CA958,BY958))","v":""},{"$f":"IF(AD958=\"\",\"\",Hs(BY958))","v":""},{"$f":"IF(AD958=\"\",\"\",Hm(BU958,BZ958,CB958,CC958,AL958,AO958))","v":""},"","","","","","",null,null,null,null,null,null,null,null,null,null,null,null,null,null,null,0,0,0,0,0,{"$f":"IF(CK958=\"\",\"\",IF(CL958=1,YcCi(CR958,J958),YcTr(J958,CQ958,CU958)))","v":""},{"$f":"IF(CK958=\"\",\"\",IF(CL958=1,Teta1(DE958,CR958),\"-\"))","v":""},"","",{"$f":"IF(CK958=\"\",\"\",IF(CL958=1,Ynci(CR958,J958,CT958,CV958),YnTr(1,CT958,CQ958,CU958,CV958,J958)))","v":""},{"$f":"IF(CK958=\"\",\"\",IF(CL958=1,Teta1(DI958,CR958),\"-\"))","v":""},{"$f":"IF(CK958=\"\",\"\",IF(CL958=1,AreaCi(CR958,J958),AreaTr(CQ958,CU958,DI958)))","v":""},{"$f":"IF(CK958=\"\",\"\",IF(CL958=1,FrCi(DM958,9.806,DJ958,CR958),FrTr(DM958,9.806,CQ958,CU958,DI958)))","v":""},"",{"$f":"IF(CK958=\"\",\"\",IF(CL958=1,LOOKUP(CP958,'Vmáx(material) - Tab.4.3'!$L$2:$L$11,'Vmáx(material) - Tab.4.3'!$M$2:$M$11),LOOKUP(CP958,'Vmáx(material) - Tab.4.3'!$L$15,'Vmáx(material) - Tab.4.3'!$M$15)))","v":""},{"$f":"IF(CK958=\"\",\"\",VLOOKUP($CO958,'Vmáx(material) - Tab.4.3'!$R$35:$X$41,2))","v":""},{"$f":"IF(CK958=\"\",\"\",VLOOKUP($CO958,'Vmáx(material) - Tab.4.3'!$R$35:$X$41,3))","v":""},{"$f":"IF(CK958=\"\",\"\",VLOOKUP($CO958,'Vmáx(material) - Tab.4.3'!$R$35:$X$41,4))","v":""},{"$f":"IF(CK958=\"\",\"\",VLOOKUP($CO958,'Vmáx(material) - Tab.4.3'!$R$35:$X$41,5))","v":""},{"$f":"IF(CK958=\"\",\"\",VLOOKUP($CO958,'Vmáx(material) - Tab.4.3'!$R$35:$X$41,6))","v":""},{"$f":"IF(CK958=\"\",\"\",IF(CK958=\"\",\"\",VLOOKUP(CO958,'Vmáx(material) - Tab.4.3'!$R$35:$X$41,7)))","v":""},{"$f":"IF(CK958=\"\",\"\",IF(CL958=1,FCi(J958,CR958),FTr(J958,CQ958,CR958)))","v":""},"",{"$f":"IF(CK958=\"\",\"\",Hw(DO958,DP958,DQ958,DR958,DS958,DT958,Z,DU958,CV958,CR958))","v":""},"","","","","",{"$f":"IF(CK958=\"\",\"\",IF(CL958=1,PeriCi(CR958,DI958),PeriTr(CQ958,CU958,DI958)))","v":""},{"$f":"IF(CK958=\"\",\"\",IF(CL958=1,AreaCi(CR958,DI958),AreaTr(CQ958,CU958,DI958)))","v":""},{"$f":"IF(CK958=\"\",\"\",RhCi(DK958,EC958))","v":""},"",{"$f":"IF(CK958=\"\",\"\",hf(CS958,J958,CT958,DK958,EE958))","v":""},{"$f":"IF(CK958=\"\",\"\",LOOKUP(CW958,Tab.4.5!$J$6:$J$27,Tab.4.5!$L$6:$L$27))","v":""},{"$f":"IF(CK958=\"\",\"\",He(EH958,DM958))","v":""},{"$f":"IF(CK958=\"\",\"\",Hs(DM958))","v":""},{"$f":"IF(CK958=\"\",\"\",Hm(EB958,EG958,EI958,EJ958,CS958,CV958))","v":""},"","","","","","","K45+-45000 () ",{"$f":"IF(B958=\"Existe.\",IF(AE958=1,CONCATENATE(#REF!,AK958,\" m.\"),CONCATENATE(#REF!,AJ958,\" m x \",AK958,\" m.\")),IF(CL958=1,CONCATENATE(#REF!,CR958,\" m.\"),CONCATENATE(#REF!,CQ958,\" m x \",CR958,\" m.\")))","v":{"$error":"#REF!"}},"Concreto, L =  m, S = 0 %.","Cota clave eje= 0 msnm.",null,null,null,"","","","","",{"$f":"IF(EV958=\"\",\"\",VLOOKUP(EY958,'Estructura escalonada'!$D$3:$H$953,2))","v":""},"","","","","",""]
[null,null,null,null,null,null,null,null,null,null,null,0,null,0,null,null,null,null,null,null,{"$f":"IF(K959=\"No\",\"\",IF(O959=\"\",YcCi(P959,N959),YcTr(N959,O959,S959)))","v":{"$error":"#VALUE!"}},{"$f":"IF(K959=\"No\",\"\",IF(O959=\"\",Teta1(U959,P959),\"-\"))","v":{"$error":"#VALUE!"}},{"$error":"#VALUE!"},{"$error":"#VALUE!"},{"$f":"IF(K959=\"No\",\"\",IF(O959=\"\",Ynci(P959,N959,R959,T959),YnTr(1,R959,O959,S959,T959,N959)))","v":{"$error":"#VALUE!"}},{"$f":"IF(K959=\"No\",\"\",IF(O959=\"\",Teta1(Y959,P959),\"-\"))","v":{"$error":"#VALUE!"}},{"$f":"IF(K959=\"No\",\"\",IF(O959=\"\",AreaCi(P959,Y959),AreaTr(O959,S959,Y959)))","v":{"$error":"#VALUE!"}},{"$f":"IF(K959=\"No\",\"\",IF(O959=\"\",FrCi(AC959,9.806,Z959,P959),FrTr(AC959,9.806,O959,S959,Y959)))","v":{"$error":"#VALUE!"}},{"$error":"#VALUE!"},null,null,null,null,null,null,null,null,null,null,null,null,null,null,null,0,0,"","","",{"$f":"IF(AD959=\"\",\"\",IF(AE959=1,YcCi(AK959,J959),YcTr(J959,AJ959,AN959)))","v":""},{"$f":"IF(AD959=\"\",\"\",IF(AE959=1,Teta1(AX959,AK959),\"-\"))","v":""},{"$f":"IF(AD959=\"\",\"\",IF(AE959=1,AreaCi(AK959,AX959),AreaTr(AJ959,AN959,AX959)))","v":""},"",{"$f":"IF(AD959=\"\",\"\",IF(AE959=1,Ynci(AK959,J959,AM959,AO959),YnTr(1,AM959,AJ959,AN959,AO959,J959)))","v":""},{"$f":"IF(AD959=\"\",\"\",IF(AE959=1,Teta1(BB959,AK959),\"-\"))","v":""},{"$f":"IF(AD959=\"\",\"\",IF(AE959=1,AreaCi(AK959,BB959),AreaTr(AJ959,AN959,BB959)))","v":""},{"$f":"IF(AD959=\"\",\"\",IF(AE959=1,FrCi(BF959,9.806,BC959,AK959),FrTr(BF959,9.806,AJ959,AN959,BB959)))","v":""},"",{"$f":"IF(AD959=\"\",\"\",IF(AE959=1,LOOKUP(AI959,'Vmáx(material) - Tab.4.3'!$L$2:$L$11,'Vmáx(material) - Tab.4.3'!$M$2:$M$11),LOOKUP(AI959,'Vmáx(material) - Tab.4.3'!$L$15,'Vmáx(material) - Tab.4.3'!$M$15)))","v":""},{"$f":"IF(AD959=\"\",\"\",VLOOKUP($AH959,'Vmáx(material) - Tab.4.3'!$R$35:$X$41,2))","v":""},{"$f":"IF(AD959=\"\",\"\",VLOOKUP($AH959,'Vmáx(material) - Tab.4.3'!$R$35:$X$41,3))","v":""},{"$f":"IF(AD959=\"\",\"\",VLOOKUP($AH959,'Vmáx(material) - Tab.4.3'!$R$35:$X$41,4))","v":""},{"$f":"IF(AD959=\"\",\"\",VLOOKUP($AH959,'Vmáx(material) - Tab.4.3'!$R$35:$X$41,5))","v":""},{"$f":"IF(AD959=\"\",\"\",VLOOKUP($AH959,'Vmáx(material) - Tab.4.3'!$R$35:$X$41,6))","v":""},{"$f":"IF(AD959=\"\",\"\",IF(AD959=\"\",\"\",VLOOKUP($AH959,'Vmáx(material) - Tab.4.3'!$R$35:$X$41,7)))","v":""},{"$f":"IF(AD959=\"\",\"\",IF(AE959=1,FCi(J959,AK959),FTr(J959,AJ959,AK959)))","v":""},"",{"$f":"IF(AD959=\"\",\"\",Hw(BH959,BI959,BJ959,BK959,BL959,BM959,Z,BN959,AO959,AK959))","v":""},"","","","",{"$f":"IF(AD959=\"\",\"\",ho(BT959,AK959,AX959))","v":""},{"$f":"IF(AD959=\"\",\"\",IF(AE959=1,PeriCi(AK959,BB959),PeriTr(AJ959,AN959,BB959)))","v":""},{"$f":"IF(AD959=\"\",\"\",IF(AE959=1,AreaCi(AK959,BB959),AreaTr(AJ959,AN959,BB959)))","v":""},{"$f":"IF(AD959=\"\",\"\",RhCi(BW959,BV959))","v":""},"",{"$f":"IF(AD959=\"\",\"\",hf(AL959,J959,AM959,BW959,BX959))","v":""},{"$f":"IF(AD959=\"\",\"\",LOOKUP(AP959,Tab.4.5!$J$6:$J$27,Tab.4.5!$L$6:$L$27))","v":""},{"$f":"IF(AD959=\"\",\"\",He(CA959,BY959))","v":""},{"$f":"IF(AD959=\"\",\"\",Hs(BY959))","v":""},{"$f":"IF(AD959=\"\",\"\",Hm(BU959,BZ959,CB959,CC959,AL959,AO959))","v":""},"","","","","","",null,null,null,null,null,null,null,null,null,null,null,null,null,null,null,0,0,0,0,0,{"$f":"IF(CK959=\"\",\"\",IF(CL959=1,YcCi(CR959,J959),YcTr(J959,CQ959,CU959)))","v":""},{"$f":"IF(CK959=\"\",\"\",IF(CL959=1,Teta1(DE959,CR959),\"-\"))","v":""},"","",{"$f":"IF(CK959=\"\",\"\",IF(CL959=1,Ynci(CR959,J959,CT959,CV959),YnTr(1,CT959,CQ959,CU959,CV959,J959)))","v":""},{"$f":"IF(CK959=\"\",\"\",IF(CL959=1,Teta1(DI959,CR959),\"-\"))","v":""},{"$f":"IF(CK959=\"\",\"\",IF(CL959=1,AreaCi(CR959,J959),AreaTr(CQ959,CU959,DI959)))","v":""},{"$f":"IF(CK959=\"\",\"\",IF(CL959=1,FrCi(DM959,9.806,DJ959,CR959),FrTr(DM959,9.806,CQ959,CU959,DI959)))","v":""},"",{"$f":"IF(CK959=\"\",\"\",IF(CL959=1,LOOKUP(CP959,'Vmáx(material) - Tab.4.3'!$L$2:$L$11,'Vmáx(material) - Tab.4.3'!$M$2:$M$11),LOOKUP(CP959,'Vmáx(material) - Tab.4.3'!$L$15,'Vmáx(material) - Tab.4.3'!$M$15)))","v":""},{"$f":"IF(CK959=\"\",\"\",VLOOKUP($CO959,'Vmáx(material) - Tab.4.3'!$R$35:$X$41,2))","v":""},{"$f":"IF(CK959=\"\",\"\",VLOOKUP($CO959,'Vmáx(material) - Tab.4.3'!$R$35:$X$41,3))","v":""},{"$f":"IF(CK959=\"\",\"\",VLOOKUP($CO959,'Vmáx(material) - Tab.4.3'!$R$35:$X$41,4))","v":""},{"$f":"IF(CK959=\"\",\"\",VLOOKUP($CO959,'Vmáx(material) - Tab.4.3'!$R$35:$X$41,5))","v":""},{"$f":"IF(CK959=\"\",\"\",VLOOKUP($CO959,'Vmáx(material) - Tab.4.3'!$R$35:$X$41,6))","v":""},{"$f":"IF(CK959=\"\",\"\",IF(CK959=\"\",\"\",VLOOKUP(CO959,'Vmáx(material) - Tab.4.3'!$R$35:$X$41,7)))","v":""},{"$f":"IF(CK959=\"\",\"\",IF(CL959=1,FCi(J959,CR959),FTr(J959,CQ959,CR959)))","v":""},"",{"$f":"IF(CK959=\"\",\"\",Hw(DO959,DP959,DQ959,DR959,DS959,DT959,Z,DU959,CV959,CR959))","v":""},"","","","","",{"$f":"IF(CK959=\"\",\"\",IF(CL959=1,PeriCi(CR959,DI959),PeriTr(CQ959,CU959,DI959)))","v":""},{"$f":"IF(CK959=\"\",\"\",IF(CL959=1,AreaCi(CR959,DI959),AreaTr(CQ959,CU959,DI959)))","v":""},{"$f":"IF(CK959=\"\",\"\",RhCi(DK959,EC959))","v":""},"",{"$f":"IF(CK959=\"\",\"\",hf(CS959,J959,CT959,DK959,EE959))","v":""},{"$f":"IF(CK959=\"\",\"\",LOOKUP(CW959,Tab.4.5!$J$6:$J$27,Tab.4.5!$L$6:$L$27))","v":""},{"$f":"IF(CK959=\"\",\"\",He(EH959,DM959))","v":""},{"$f":"IF(CK959=\"\",\"\",Hs(DM959))","v":""},{"$f":"IF(CK959=\"\",\"\",Hm(EB959,EG959,EI959,EJ959,CS959,CV959))","v":""},"","","","","","","K45+-45000 () ",{"$f":"IF(B959=\"Existe.\",IF(AE959=1,CONCATENATE(#REF!,AK959,\" m.\"),CONCATENATE(#REF!,AJ959,\" m x \",AK959,\" m.\")),IF(CL959=1,CONCATENATE(#REF!,CR959,\" m.\"),CONCATENATE(#REF!,CQ959,\" m x \",CR959,\" m.\")))","v":{"$error":"#REF!"}},"Concreto, L =  m, S = 0 %.","Cota clave eje= 0 msnm.",null,null,null,"","","","","",{"$f":"IF(EV959=\"\",\"\",VLOOKUP(EY959,'Estructura escalonada'!$D$3:$H$953,2))","v":""},"","","","","",""]
[null,null,null,null,null,null,null,null,null,null,null,0,null,0,null,null,null,null,null,null,{"$f":"IF(K960=\"No\",\"\",IF(O960=\"\",YcCi(P960,N960),YcTr(N960,O960,S960)))","v":{"$error":"#VALUE!"}},{"$f":"IF(K960=\"No\",\"\",IF(O960=\"\",Teta1(U960,P960),\"-\"))","v":{"$error":"#VALUE!"}},{"$error":"#VALUE!"},{"$error":"#VALUE!"},{"$f":"IF(K960=\"No\",\"\",IF(O960=\"\",Ynci(P960,N960,R960,T960),YnTr(1,R960,O960,S960,T960,N960)))","v":{"$error":"#VALUE!"}},{"$f":"IF(K960=\"No\",\"\",IF(O960=\"\",Teta1(Y960,P960),\"-\"))","v":{"$error":"#VALUE!"}},{"$f":"IF(K960=\"No\",\"\",IF(O960=\"\",AreaCi(P960,Y960),AreaTr(O960,S960,Y960)))","v":{"$error":"#VALUE!"}},{"$f":"IF(K960=\"No\",\"\",IF(O960=\"\",FrCi(AC960,9.806,Z960,P960),FrTr(AC960,9.806,O960,S960,Y960)))","v":{"$error":"#VALUE!"}},{"$error":"#VALUE!"},null,null,null,null,null,null,null,null,null,null,null,null,null,null,null,0,0,"","","",{"$f":"IF(AD960=\"\",\"\",IF(AE960=1,YcCi(AK960,J960),YcTr(J960,AJ960,AN960)))","v":""},{"$f":"IF(AD960=\"\",\"\",IF(AE960=1,Teta1(AX960,AK960),\"-\"))","v":""},{"$f":"IF(AD960=\"\",\"\",IF(AE960=1,AreaCi(AK960,AX960),AreaTr(AJ960,AN960,AX960)))","v":""},"",{"$f":"IF(AD960=\"\",\"\",IF(AE960=1,Ynci(AK960,J960,AM960,AO960),YnTr(1,AM960,AJ960,AN960,AO960,J960)))","v":""},{"$f":"IF(AD960=\"\",\"\",IF(AE960=1,Teta1(BB960,AK960),\"-\"))","v":""},{"$f":"IF(AD960=\"\",\"\",IF(AE960=1,AreaCi(AK960,BB960),AreaTr(AJ960,AN960,BB960)))","v":""},{"$f":"IF(AD960=\"\",\"\",IF(AE960=1,FrCi(BF960,9.806,BC960,AK960),FrTr(BF960,9.806,AJ960,AN960,BB960)))","v":""},"",{"$f":"IF(AD960=\"\",\"\",IF(AE960=1,LOOKUP(AI960,'Vmáx(material) - Tab.4.3'!$L$2:$L$11,'Vmáx(material) - Tab.4.3'!$M$2:$M$11),LOOKUP(AI960,'Vmáx(material) - Tab.4.3'!$L$15,'Vmáx(material) - Tab.4.3'!$M$15)))","v":""},{"$f":"IF(AD960=\"\",\"\",VLOOKUP($AH960,'Vmáx(material) - Tab.4.3'!$R$35:$X$41,2))","v":""},{"$f":"IF(AD960=\"\",\"\",VLOOKUP($AH960,'Vmáx(material) - Tab.4.3'!$R$35:$X$41,3))","v":""},{"$f":"IF(AD960=\"\",\"\",VLOOKUP($AH960,'Vmáx(material) - Tab.4.3'!$R$35:$X$41,4))","v":""},{"$f":"IF(AD960=\"\",\"\",VLOOKUP($AH960,'Vmáx(material) - Tab.4.3'!$R$35:$X$41,5))","v":""},{"$f":"IF(AD960=\"\",\"\",VLOOKUP($AH960,'Vmáx(material) - Tab.4.3'!$R$35:$X$41,6))","v":""},{"$f":"IF(AD960=\"\",\"\",IF(AD960=\"\",\"\",VLOOKUP($AH960,'Vmáx(material) - Tab.4.3'!$R$35:$X$41,7)))","v":""},{"$f":"IF(AD960=\"\",\"\",IF(AE960=1,FCi(J960,AK960),FTr(J960,AJ960,AK960)))","v":""},"",{"$f":"IF(AD960=\"\",\"\",Hw(BH960,BI960,BJ960,BK960,BL960,BM960,Z,BN960,AO960,AK960))","v":""},"","","","",{"$f":"IF(AD960=\"\",\"\",ho(BT960,AK960,AX960))","v":""},{"$f":"IF(AD960=\"\",\"\",IF(AE960=1,PeriCi(AK960,BB960),PeriTr(AJ960,AN960,BB960)))","v":""},{"$f":"IF(AD960=\"\",\"\",IF(AE960=1,AreaCi(AK960,BB960),AreaTr(AJ960,AN960,BB960)))","v":""},{"$f":"IF(AD960=\"\",\"\",RhCi(BW960,BV960))","v":""},"",{"$f":"IF(AD960=\"\",\"\",hf(AL960,J960,AM960,BW960,BX960))","v":""},{"$f":"IF(AD960=\"\",\"\",LOOKUP(AP960,Tab.4.5!$J$6:$J$27,Tab.4.5!$L$6:$L$27))","v":""},{"$f":"IF(AD960=\"\",\"\",He(CA960,BY960))","v":""},{"$f":"IF(AD960=\"\",\"\",Hs(BY960))","v":""},{"$f":"IF(AD960=\"\",\"\",Hm(BU960,BZ960,CB960,CC960,AL960,AO960))","v":""},"","","","","","",null,null,null,null,null,null,null,null,null,null,null,null,null,null,null,0,0,0,0,0,{"$f":"IF(CK960=\"\",\"\",IF(CL960=1,YcCi(CR960,J960),YcTr(J960,CQ960,CU960)))","v":""},{"$f":"IF(CK960=\"\",\"\",IF(CL960=1,Teta1(DE960,CR960),\"-\"))","v":""},"","",{"$f":"IF(CK960=\"\",\"\",IF(CL960=1,Ynci(CR960,J960,CT960,CV960),YnTr(1,CT960,CQ960,CU960,CV960,J960)))","v":""},{"$f":"IF(CK960=\"\",\"\",IF(CL960=1,Teta1(DI960,CR960),\"-\"))","v":""},{"$f":"IF(CK960=\"\",\"\",IF(CL960=1,AreaCi(CR960,J960),AreaTr(CQ960,CU960,DI960)))","v":""},{"$f":"IF(CK960=\"\",\"\",IF(CL960=1,FrCi(DM960,9.806,DJ960,CR960),FrTr(DM960,9.806,CQ960,CU960,DI960)))","v":""},"",{"$f":"IF(CK960=\"\",\"\",IF(CL960=1,LOOKUP(CP960,'Vmáx(material) - Tab.4.3'!$L$2:$L$11,'Vmáx(material) - Tab.4.3'!$M$2:$M$11),LOOKUP(CP960,'Vmáx(material) - Tab.4.3'!$L$15,'Vmáx(material) - Tab.4.3'!$M$15)))","v":""},{"$f":"IF(CK960=\"\",\"\",VLOOKUP($CO960,'Vmáx(material) - Tab.4.3'!$R$35:$X$41,2))","v":""},{"$f":"IF(CK960=\"\",\"\",VLOOKUP($CO960,'Vmáx(material) - Tab.4.3'!$R$35:$X$41,3))","v":""},{"$f":"IF(CK960=\"\",\"\",VLOOKUP($CO960,'Vmáx(material) - Tab.4.3'!$R$35:$X$41,4))","v":""},{"$f":"IF(CK960=\"\",\"\",VLOOKUP($CO960,'Vmáx(material) - Tab.4.3'!$R$35:$X$41,5))","v":""},{"$f":"IF(CK960=\"\",\"\",VLOOKUP($CO960,'Vmáx(material) - Tab.4.3'!$R$35:$X$41,6))","v":""},{"$f":"IF(CK960=\"\",\"\",IF(CK960=\"\",\"\",VLOOKUP(CO960,'Vmáx(material) - Tab.4.3'!$R$35:$X$41,7)))","v":""},{"$f":"IF(CK960=\"\",\"\",IF(CL960=1,FCi(J960,CR960),FTr(J960,CQ960,CR960)))","v":""},"",{"$f":"IF(CK960=\"\",\"\",Hw(DO960,DP960,DQ960,DR960,DS960,DT960,Z,DU960,CV960,CR960))","v":""},"","","","","",{"$f":"IF(CK960=\"\",\"\",IF(CL960=1,PeriCi(CR960,DI960),PeriTr(CQ960,CU960,DI960)))","v":""},{"$f":"IF(CK960=\"\",\"\",IF(CL960=1,AreaCi(CR960,DI960),AreaTr(CQ960,CU960,DI960)))","v":""},{"$f":"IF(CK960=\"\",\"\",RhCi(DK960,EC960))","v":""},"",{"$f":"IF(CK960=\"\",\"\",hf(CS960,J960,CT960,DK960,EE960))","v":""},{"$f":"IF(CK960=\"\",\"\",LOOKUP(CW960,Tab.4.5!$J$6:$J$27,Tab.4.5!$L$6:$L$27))","v":""},{"$f":"IF(CK960=\"\",\"\",He(EH960,DM960))","v":""},{"$f":"IF(CK960=\"\",\"\",Hs(DM960))","v":""},{"$f":"IF(CK960=\"\",\"\",Hm(EB960,EG960,EI960,EJ960,CS960,CV960))","v":""},"","","","","","","K45+-45000 () ",{"$f":"IF(B960=\"Existe.\",IF(AE960=1,CONCATENATE(#REF!,AK960,\" m.\"),CONCATENATE(#REF!,AJ960,\" m x \",AK960,\" m.\")),IF(CL960=1,CONCATENATE(#REF!,CR960,\" m.\"),CONCATENATE(#REF!,CQ960,\" m x \",CR960,\" m.\")))","v":{"$error":"#REF!"}},"Concreto, L =  m, S = 0 %.","Cota clave eje= 0 msnm.",null,null,null,"","","","","",{"$f":"IF(EV960=\"\",\"\",VLOOKUP(EY960,'Estructura escalonada'!$D$3:$H$953,2))","v":""},"","","","","",""]
[null,null,null,null,null,null,null,null,null,null,null,0,null,0,null,null,null,null,null,null,{"$f":"IF(K961=\"No\",\"\",IF(O961=\"\",YcCi(P961,N961),YcTr(N961,O961,S961)))","v":{"$error":"#VALUE!"}},{"$f":"IF(K961=\"No\",\"\",IF(O961=\"\",Teta1(U961,P961),\"-\"))","v":{"$error":"#VALUE!"}},{"$error":"#VALUE!"},{"$error":"#VALUE!"},{"$f":"IF(K961=\"No\",\"\",IF(O961=\"\",Ynci(P961,N961,R961,T961),YnTr(1,R961,O961,S961,T961,N961)))","v":{"$error":"#VALUE!"}},{"$f":"IF(K961=\"No\",\"\",IF(O961=\"\",Teta1(Y961,P961),\"-\"))","v":{"$error":"#VALUE!"}},{"$f":"IF(K961=\"No\",\"\",IF(O961=\"\",AreaCi(P961,Y961),AreaTr(O961,S961,Y961)))","v":{"$error":"#VALUE!"}},{"$f":"IF(K961=\"No\",\"\",IF(O961=\"\",FrCi(AC961,9.806,Z961,P961),FrTr(AC961,9.806,O961,S961,Y961)))","v":{"$error":"#VALUE!"}},{"$error":"#VALUE!"},null,null,null,null,null,null,null,null,null,null,null,null,null,null,null,0,0,"","","",{"$f":"IF(AD961=\"\",\"\",IF(AE961=1,YcCi(AK961,J961),YcTr(J961,AJ961,AN961)))","v":""},{"$f":"IF(AD961=\"\",\"\",IF(AE961=1,Teta1(AX961,AK961),\"-\"))","v":""},{"$f":"IF(AD961=\"\",\"\",IF(AE961=1,AreaCi(AK961,AX961),AreaTr(AJ961,AN961,AX961)))","v":""},"",{"$f":"IF(AD961=\"\",\"\",IF(AE961=1,Ynci(AK961,J961,AM961,AO961),YnTr(1,AM961,AJ961,AN961,AO961,J961)))","v":""},{"$f":"IF(AD961=\"\",\"\",IF(AE961=1,Teta1(BB961,AK961),\"-\"))","v":""},{"$f":"IF(AD961=\"\",\"\",IF(AE961=1,AreaCi(AK961,BB961),AreaTr(AJ961,AN961,BB961)))","v":""},{"$f":"IF(AD961=\"\",\"\",IF(AE961=1,FrCi(BF961,9.806,BC961,AK961),FrTr(BF961,9.806,AJ961,AN961,BB961)))","v":""},"",{"$f":"IF(AD961=\"\",\"\",IF(AE961=1,LOOKUP(AI961,'Vmáx(material) - Tab.4.3'!$L$2:$L$11,'Vmáx(material) - Tab.4.3'!$M$2:$M$11),LOOKUP(AI961,'Vmáx(material) - Tab.4.3'!$L$15,'Vmáx(material) - Tab.4.3'!$M$15)))","v":""},{"$f":"IF(AD961=\"\",\"\",VLOOKUP($AH961,'Vmáx(material) - Tab.4.3'!$R$35:$X$41,2))","v":""},{"$f":"IF(AD961=\"\",\"\",VLOOKUP($AH961,'Vmáx(material) - Tab.4.3'!$R$35:$X$41,3))","v":""},{"$f":"IF(AD961=\"\",\"\",VLOOKUP($AH961,'Vmáx(material) - Tab.4.3'!$R$35:$X$41,4))","v":""},{"$f":"IF(AD961=\"\",\"\",VLOOKUP($AH961,'Vmáx(material) - Tab.4.3'!$R$35:$X$41,5))","v":""},{"$f":"IF(AD961=\"\",\"\",VLOOKUP($AH961,'Vmáx(material) - Tab.4.3'!$R$35:$X$41,6))","v":""},{"$f":"IF(AD961=\"\",\"\",IF(AD961=\"\",\"\",VLOOKUP($AH961,'Vmáx(material) - Tab.4.3'!$R$35:$X$41,7)))","v":""},{"$f":"IF(AD961=\"\",\"\",IF(AE961=1,FCi(J961,AK961),FTr(J961,AJ961,AK961)))","v":""},"",{"$f":"IF(AD961=\"\",\"\",Hw(BH961,BI961,BJ961,BK961,BL961,BM961,Z,BN961,AO961,AK961))","v":""},"","","","",{"$f":"IF(AD961=\"\",\"\",ho(BT961,AK961,AX961))","v":""},{"$f":"IF(AD961=\"\",\"\",IF(AE961=1,PeriCi(AK961,BB961),PeriTr(AJ961,AN961,BB961)))","v":""},{"$f":"IF(AD961=\"\",\"\",IF(AE961=1,AreaCi(AK961,BB961),AreaTr(AJ961,AN961,BB961)))","v":""},{"$f":"IF(AD961=\"\",\"\",RhCi(BW961,BV961))","v":""},"",{"$f":"IF(AD961=\"\",\"\",hf(AL961,J961,AM961,BW961,BX961))","v":""},{"$f":"IF(AD961=\"\",\"\",LOOKUP(AP961,Tab.4.5!$J$6:$J$27,Tab.4.5!$L$6:$L$27))","v":""},{"$f":"IF(AD961=\"\",\"\",He(CA961,BY961))","v":""},{"$f":"IF(AD961=\"\",\"\",Hs(BY961))","v":""},{"$f":"IF(AD961=\"\",\"\",Hm(BU961,BZ961,CB961,CC961,AL961,AO961))","v":""},"","","","","","",null,null,null,null,null,null,null,null,null,null,null,null,null,null,null,0,0,0,0,0,{"$f":"IF(CK961=\"\",\"\",IF(CL961=1,YcCi(CR961,J961),YcTr(J961,CQ961,CU961)))","v":""},{"$f":"IF(CK961=\"\",\"\",IF(CL961=1,Teta1(DE961,CR961),\"-\"))","v":""},"","",{"$f":"IF(CK961=\"\",\"\",IF(CL961=1,Ynci(CR961,J961,CT961,CV961),YnTr(1,CT961,CQ961,CU961,CV961,J961)))","v":""},{"$f":"IF(CK961=\"\",\"\",IF(CL961=1,Teta1(DI961,CR961),\"-\"))","v":""},{"$f":"IF(CK961=\"\",\"\",IF(CL961=1,AreaCi(CR961,J961),AreaTr(CQ961,CU961,DI961)))","v":""},{"$f":"IF(CK961=\"\",\"\",IF(CL961=1,FrCi(DM961,9.806,DJ961,CR961),FrTr(DM961,9.806,CQ961,CU961,DI961)))","v":""},"",{"$f":"IF(CK961=\"\",\"\",IF(CL961=1,LOOKUP(CP961,'Vmáx(material) - Tab.4.3'!$L$2:$L$11,'Vmáx(material) - Tab.4.3'!$M$2:$M$11),LOOKUP(CP961,'Vmáx(material) - Tab.4.3'!$L$15,'Vmáx(material) - Tab.4.3'!$M$15)))","v":""},{"$f":"IF(CK961=\"\",\"\",VLOOKUP($CO961,'Vmáx(material) - Tab.4.3'!$R$35:$X$41,2))","v":""},{"$f":"IF(CK961=\"\",\"\",VLOOKUP($CO961,'Vmáx(material) - Tab.4.3'!$R$35:$X$41,3))","v":""},{"$f":"IF(CK961=\"\",\"\",VLOOKUP($CO961,'Vmáx(material) - Tab.4.3'!$R$35:$X$41,4))","v":""},{"$f":"IF(CK961=\"\",\"\",VLOOKUP($CO961,'Vmáx(material) - Tab.4.3'!$R$35:$X$41,5))","v":""},{"$f":"IF(CK961=\"\",\"\",VLOOKUP($CO961,'Vmáx(material) - Tab.4.3'!$R$35:$X$41,6))","v":""},{"$f":"IF(CK961=\"\",\"\",IF(CK961=\"\",\"\",VLOOKUP(CO961,'Vmáx(material) - Tab.4.3'!$R$35:$X$41,7)))","v":""},{"$f":"IF(CK961=\"\",\"\",IF(CL961=1,FCi(J961,CR961),FTr(J961,CQ961,CR961)))","v":""},"",{"$f":"IF(CK961=\"\",\"\",Hw(DO961,DP961,DQ961,DR961,DS961,DT961,Z,DU961,CV961,CR961))","v":""},"","","","","",{"$f":"IF(CK961=\"\",\"\",IF(CL961=1,PeriCi(CR961,DI961),PeriTr(CQ961,CU961,DI961)))","v":""},{"$f":"IF(CK961=\"\",\"\",IF(CL961=1,AreaCi(CR961,DI961),AreaTr(CQ961,CU961,DI961)))","v":""},{"$f":"IF(CK961=\"\",\"\",RhCi(DK961,EC961))","v":""},"",{"$f":"IF(CK961=\"\",\"\",hf(CS961,J961,CT961,DK961,EE961))","v":""},{"$f":"IF(CK961=\"\",\"\",LOOKUP(CW961,Tab.4.5!$J$6:$J$27,Tab.4.5!$L$6:$L$27))","v":""},{"$f":"IF(CK961=\"\",\"\",He(EH961,DM961))","v":""},{"$f":"IF(CK961=\"\",\"\",Hs(DM961))","v":""},{"$f":"IF(CK961=\"\",\"\",Hm(EB961,EG961,EI961,EJ961,CS961,CV961))","v":""},"","","","","","","K45+-45000 () ",{"$f":"IF(B961=\"Existe.\",IF(AE961=1,CONCATENATE(#REF!,AK961,\" m.\"),CONCATENATE(#REF!,AJ961,\" m x \",AK961,\" m.\")),IF(CL961=1,CONCATENATE(#REF!,CR961,\" m.\"),CONCATENATE(#REF!,CQ961,\" m x \",CR961,\" m.\")))","v":{"$error":"#REF!"}},"Concreto, L =  m, S = 0 %.","Cota clave eje= 0 msnm.",null,null,null,"","","","","",{"$f":"IF(EV961=\"\",\"\",VLOOKUP(EY961,'Estructura escalonada'!$D$3:$H$953,2))","v":""},"","","","","",""]
[null,null,null,null,null,null,null,null,null,null,null,0,null,0,null,null,null,null,null,null,{"$f":"IF(K962=\"No\",\"\",IF(O962=\"\",YcCi(P962,N962),YcTr(N962,O962,S962)))","v":{"$error":"#VALUE!"}},{"$f":"IF(K962=\"No\",\"\",IF(O962=\"\",Teta1(U962,P962),\"-\"))","v":{"$error":"#VALUE!"}},{"$error":"#VALUE!"},{"$error":"#VALUE!"},{"$f":"IF(K962=\"No\",\"\",IF(O962=\"\",Ynci(P962,N962,R962,T962),YnTr(1,R962,O962,S962,T962,N962)))","v":{"$error":"#VALUE!"}},{"$f":"IF(K962=\"No\",\"\",IF(O962=\"\",Teta1(Y962,P962),\"-\"))","v":{"$error":"#VALUE!"}},{"$f":"IF(K962=\"No\",\"\",IF(O962=\"\",AreaCi(P962,Y962),AreaTr(O962,S962,Y962)))","v":{"$error":"#VALUE!"}},{"$f":"IF(K962=\"No\",\"\",IF(O962=\"\",FrCi(AC962,9.806,Z962,P962),FrTr(AC962,9.806,O962,S962,Y962)))","v":{"$error":"#VALUE!"}},{"$error":"#VALUE!"},null,null,null,null,null,null,null,null,null,null,null,null,null,null,null,0,0,"","","",{"$f":"IF(AD962=\"\",\"\",IF(AE962=1,YcCi(AK962,J962),YcTr(J962,AJ962,AN962)))","v":""},{"$f":"IF(AD962=\"\",\"\",IF(AE962=1,Teta1(AX962,AK962),\"-\"))","v":""},{"$f":"IF(AD962=\"\",\"\",IF(AE962=1,AreaCi(AK962,AX962),AreaTr(AJ962,AN962,AX962)))","v":""},"",{"$f":"IF(AD962=\"\",\"\",IF(AE962=1,Ynci(AK962,J962,AM962,AO962),YnTr(1,AM962,AJ962,AN962,AO962,J962)))","v":""},{"$f":"IF(AD962=\"\",\"\",IF(AE962=1,Teta1(BB962,AK962),\"-\"))","v":""},{"$f":"IF(AD962=\"\",\"\",IF(AE962=1,AreaCi(AK962,BB962),AreaTr(AJ962,AN962,BB962)))","v":""},{"$f":"IF(AD962=\"\",\"\",IF(AE962=1,FrCi(BF962,9.806,BC962,AK962),FrTr(BF962,9.806,AJ962,AN962,BB962)))","v":""},"",{"$f":"IF(AD962=\"\",\"\",IF(AE962=1,LOOKUP(AI962,'Vmáx(material) - Tab.4.3'!$L$2:$L$11,'Vmáx(material) - Tab.4.3'!$M$2:$M$11),LOOKUP(AI962,'Vmáx(material) - Tab.4.3'!$L$15,'Vmáx(material) - Tab.4.3'!$M$15)))","v":""},{"$f":"IF(AD962=\"\",\"\",VLOOKUP($AH962,'Vmáx(material) - Tab.4.3'!$R$35:$X$41,2))","v":""},{"$f":"IF(AD962=\"\",\"\",VLOOKUP($AH962,'Vmáx(material) - Tab.4.3'!$R$35:$X$41,3))","v":""},{"$f":"IF(AD962=\"\",\"\",VLOOKUP($AH962,'Vmáx(material) - Tab.4.3'!$R$35:$X$41,4))","v":""},{"$f":"IF(AD962=\"\",\"\",VLOOKUP($AH962,'Vmáx(material) - Tab.4.3'!$R$35:$X$41,5))","v":""},{"$f":"IF(AD962=\"\",\"\",VLOOKUP($AH962,'Vmáx(material) - Tab.4.3'!$R$35:$X$41,6))","v":""},{"$f":"IF(AD962=\"\",\"\",IF(AD962=\"\",\"\",VLOOKUP($AH962,'Vmáx(material) - Tab.4.3'!$R$35:$X$41,7)))","v":""},{"$f":"IF(AD962=\"\",\"\",IF(AE962=1,FCi(J962,AK962),FTr(J962,AJ962,AK962)))","v":""},"",{"$f":"IF(AD962=\"\",\"\",Hw(BH962,BI962,BJ962,BK962,BL962,BM962,Z,BN962,AO962,AK962))","v":""},"","","","",{"$f":"IF(AD962=\"\",\"\",ho(BT962,AK962,AX962))","v":""},{"$f":"IF(AD962=\"\",\"\",IF(AE962=1,PeriCi(AK962,BB962),PeriTr(AJ962,AN962,BB962)))","v":""},{"$f":"IF(AD962=\"\",\"\",IF(AE962=1,AreaCi(AK962,BB962),AreaTr(AJ962,AN962,BB962)))","v":""},{"$f":"IF(AD962=\"\",\"\",RhCi(BW962,BV962))","v":""},"",{"$f":"IF(AD962=\"\",\"\",hf(AL962,J962,AM962,BW962,BX962))","v":""},{"$f":"IF(AD962=\"\",\"\",LOOKUP(AP962,Tab.4.5!$J$6:$J$27,Tab.4.5!$L$6:$L$27))","v":""},{"$f":"IF(AD962=\"\",\"\",He(CA962,BY962))","v":""},{"$f":"IF(AD962=\"\",\"\",Hs(BY962))","v":""},{"$f":"IF(AD962=\"\",\"\",Hm(BU962,BZ962,CB962,CC962,AL962,AO962))","v":""},"","","","","","",null,null,null,null,null,null,null,null,null,null,null,null,null,null,null,0,0,0,0,0,{"$f":"IF(CK962=\"\",\"\",IF(CL962=1,YcCi(CR962,J962),YcTr(J962,CQ962,CU962)))","v":""},{"$f":"IF(CK962=\"\",\"\",IF(CL962=1,Teta1(DE962,CR962),\"-\"))","v":""},"","",{"$f":"IF(CK962=\"\",\"\",IF(CL962=1,Ynci(CR962,J962,CT962,CV962),YnTr(1,CT962,CQ962,CU962,CV962,J962)))","v":""},{"$f":"IF(CK962=\"\",\"\",IF(CL962=1,Teta1(DI962,CR962),\"-\"))","v":""},{"$f":"IF(CK962=\"\",\"\",IF(CL962=1,AreaCi(CR962,J962),AreaTr(CQ962,CU962,DI962)))","v":""},{"$f":"IF(CK962=\"\",\"\",IF(CL962=1,FrCi(DM962,9.806,DJ962,CR962),FrTr(DM962,9.806,CQ962,CU962,DI962)))","v":""},"",{"$f":"IF(CK962=\"\",\"\",IF(CL962=1,LOOKUP(CP962,'Vmáx(material) - Tab.4.3'!$L$2:$L$11,'Vmáx(material) - Tab.4.3'!$M$2:$M$11),LOOKUP(CP962,'Vmáx(material) - Tab.4.3'!$L$15,'Vmáx(material) - Tab.4.3'!$M$15)))","v":""},{"$f":"IF(CK962=\"\",\"\",VLOOKUP($CO962,'Vmáx(material) - Tab.4.3'!$R$35:$X$41,2))","v":""},{"$f":"IF(CK962=\"\",\"\",VLOOKUP($CO962,'Vmáx(material) - Tab.4.3'!$R$35:$X$41,3))","v":""},{"$f":"IF(CK962=\"\",\"\",VLOOKUP($CO962,'Vmáx(material) - Tab.4.3'!$R$35:$X$41,4))","v":""},{"$f":"IF(CK962=\"\",\"\",VLOOKUP($CO962,'Vmáx(material) - Tab.4.3'!$R$35:$X$41,5))","v":""},{"$f":"IF(CK962=\"\",\"\",VLOOKUP($CO962,'Vmáx(material) - Tab.4.3'!$R$35:$X$41,6))","v":""},{"$f":"IF(CK962=\"\",\"\",IF(CK962=\"\",\"\",VLOOKUP(CO962,'Vmáx(material) - Tab.4.3'!$R$35:$X$41,7)))","v":""},{"$f":"IF(CK962=\"\",\"\",IF(CL962=1,FCi(J962,CR962),FTr(J962,CQ962,CR962)))","v":""},"",{"$f":"IF(CK962=\"\",\"\",Hw(DO962,DP962,DQ962,DR962,DS962,DT962,Z,DU962,CV962,CR962))","v":""},"","","","","",{"$f":"IF(CK962=\"\",\"\",IF(CL962=1,PeriCi(CR962,DI962),PeriTr(CQ962,CU962,DI962)))","v":""},{"$f":"IF(CK962=\"\",\"\",IF(CL962=1,AreaCi(CR962,DI962),AreaTr(CQ962,CU962,DI962)))","v":""},{"$f":"IF(CK962=\"\",\"\",RhCi(DK962,EC962))","v":""},"",{"$f":"IF(CK962=\"\",\"\",hf(CS962,J962,CT962,DK962,EE962))","v":""},{"$f":"IF(CK962=\"\",\"\",LOOKUP(CW962,Tab.4.5!$J$6:$J$27,Tab.4.5!$L$6:$L$27))","v":""},{"$f":"IF(CK962=\"\",\"\",He(EH962,DM962))","v":""},{"$f":"IF(CK962=\"\",\"\",Hs(DM962))","v":""},{"$f":"IF(CK962=\"\",\"\",Hm(EB962,EG962,EI962,EJ962,CS962,CV962))","v":""},"","","","","","","K45+-45000 () ",{"$f":"IF(B962=\"Existe.\",IF(AE962=1,CONCATENATE(#REF!,AK962,\" m.\"),CONCATENATE(#REF!,AJ962,\" m x \",AK962,\" m.\")),IF(CL962=1,CONCATENATE(#REF!,CR962,\" m.\"),CONCATENATE(#REF!,CQ962,\" m x \",CR962,\" m.\")))","v":{"$error":"#REF!"}},"Concreto, L =  m, S = 0 %.","Cota clave eje= 0 msnm.",null,null,null,"","","","","",{"$f":"IF(EV962=\"\",\"\",VLOOKUP(EY962,'Estructura escalonada'!$D$3:$H$953,2))","v":""},"","","","","",""]
[null,null,null,null,null,null,null,null,null,null,null,0,null,0,null,null,null,null,null,null,{"$f":"IF(K963=\"No\",\"\",IF(O963=\"\",YcCi(P963,N963),YcTr(N963,O963,S963)))","v":{"$error":"#VALUE!"}},{"$f":"IF(K963=\"No\",\"\",IF(O963=\"\",Teta1(U963,P963),\"-\"))","v":{"$error":"#VALUE!"}},{"$error":"#VALUE!"},{"$error":"#VALUE!"},{"$f":"IF(K963=\"No\",\"\",IF(O963=\"\",Ynci(P963,N963,R963,T963),YnTr(1,R963,O963,S963,T963,N963)))","v":{"$error":"#VALUE!"}},{"$f":"IF(K963=\"No\",\"\",IF(O963=\"\",Teta1(Y963,P963),\"-\"))","v":{"$error":"#VALUE!"}},{"$f":"IF(K963=\"No\",\"\",IF(O963=\"\",AreaCi(P963,Y963),AreaTr(O963,S963,Y963)))","v":{"$error":"#VALUE!"}},{"$f":"IF(K963=\"No\",\"\",IF(O963=\"\",FrCi(AC963,9.806,Z963,P963),FrTr(AC963,9.806,O963,S963,Y963)))","v":{"$error":"#VALUE!"}},{"$error":"#VALUE!"},null,null,null,null,null,null,null,null,null,null,null,null,null,null,null,0,0,"","","",{"$f":"IF(AD963=\"\",\"\",IF(AE963=1,YcCi(AK963,J963),YcTr(J963,AJ963,AN963)))","v":""},{"$f":"IF(AD963=\"\",\"\",IF(AE963=1,Teta1(AX963,AK963),\"-\"))","v":""},{"$f":"IF(AD963=\"\",\"\",IF(AE963=1,AreaCi(AK963,AX963),AreaTr(AJ963,AN963,AX963)))","v":""},"",{"$f":"IF(AD963=\"\",\"\",IF(AE963=1,Ynci(AK963,J963,AM963,AO963),YnTr(1,AM963,AJ963,AN963,AO963,J963)))","v":""},{"$f":"IF(AD963=\"\",\"\",IF(AE963=1,Teta1(BB963,AK963),\"-\"))","v":""},{"$f":"IF(AD963=\"\",\"\",IF(AE963=1,AreaCi(AK963,BB963),AreaTr(AJ963,AN963,BB963)))","v":""},{"$f":"IF(AD963=\"\",\"\",IF(AE963=1,FrCi(BF963,9.806,BC963,AK963),FrTr(BF963,9.806,AJ963,AN963,BB963)))","v":""},"",{"$f":"IF(AD963=\"\",\"\",IF(AE963=1,LOOKUP(AI963,'Vmáx(material) - Tab.4.3'!$L$2:$L$11,'Vmáx(material) - Tab.4.3'!$M$2:$M$11),LOOKUP(AI963,'Vmáx(material) - Tab.4.3'!$L$15,'Vmáx(material) - Tab.4.3'!$M$15)))","v":""},{"$f":"IF(AD963=\"\",\"\",VLOOKUP($AH963,'Vmáx(material) - Tab.4.3'!$R$35:$X$41,2))","v":""},{"$f":"IF(AD963=\"\",\"\",VLOOKUP($AH963,'Vmáx(material) - Tab.4.3'!$R$35:$X$41,3))","v":""},{"$f":"IF(AD963=\"\",\"\",VLOOKUP($AH963,'Vmáx(material) - Tab.4.3'!$R$35:$X$41,4))","v":""},{"$f":"IF(AD963=\"\",\"\",VLOOKUP($AH963,'Vmáx(material) - Tab.4.3'!$R$35:$X$41,5))","v":""},{"$f":"IF(AD963=\"\",\"\",VLOOKUP($AH963,'Vmáx(material) - Tab.4.3'!$R$35:$X$41,6))","v":""},{"$f":"IF(AD963=\"\",\"\",IF(AD963=\"\",\"\",VLOOKUP($AH963,'Vmáx(material) - Tab.4.3'!$R$35:$X$41,7)))","v":""},{"$f":"IF(AD963=\"\",\"\",IF(AE963=1,FCi(J963,AK963),FTr(J963,AJ963,AK963)))","v":""},"",{"$f":"IF(AD963=\"\",\"\",Hw(BH963,BI963,BJ963,BK963,BL963,BM963,Z,BN963,AO963,AK963))","v":""},"","","","",{"$f":"IF(AD963=\"\",\"\",ho(BT963,AK963,AX963))","v":""},{"$f":"IF(AD963=\"\",\"\",IF(AE963=1,PeriCi(AK963,BB963),PeriTr(AJ963,AN963,BB963)))","v":""},{"$f":"IF(AD963=\"\",\"\",IF(AE963=1,AreaCi(AK963,BB963),AreaTr(AJ963,AN963,BB963)))","v":""},{"$f":"IF(AD963=\"\",\"\",RhCi(BW963,BV963))","v":""},"",{"$f":"IF(AD963=\"\",\"\",hf(AL963,J963,AM963,BW963,BX963))","v":""},{"$f":"IF(AD963=\"\",\"\",LOOKUP(AP963,Tab.4.5!$J$6:$J$27,Tab.4.5!$L$6:$L$27))","v":""},{"$f":"IF(AD963=\"\",\"\",He(CA963,BY963))","v":""},{"$f":"IF(AD963=\"\",\"\",Hs(BY963))","v":""},{"$f":"IF(AD963=\"\",\"\",Hm(BU963,BZ963,CB963,CC963,AL963,AO963))","v":""},"","","","","","",null,null,null,null,null,null,null,null,null,null,null,null,null,null,null,0,0,0,0,0,{"$f":"IF(CK963=\"\",\"\",IF(CL963=1,YcCi(CR963,J963),YcTr(J963,CQ963,CU963)))","v":""},{"$f":"IF(CK963=\"\",\"\",IF(CL963=1,Teta1(DE963,CR963),\"-\"))","v":""},"","",{"$f":"IF(CK963=\"\",\"\",IF(CL963=1,Ynci(CR963,J963,CT963,CV963),YnTr(1,CT963,CQ963,CU963,CV963,J963)))","v":""},{"$f":"IF(CK963=\"\",\"\",IF(CL963=1,Teta1(DI963,CR963),\"-\"))","v":""},{"$f":"IF(CK963=\"\",\"\",IF(CL963=1,AreaCi(CR963,J963),AreaTr(CQ963,CU963,DI963)))","v":""},{"$f":"IF(CK963=\"\",\"\",IF(CL963=1,FrCi(DM963,9.806,DJ963,CR963),FrTr(DM963,9.806,CQ963,CU963,DI963)))","v":""},"",{"$f":"IF(CK963=\"\",\"\",IF(CL963=1,LOOKUP(CP963,'Vmáx(material) - Tab.4.3'!$L$2:$L$11,'Vmáx(material) - Tab.4.3'!$M$2:$M$11),LOOKUP(CP963,'Vmáx(material) - Tab.4.3'!$L$15,'Vmáx(material) - Tab.4.3'!$M$15)))","v":""},{"$f":"IF(CK963=\"\",\"\",VLOOKUP($CO963,'Vmáx(material) - Tab.4.3'!$R$35:$X$41,2))","v":""},{"$f":"IF(CK963=\"\",\"\",VLOOKUP($CO963,'Vmáx(material) - Tab.4.3'!$R$35:$X$41,3))","v":""},{"$f":"IF(CK963=\"\",\"\",VLOOKUP($CO963,'Vmáx(material) - Tab.4.3'!$R$35:$X$41,4))","v":""},{"$f":"IF(CK963=\"\",\"\",VLOOKUP($CO963,'Vmáx(material) - Tab.4.3'!$R$35:$X$41,5))","v":""},{"$f":"IF(CK963=\"\",\"\",VLOOKUP($CO963,'Vmáx(material) - Tab.4.3'!$R$35:$X$41,6))","v":""},{"$f":"IF(CK963=\"\",\"\",IF(CK963=\"\",\"\",VLOOKUP(CO963,'Vmáx(material) - Tab.4.3'!$R$35:$X$41,7)))","v":""},{"$f":"IF(CK963=\"\",\"\",IF(CL963=1,FCi(J963,CR963),FTr(J963,CQ963,CR963)))","v":""},"",{"$f":"IF(CK963=\"\",\"\",Hw(DO963,DP963,DQ963,DR963,DS963,DT963,Z,DU963,CV963,CR963))","v":""},"","","","","",{"$f":"IF(CK963=\"\",\"\",IF(CL963=1,PeriCi(CR963,DI963),PeriTr(CQ963,CU963,DI963)))","v":""},{"$f":"IF(CK963=\"\",\"\",IF(CL963=1,AreaCi(CR963,DI963),AreaTr(CQ963,CU963,DI963)))","v":""},{"$f":"IF(CK963=\"\",\"\",RhCi(DK963,EC963))","v":""},"",{"$f":"IF(CK963=\"\",\"\",hf(CS963,J963,CT963,DK963,EE963))","v":""},{"$f":"IF(CK963=\"\",\"\",LOOKUP(CW963,Tab.4.5!$J$6:$J$27,Tab.4.5!$L$6:$L$27))","v":""},{"$f":"IF(CK963=\"\",\"\",He(EH963,DM963))","v":""},{"$f":"IF(CK963=\"\",\"\",Hs(DM963))","v":""},{"$f":"IF(CK963=\"\",\"\",Hm(EB963,EG963,EI963,EJ963,CS963,CV963))","v":""},"","","","","","","K45+-45000 () ",{"$f":"IF(B963=\"Existe.\",IF(AE963=1,CONCATENATE(#REF!,AK963,\" m.\"),CONCATENATE(#REF!,AJ963,\" m x \",AK963,\" m.\")),IF(CL963=1,CONCATENATE(#REF!,CR963,\" m.\"),CONCATENATE(#REF!,CQ963,\" m x \",CR963,\" m.\")))","v":{"$error":"#REF!"}},"Concreto, L =  m, S = 0 %.","Cota clave eje= 0 msnm.",null,null,null,"","","","","",{"$f":"IF(EV963=\"\",\"\",VLOOKUP(EY963,'Estructura escalonada'!$D$3:$H$953,2))","v":""},"","","","","",""]
[null,null,null,null,null,null,null,null,null,null,null,0,null,0,null,null,null,null,null,null,{"$f":"IF(K964=\"No\",\"\",IF(O964=\"\",YcCi(P964,N964),YcTr(N964,O964,S964)))","v":{"$error":"#VALUE!"}},{"$f":"IF(K964=\"No\",\"\",IF(O964=\"\",Teta1(U964,P964),\"-\"))","v":{"$error":"#VALUE!"}},{"$error":"#VALUE!"},{"$error":"#VALUE!"},{"$f":"IF(K964=\"No\",\"\",IF(O964=\"\",Ynci(P964,N964,R964,T964),YnTr(1,R964,O964,S964,T964,N964)))","v":{"$error":"#VALUE!"}},{"$f":"IF(K964=\"No\",\"\",IF(O964=\"\",Teta1(Y964,P964),\"-\"))","v":{"$error":"#VALUE!"}},{"$f":"IF(K964=\"No\",\"\",IF(O964=\"\",AreaCi(P964,Y964),AreaTr(O964,S964,Y964)))","v":{"$error":"#VALUE!"}},{"$f":"IF(K964=\"No\",\"\",IF(O964=\"\",FrCi(AC964,9.806,Z964,P964),FrTr(AC964,9.806,O964,S964,Y964)))","v":{"$error":"#VALUE!"}},{"$error":"#VALUE!"},null,null,null,null,null,null,null,null,null,null,null,null,null,null,null,0,0,"","","",{"$f":"IF(AD964=\"\",\"\",IF(AE964=1,YcCi(AK964,J964),YcTr(J964,AJ964,AN964)))","v":""},{"$f":"IF(AD964=\"\",\"\",IF(AE964=1,Teta1(AX964,AK964),\"-\"))","v":""},{"$f":"IF(AD964=\"\",\"\",IF(AE964=1,AreaCi(AK964,AX964),AreaTr(AJ964,AN964,AX964)))","v":""},"",{"$f":"IF(AD964=\"\",\"\",IF(AE964=1,Ynci(AK964,J964,AM964,AO964),YnTr(1,AM964,AJ964,AN964,AO964,J964)))","v":""},{"$f":"IF(AD964=\"\",\"\",IF(AE964=1,Teta1(BB964,AK964),\"-\"))","v":""},{"$f":"IF(AD964=\"\",\"\",IF(AE964=1,AreaCi(AK964,BB964),AreaTr(AJ964,AN964,BB964)))","v":""},{"$f":"IF(AD964=\"\",\"\",IF(AE964=1,FrCi(BF964,9.806,BC964,AK964),FrTr(BF964,9.806,AJ964,AN964,BB964)))","v":""},"",{"$f":"IF(AD964=\"\",\"\",IF(AE964=1,LOOKUP(AI964,'Vmáx(material) - Tab.4.3'!$L$2:$L$11,'Vmáx(material) - Tab.4.3'!$M$2:$M$11),LOOKUP(AI964,'Vmáx(material) - Tab.4.3'!$L$15,'Vmáx(material) - Tab.4.3'!$M$15)))","v":""},{"$f":"IF(AD964=\"\",\"\",VLOOKUP($AH964,'Vmáx(material) - Tab.4.3'!$R$35:$X$41,2))","v":""},{"$f":"IF(AD964=\"\",\"\",VLOOKUP($AH964,'Vmáx(material) - Tab.4.3'!$R$35:$X$41,3))","v":""},{"$f":"IF(AD964=\"\",\"\",VLOOKUP($AH964,'Vmáx(material) - Tab.4.3'!$R$35:$X$41,4))","v":""},{"$f":"IF(AD964=\"\",\"\",VLOOKUP($AH964,'Vmáx(material) - Tab.4.3'!$R$35:$X$41,5))","v":""},{"$f":"IF(AD964=\"\",\"\",VLOOKUP($AH964,'Vmáx(material) - Tab.4.3'!$R$35:$X$41,6))","v":""},{"$f":"IF(AD964=\"\",\"\",IF(AD964=\"\",\"\",VLOOKUP($AH964,'Vmáx(material) - Tab.4.3'!$R$35:$X$41,7)))","v":""},{"$f":"IF(AD964=\"\",\"\",IF(AE964=1,FCi(J964,AK964),FTr(J964,AJ964,AK964)))","v":""},"",{"$f":"IF(AD964=\"\",\"\",Hw(BH964,BI964,BJ964,BK964,BL964,BM964,Z,BN964,AO964,AK964))","v":""},"","","","",{"$f":"IF(AD964=\"\",\"\",ho(BT964,AK964,AX964))","v":""},{"$f":"IF(AD964=\"\",\"\",IF(AE964=1,PeriCi(AK964,BB964),PeriTr(AJ964,AN964,BB964)))","v":""},{"$f":"IF(AD964=\"\",\"\",IF(AE964=1,AreaCi(AK964,BB964),AreaTr(AJ964,AN964,BB964)))","v":""},{"$f":"IF(AD964=\"\",\"\",RhCi(BW964,BV964))","v":""},"",{"$f":"IF(AD964=\"\",\"\",hf(AL964,J964,AM964,BW964,BX964))","v":""},{"$f":"IF(AD964=\"\",\"\",LOOKUP(AP964,Tab.4.5!$J$6:$J$27,Tab.4.5!$L$6:$L$27))","v":""},{"$f":"IF(AD964=\"\",\"\",He(CA964,BY964))","v":""},{"$f":"IF(AD964=\"\",\"\",Hs(BY964))","v":""},{"$f":"IF(AD964=\"\",\"\",Hm(BU964,BZ964,CB964,CC964,AL964,AO964))","v":""},"","","","","","",null,null,null,null,null,null,null,null,null,null,null,null,null,null,null,0,0,0,0,0,{"$f":"IF(CK964=\"\",\"\",IF(CL964=1,YcCi(CR964,J964),YcTr(J964,CQ964,CU964)))","v":""},{"$f":"IF(CK964=\"\",\"\",IF(CL964=1,Teta1(DE964,CR964),\"-\"))","v":""},"","",{"$f":"IF(CK964=\"\",\"\",IF(CL964=1,Ynci(CR964,J964,CT964,CV964),YnTr(1,CT964,CQ964,CU964,CV964,J964)))","v":""},{"$f":"IF(CK964=\"\",\"\",IF(CL964=1,Teta1(DI964,CR964),\"-\"))","v":""},{"$f":"IF(CK964=\"\",\"\",IF(CL964=1,AreaCi(CR964,J964),AreaTr(CQ964,CU964,DI964)))","v":""},{"$f":"IF(CK964=\"\",\"\",IF(CL964=1,FrCi(DM964,9.806,DJ964,CR964),FrTr(DM964,9.806,CQ964,CU964,DI964)))","v":""},"",{"$f":"IF(CK964=\"\",\"\",IF(CL964=1,LOOKUP(CP964,'Vmáx(material) - Tab.4.3'!$L$2:$L$11,'Vmáx(material) - Tab.4.3'!$M$2:$M$11),LOOKUP(CP964,'Vmáx(material) - Tab.4.3'!$L$15,'Vmáx(material) - Tab.4.3'!$M$15)))","v":""},{"$f":"IF(CK964=\"\",\"\",VLOOKUP($CO964,'Vmáx(material) - Tab.4.3'!$R$35:$X$41,2))","v":""},{"$f":"IF(CK964=\"\",\"\",VLOOKUP($CO964,'Vmáx(material) - Tab.4.3'!$R$35:$X$41,3))","v":""},{"$f":"IF(CK964=\"\",\"\",VLOOKUP($CO964,'Vmáx(material) - Tab.4.3'!$R$35:$X$41,4))","v":""},{"$f":"IF(CK964=\"\",\"\",VLOOKUP($CO964,'Vmáx(material) - Tab.4.3'!$R$35:$X$41,5))","v":""},{"$f":"IF(CK964=\"\",\"\",VLOOKUP($CO964,'Vmáx(material) - Tab.4.3'!$R$35:$X$41,6))","v":""},{"$f":"IF(CK964=\"\",\"\",IF(CK964=\"\",\"\",VLOOKUP(CO964,'Vmáx(material) - Tab.4.3'!$R$35:$X$41,7)))","v":""},{"$f":"IF(CK964=\"\",\"\",IF(CL964=1,FCi(J964,CR964),FTr(J964,CQ964,CR964)))","v":""},"",{"$f":"IF(CK964=\"\",\"\",Hw(DO964,DP964,DQ964,DR964,DS964,DT964,Z,DU964,CV964,CR964))","v":""},"","","","","",{"$f":"IF(CK964=\"\",\"\",IF(CL964=1,PeriCi(CR964,DI964),PeriTr(CQ964,CU964,DI964)))","v":""},{"$f":"IF(CK964=\"\",\"\",IF(CL964=1,AreaCi(CR964,DI964),AreaTr(CQ964,CU964,DI964)))","v":""},{"$f":"IF(CK964=\"\",\"\",RhCi(DK964,EC964))","v":""},"",{"$f":"IF(CK964=\"\",\"\",hf(CS964,J964,CT964,DK964,EE964))","v":""},{"$f":"IF(CK964=\"\",\"\",LOOKUP(CW964,Tab.4.5!$J$6:$J$27,Tab.4.5!$L$6:$L$27))","v":""},{"$f":"IF(CK964=\"\",\"\",He(EH964,DM964))","v":""},{"$f":"IF(CK964=\"\",\"\",Hs(DM964))","v":""},{"$f":"IF(CK964=\"\",\"\",Hm(EB964,EG964,EI964,EJ964,CS964,CV964))","v":""},"","","","","","","K45+-45000 () ",{"$f":"IF(B964=\"Existe.\",IF(AE964=1,CONCATENATE(#REF!,AK964,\" m.\"),CONCATENATE(#REF!,AJ964,\" m x \",AK964,\" m.\")),IF(CL964=1,CONCATENATE(#REF!,CR964,\" m.\"),CONCATENATE(#REF!,CQ964,\" m x \",CR964,\" m.\")))","v":{"$error":"#REF!"}},"Concreto, L =  m, S = 0 %.","Cota clave eje= 0 msnm.",null,null,null,"","","","","",{"$f":"IF(EV964=\"\",\"\",VLOOKUP(EY964,'Estructura escalonada'!$D$3:$H$953,2))","v":""},"","","","","",""]
[null,null,null,null,null,null,null,null,null,null,null,0,null,0,null,null,null,null,null,null,{"$f":"IF(K965=\"No\",\"\",IF(O965=\"\",YcCi(P965,N965),YcTr(N965,O965,S965)))","v":{"$error":"#VALUE!"}},{"$f":"IF(K965=\"No\",\"\",IF(O965=\"\",Teta1(U965,P965),\"-\"))","v":{"$error":"#VALUE!"}},{"$error":"#VALUE!"},{"$error":"#VALUE!"},{"$f":"IF(K965=\"No\",\"\",IF(O965=\"\",Ynci(P965,N965,R965,T965),YnTr(1,R965,O965,S965,T965,N965)))","v":{"$error":"#VALUE!"}},{"$f":"IF(K965=\"No\",\"\",IF(O965=\"\",Teta1(Y965,P965),\"-\"))","v":{"$error":"#VALUE!"}},{"$f":"IF(K965=\"No\",\"\",IF(O965=\"\",AreaCi(P965,Y965),AreaTr(O965,S965,Y965)))","v":{"$error":"#VALUE!"}},{"$f":"IF(K965=\"No\",\"\",IF(O965=\"\",FrCi(AC965,9.806,Z965,P965),FrTr(AC965,9.806,O965,S965,Y965)))","v":{"$error":"#VALUE!"}},{"$error":"#VALUE!"},null,null,null,null,null,null,null,null,null,null,null,null,null,null,null,0,0,"","","",{"$f":"IF(AD965=\"\",\"\",IF(AE965=1,YcCi(AK965,J965),YcTr(J965,AJ965,AN965)))","v":""},{"$f":"IF(AD965=\"\",\"\",IF(AE965=1,Teta1(AX965,AK965),\"-\"))","v":""},{"$f":"IF(AD965=\"\",\"\",IF(AE965=1,AreaCi(AK965,AX965),AreaTr(AJ965,AN965,AX965)))","v":""},"",{"$f":"IF(AD965=\"\",\"\",IF(AE965=1,Ynci(AK965,J965,AM965,AO965),YnTr(1,AM965,AJ965,AN965,AO965,J965)))","v":""},{"$f":"IF(AD965=\"\",\"\",IF(AE965=1,Teta1(BB965,AK965),\"-\"))","v":""},{"$f":"IF(AD965=\"\",\"\",IF(AE965=1,AreaCi(AK965,BB965),AreaTr(AJ965,AN965,BB965)))","v":""},{"$f":"IF(AD965=\"\",\"\",IF(AE965=1,FrCi(BF965,9.806,BC965,AK965),FrTr(BF965,9.806,AJ965,AN965,BB965)))","v":""},"",{"$f":"IF(AD965=\"\",\"\",IF(AE965=1,LOOKUP(AI965,'Vmáx(material) - Tab.4.3'!$L$2:$L$11,'Vmáx(material) - Tab.4.3'!$M$2:$M$11),LOOKUP(AI965,'Vmáx(material) - Tab.4.3'!$L$15,'Vmáx(material) - Tab.4.3'!$M$15)))","v":""},{"$f":"IF(AD965=\"\",\"\",VLOOKUP($AH965,'Vmáx(material) - Tab.4.3'!$R$35:$X$41,2))","v":""},{"$f":"IF(AD965=\"\",\"\",VLOOKUP($AH965,'Vmáx(material) - Tab.4.3'!$R$35:$X$41,3))","v":""},{"$f":"IF(AD965=\"\",\"\",VLOOKUP($AH965,'Vmáx(material) - Tab.4.3'!$R$35:$X$41,4))","v":""},{"$f":"IF(AD965=\"\",\"\",VLOOKUP($AH965,'Vmáx(material) - Tab.4.3'!$R$35:$X$41,5))","v":""},{"$f":"IF(AD965=\"\",\"\",VLOOKUP($AH965,'Vmáx(material) - Tab.4.3'!$R$35:$X$41,6))","v":""},{"$f":"IF(AD965=\"\",\"\",IF(AD965=\"\",\"\",VLOOKUP($AH965,'Vmáx(material) - Tab.4.3'!$R$35:$X$41,7)))","v":""},{"$f":"IF(AD965=\"\",\"\",IF(AE965=1,FCi(J965,AK965),FTr(J965,AJ965,AK965)))","v":""},"",{"$f":"IF(AD965=\"\",\"\",Hw(BH965,BI965,BJ965,BK965,BL965,BM965,Z,BN965,AO965,AK965))","v":""},"","","","",{"$f":"IF(AD965=\"\",\"\",ho(BT965,AK965,AX965))","v":""},{"$f":"IF(AD965=\"\",\"\",IF(AE965=1,PeriCi(AK965,BB965),PeriTr(AJ965,AN965,BB965)))","v":""},{"$f":"IF(AD965=\"\",\"\",IF(AE965=1,AreaCi(AK965,BB965),AreaTr(AJ965,AN965,BB965)))","v":""},{"$f":"IF(AD965=\"\",\"\",RhCi(BW965,BV965))","v":""},"",{"$f":"IF(AD965=\"\",\"\",hf(AL965,J965,AM965,BW965,BX965))","v":""},{"$f":"IF(AD965=\"\",\"\",LOOKUP(AP965,Tab.4.5!$J$6:$J$27,Tab.4.5!$L$6:$L$27))","v":""},{"$f":"IF(AD965=\"\",\"\",He(CA965,BY965))","v":""},{"$f":"IF(AD965=\"\",\"\",Hs(BY965))","v":""},{"$f":"IF(AD965=\"\",\"\",Hm(BU965,BZ965,CB965,CC965,AL965,AO965))","v":""},"","","","","","",null,null,null,null,null,null,null,null,null,null,null,null,null,null,null,0,0,0,0,0,{"$f":"IF(CK965=\"\",\"\",IF(CL965=1,YcCi(CR965,J965),YcTr(J965,CQ965,CU965)))","v":""},{"$f":"IF(CK965=\"\",\"\",IF(CL965=1,Teta1(DE965,CR965),\"-\"))","v":""},"","",{"$f":"IF(CK965=\"\",\"\",IF(CL965=1,Ynci(CR965,J965,CT965,CV965),YnTr(1,CT965,CQ965,CU965,CV965,J965)))","v":""},{"$f":"IF(CK965=\"\",\"\",IF(CL965=1,Teta1(DI965,CR965),\"-\"))","v":""},{"$f":"IF(CK965=\"\",\"\",IF(CL965=1,AreaCi(CR965,J965),AreaTr(CQ965,CU965,DI965)))","v":""},{"$f":"IF(CK965=\"\",\"\",IF(CL965=1,FrCi(DM965,9.806,DJ965,CR965),FrTr(DM965,9.806,CQ965,CU965,DI965)))","v":""},"",{"$f":"IF(CK965=\"\",\"\",IF(CL965=1,LOOKUP(CP965,'Vmáx(material) - Tab.4.3'!$L$2:$L$11,'Vmáx(material) - Tab.4.3'!$M$2:$M$11),LOOKUP(CP965,'Vmáx(material) - Tab.4.3'!$L$15,'Vmáx(material) - Tab.4.3'!$M$15)))","v":""},{"$f":"IF(CK965=\"\",\"\",VLOOKUP($CO965,'Vmáx(material) - Tab.4.3'!$R$35:$X$41,2))","v":""},{"$f":"IF(CK965=\"\",\"\",VLOOKUP($CO965,'Vmáx(material) - Tab.4.3'!$R$35:$X$41,3))","v":""},{"$f":"IF(CK965=\"\",\"\",VLOOKUP($CO965,'Vmáx(material) - Tab.4.3'!$R$35:$X$41,4))","v":""},{"$f":"IF(CK965=\"\",\"\",VLOOKUP($CO965,'Vmáx(material) - Tab.4.3'!$R$35:$X$41,5))","v":""},{"$f":"IF(CK965=\"\",\"\",VLOOKUP($CO965,'Vmáx(material) - Tab.4.3'!$R$35:$X$41,6))","v":""},{"$f":"IF(CK965=\"\",\"\",IF(CK965=\"\",\"\",VLOOKUP(CO965,'Vmáx(material) - Tab.4.3'!$R$35:$X$41,7)))","v":""},{"$f":"IF(CK965=\"\",\"\",IF(CL965=1,FCi(J965,CR965),FTr(J965,CQ965,CR965)))","v":""},"",{"$f":"IF(CK965=\"\",\"\",Hw(DO965,DP965,DQ965,DR965,DS965,DT965,Z,DU965,CV965,CR965))","v":""},"","","","","",{"$f":"IF(CK965=\"\",\"\",IF(CL965=1,PeriCi(CR965,DI965),PeriTr(CQ965,CU965,DI965)))","v":""},{"$f":"IF(CK965=\"\",\"\",IF(CL965=1,AreaCi(CR965,DI965),AreaTr(CQ965,CU965,DI965)))","v":""},{"$f":"IF(CK965=\"\",\"\",RhCi(DK965,EC965))","v":""},"",{"$f":"IF(CK965=\"\",\"\",hf(CS965,J965,CT965,DK965,EE965))","v":""},{"$f":"IF(CK965=\"\",\"\",LOOKUP(CW965,Tab.4.5!$J$6:$J$27,Tab.4.5!$L$6:$L$27))","v":""},{"$f":"IF(CK965=\"\",\"\",He(EH965,DM965))","v":""},{"$f":"IF(CK965=\"\",\"\",Hs(DM965))","v":""},{"$f":"IF(CK965=\"\",\"\",Hm(EB965,EG965,EI965,EJ965,CS965,CV965))","v":""},"","","","","","","K45+-45000 () ",{"$f":"IF(B965=\"Existe.\",IF(AE965=1,CONCATENATE(#REF!,AK965,\" m.\"),CONCATENATE(#REF!,AJ965,\" m x \",AK965,\" m.\")),IF(CL965=1,CONCATENATE(#REF!,CR965,\" m.\"),CONCATENATE(#REF!,CQ965,\" m x \",CR965,\" m.\")))","v":{"$error":"#REF!"}},"Concreto, L =  m, S = 0 %.","Cota clave eje= 0 msnm.",null,null,null,"","","","","",{"$f":"IF(EV965=\"\",\"\",VLOOKUP(EY965,'Estructura escalonada'!$D$3:$H$953,2))","v":""},"","","","","",""]
[null,null,null,null,null,null,null,null,null,null,null,0,null,0,null,null,null,null,null,null,{"$f":"IF(K966=\"No\",\"\",IF(O966=\"\",YcCi(P966,N966),YcTr(N966,O966,S966)))","v":{"$error":"#VALUE!"}},{"$f":"IF(K966=\"No\",\"\",IF(O966=\"\",Teta1(U966,P966),\"-\"))","v":{"$error":"#VALUE!"}},{"$error":"#VALUE!"},{"$error":"#VALUE!"},{"$f":"IF(K966=\"No\",\"\",IF(O966=\"\",Ynci(P966,N966,R966,T966),YnTr(1,R966,O966,S966,T966,N966)))","v":{"$error":"#VALUE!"}},{"$f":"IF(K966=\"No\",\"\",IF(O966=\"\",Teta1(Y966,P966),\"-\"))","v":{"$error":"#VALUE!"}},{"$f":"IF(K966=\"No\",\"\",IF(O966=\"\",AreaCi(P966,Y966),AreaTr(O966,S966,Y966)))","v":{"$error":"#VALUE!"}},{"$f":"IF(K966=\"No\",\"\",IF(O966=\"\",FrCi(AC966,9.806,Z966,P966),FrTr(AC966,9.806,O966,S966,Y966)))","v":{"$error":"#VALUE!"}},{"$error":"#VALUE!"},null,null,null,null,null,null,null,null,null,null,null,null,null,null,null,0,0,"","","",{"$f":"IF(AD966=\"\",\"\",IF(AE966=1,YcCi(AK966,J966),YcTr(J966,AJ966,AN966)))","v":""},{"$f":"IF(AD966=\"\",\"\",IF(AE966=1,Teta1(AX966,AK966),\"-\"))","v":""},{"$f":"IF(AD966=\"\",\"\",IF(AE966=1,AreaCi(AK966,AX966),AreaTr(AJ966,AN966,AX966)))","v":""},"",{"$f":"IF(AD966=\"\",\"\",IF(AE966=1,Ynci(AK966,J966,AM966,AO966),YnTr(1,AM966,AJ966,AN966,AO966,J966)))","v":""},{"$f":"IF(AD966=\"\",\"\",IF(AE966=1,Teta1(BB966,AK966),\"-\"))","v":""},{"$f":"IF(AD966=\"\",\"\",IF(AE966=1,AreaCi(AK966,BB966),AreaTr(AJ966,AN966,BB966)))","v":""},{"$f":"IF(AD966=\"\",\"\",IF(AE966=1,FrCi(BF966,9.806,BC966,AK966),FrTr(BF966,9.806,AJ966,AN966,BB966)))","v":""},"",{"$f":"IF(AD966=\"\",\"\",IF(AE966=1,LOOKUP(AI966,'Vmáx(material) - Tab.4.3'!$L$2:$L$11,'Vmáx(material) - Tab.4.3'!$M$2:$M$11),LOOKUP(AI966,'Vmáx(material) - Tab.4.3'!$L$15,'Vmáx(material) - Tab.4.3'!$M$15)))","v":""},{"$f":"IF(AD966=\"\",\"\",VLOOKUP($AH966,'Vmáx(material) - Tab.4.3'!$R$35:$X$41,2))","v":""},{"$f":"IF(AD966=\"\",\"\",VLOOKUP($AH966,'Vmáx(material) - Tab.4.3'!$R$35:$X$41,3))","v":""},{"$f":"IF(AD966=\"\",\"\",VLOOKUP($AH966,'Vmáx(material) - Tab.4.3'!$R$35:$X$41,4))","v":""},{"$f":"IF(AD966=\"\",\"\",VLOOKUP($AH966,'Vmáx(material) - Tab.4.3'!$R$35:$X$41,5))","v":""},{"$f":"IF(AD966=\"\",\"\",VLOOKUP($AH966,'Vmáx(material) - Tab.4.3'!$R$35:$X$41,6))","v":""},{"$f":"IF(AD966=\"\",\"\",IF(AD966=\"\",\"\",VLOOKUP($AH966,'Vmáx(material) - Tab.4.3'!$R$35:$X$41,7)))","v":""},{"$f":"IF(AD966=\"\",\"\",IF(AE966=1,FCi(J966,AK966),FTr(J966,AJ966,AK966)))","v":""},"",{"$f":"IF(AD966=\"\",\"\",Hw(BH966,BI966,BJ966,BK966,BL966,BM966,Z,BN966,AO966,AK966))","v":""},"","","","",{"$f":"IF(AD966=\"\",\"\",ho(BT966,AK966,AX966))","v":""},{"$f":"IF(AD966=\"\",\"\",IF(AE966=1,PeriCi(AK966,BB966),PeriTr(AJ966,AN966,BB966)))","v":""},{"$f":"IF(AD966=\"\",\"\",IF(AE966=1,AreaCi(AK966,BB966),AreaTr(AJ966,AN966,BB966)))","v":""},{"$f":"IF(AD966=\"\",\"\",RhCi(BW966,BV966))","v":""},"",{"$f":"IF(AD966=\"\",\"\",hf(AL966,J966,AM966,BW966,BX966))","v":""},{"$f":"IF(AD966=\"\",\"\",LOOKUP(AP966,Tab.4.5!$J$6:$J$27,Tab.4.5!$L$6:$L$27))","v":""},{"$f":"IF(AD966=\"\",\"\",He(CA966,BY966))","v":""},{"$f":"IF(AD966=\"\",\"\",Hs(BY966))","v":""},{"$f":"IF(AD966=\"\",\"\",Hm(BU966,BZ966,CB966,CC966,AL966,AO966))","v":""},"","","","","","",null,null,null,null,null,null,null,null,null,null,null,null,null,null,null,0,0,0,0,0,{"$f":"IF(CK966=\"\",\"\",IF(CL966=1,YcCi(CR966,J966),YcTr(J966,CQ966,CU966)))","v":""},{"$f":"IF(CK966=\"\",\"\",IF(CL966=1,Teta1(DE966,CR966),\"-\"))","v":""},"","",{"$f":"IF(CK966=\"\",\"\",IF(CL966=1,Ynci(CR966,J966,CT966,CV966),YnTr(1,CT966,CQ966,CU966,CV966,J966)))","v":""},{"$f":"IF(CK966=\"\",\"\",IF(CL966=1,Teta1(DI966,CR966),\"-\"))","v":""},{"$f":"IF(CK966=\"\",\"\",IF(CL966=1,AreaCi(CR966,J966),AreaTr(CQ966,CU966,DI966)))","v":""},{"$f":"IF(CK966=\"\",\"\",IF(CL966=1,FrCi(DM966,9.806,DJ966,CR966),FrTr(DM966,9.806,CQ966,CU966,DI966)))","v":""},"",{"$f":"IF(CK966=\"\",\"\",IF(CL966=1,LOOKUP(CP966,'Vmáx(material) - Tab.4.3'!$L$2:$L$11,'Vmáx(material) - Tab.4.3'!$M$2:$M$11),LOOKUP(CP966,'Vmáx(material) - Tab.4.3'!$L$15,'Vmáx(material) - Tab.4.3'!$M$15)))","v":""},{"$f":"IF(CK966=\"\",\"\",VLOOKUP($CO966,'Vmáx(material) - Tab.4.3'!$R$35:$X$41,2))","v":""},{"$f":"IF(CK966=\"\",\"\",VLOOKUP($CO966,'Vmáx(material) - Tab.4.3'!$R$35:$X$41,3))","v":""},{"$f":"IF(CK966=\"\",\"\",VLOOKUP($CO966,'Vmáx(material) - Tab.4.3'!$R$35:$X$41,4))","v":""},{"$f":"IF(CK966=\"\",\"\",VLOOKUP($CO966,'Vmáx(material) - Tab.4.3'!$R$35:$X$41,5))","v":""},{"$f":"IF(CK966=\"\",\"\",VLOOKUP($CO966,'Vmáx(material) - Tab.4.3'!$R$35:$X$41,6))","v":""},{"$f":"IF(CK966=\"\",\"\",IF(CK966=\"\",\"\",VLOOKUP(CO966,'Vmáx(material) - Tab.4.3'!$R$35:$X$41,7)))","v":""},{"$f":"IF(CK966=\"\",\"\",IF(CL966=1,FCi(J966,CR966),FTr(J966,CQ966,CR966)))","v":""},"",{"$f":"IF(CK966=\"\",\"\",Hw(DO966,DP966,DQ966,DR966,DS966,DT966,Z,DU966,CV966,CR966))","v":""},"","","","","",{"$f":"IF(CK966=\"\",\"\",IF(CL966=1,PeriCi(CR966,DI966),PeriTr(CQ966,CU966,DI966)))","v":""},{"$f":"IF(CK966=\"\",\"\",IF(CL966=1,AreaCi(CR966,DI966),AreaTr(CQ966,CU966,DI966)))","v":""},{"$f":"IF(CK966=\"\",\"\",RhCi(DK966,EC966))","v":""},"",{"$f":"IF(CK966=\"\",\"\",hf(CS966,J966,CT966,DK966,EE966))","v":""},{"$f":"IF(CK966=\"\",\"\",LOOKUP(CW966,Tab.4.5!$J$6:$J$27,Tab.4.5!$L$6:$L$27))","v":""},{"$f":"IF(CK966=\"\",\"\",He(EH966,DM966))","v":""},{"$f":"IF(CK966=\"\",\"\",Hs(DM966))","v":""},{"$f":"IF(CK966=\"\",\"\",Hm(EB966,EG966,EI966,EJ966,CS966,CV966))","v":""},"","","","","","","K45+-45000 () ",{"$f":"IF(B966=\"Existe.\",IF(AE966=1,CONCATENATE(#REF!,AK966,\" m.\"),CONCATENATE(#REF!,AJ966,\" m x \",AK966,\" m.\")),IF(CL966=1,CONCATENATE(#REF!,CR966,\" m.\"),CONCATENATE(#REF!,CQ966,\" m x \",CR966,\" m.\")))","v":{"$error":"#REF!"}},"Concreto, L =  m, S = 0 %.","Cota clave eje= 0 msnm.",null,null,null,"","","","","",{"$f":"IF(EV966=\"\",\"\",VLOOKUP(EY966,'Estructura escalonada'!$D$3:$H$953,2))","v":""},"","","","","",""]
[null,null,null,null,null,null,null,null,null,null,null,0,null,0,null,null,null,null,null,null,{"$f":"IF(K967=\"No\",\"\",IF(O967=\"\",YcCi(P967,N967),YcTr(N967,O967,S967)))","v":{"$error":"#VALUE!"}},{"$f":"IF(K967=\"No\",\"\",IF(O967=\"\",Teta1(U967,P967),\"-\"))","v":{"$error":"#VALUE!"}},{"$error":"#VALUE!"},{"$error":"#VALUE!"},{"$f":"IF(K967=\"No\",\"\",IF(O967=\"\",Ynci(P967,N967,R967,T967),YnTr(1,R967,O967,S967,T967,N967)))","v":{"$error":"#VALUE!"}},{"$f":"IF(K967=\"No\",\"\",IF(O967=\"\",Teta1(Y967,P967),\"-\"))","v":{"$error":"#VALUE!"}},{"$f":"IF(K967=\"No\",\"\",IF(O967=\"\",AreaCi(P967,Y967),AreaTr(O967,S967,Y967)))","v":{"$error":"#VALUE!"}},{"$f":"IF(K967=\"No\",\"\",IF(O967=\"\",FrCi(AC967,9.806,Z967,P967),FrTr(AC967,9.806,O967,S967,Y967)))","v":{"$error":"#VALUE!"}},{"$error":"#VALUE!"},null,null,null,null,null,null,null,null,null,null,null,null,null,null,null,0,0,"","","",{"$f":"IF(AD967=\"\",\"\",IF(AE967=1,YcCi(AK967,J967),YcTr(J967,AJ967,AN967)))","v":""},{"$f":"IF(AD967=\"\",\"\",IF(AE967=1,Teta1(AX967,AK967),\"-\"))","v":""},{"$f":"IF(AD967=\"\",\"\",IF(AE967=1,AreaCi(AK967,AX967),AreaTr(AJ967,AN967,AX967)))","v":""},"",{"$f":"IF(AD967=\"\",\"\",IF(AE967=1,Ynci(AK967,J967,AM967,AO967),YnTr(1,AM967,AJ967,AN967,AO967,J967)))","v":""},{"$f":"IF(AD967=\"\",\"\",IF(AE967=1,Teta1(BB967,AK967),\"-\"))","v":""},{"$f":"IF(AD967=\"\",\"\",IF(AE967=1,AreaCi(AK967,BB967),AreaTr(AJ967,AN967,BB967)))","v":""},{"$f":"IF(AD967=\"\",\"\",IF(AE967=1,FrCi(BF967,9.806,BC967,AK967),FrTr(BF967,9.806,AJ967,AN967,BB967)))","v":""},"",{"$f":"IF(AD967=\"\",\"\",IF(AE967=1,LOOKUP(AI967,'Vmáx(material) - Tab.4.3'!$L$2:$L$11,'Vmáx(material) - Tab.4.3'!$M$2:$M$11),LOOKUP(AI967,'Vmáx(material) - Tab.4.3'!$L$15,'Vmáx(material) - Tab.4.3'!$M$15)))","v":""},{"$f":"IF(AD967=\"\",\"\",VLOOKUP($AH967,'Vmáx(material) - Tab.4.3'!$R$35:$X$41,2))","v":""},{"$f":"IF(AD967=\"\",\"\",VLOOKUP($AH967,'Vmáx(material) - Tab.4.3'!$R$35:$X$41,3))","v":""},{"$f":"IF(AD967=\"\",\"\",VLOOKUP($AH967,'Vmáx(material) - Tab.4.3'!$R$35:$X$41,4))","v":""},{"$f":"IF(AD967=\"\",\"\",VLOOKUP($AH967,'Vmáx(material) - Tab.4.3'!$R$35:$X$41,5))","v":""},{"$f":"IF(AD967=\"\",\"\",VLOOKUP($AH967,'Vmáx(material) - Tab.4.3'!$R$35:$X$41,6))","v":""},{"$f":"IF(AD967=\"\",\"\",IF(AD967=\"\",\"\",VLOOKUP($AH967,'Vmáx(material) - Tab.4.3'!$R$35:$X$41,7)))","v":""},{"$f":"IF(AD967=\"\",\"\",IF(AE967=1,FCi(J967,AK967),FTr(J967,AJ967,AK967)))","v":""},"",{"$f":"IF(AD967=\"\",\"\",Hw(BH967,BI967,BJ967,BK967,BL967,BM967,Z,BN967,AO967,AK967))","v":""},"","","","",{"$f":"IF(AD967=\"\",\"\",ho(BT967,AK967,AX967))","v":""},{"$f":"IF(AD967=\"\",\"\",IF(AE967=1,PeriCi(AK967,BB967),PeriTr(AJ967,AN967,BB967)))","v":""},{"$f":"IF(AD967=\"\",\"\",IF(AE967=1,AreaCi(AK967,BB967),AreaTr(AJ967,AN967,BB967)))","v":""},{"$f":"IF(AD967=\"\",\"\",RhCi(BW967,BV967))","v":""},"",{"$f":"IF(AD967=\"\",\"\",hf(AL967,J967,AM967,BW967,BX967))","v":""},{"$f":"IF(AD967=\"\",\"\",LOOKUP(AP967,Tab.4.5!$J$6:$J$27,Tab.4.5!$L$6:$L$27))","v":""},{"$f":"IF(AD967=\"\",\"\",He(CA967,BY967))","v":""},{"$f":"IF(AD967=\"\",\"\",Hs(BY967))","v":""},{"$f":"IF(AD967=\"\",\"\",Hm(BU967,BZ967,CB967,CC967,AL967,AO967))","v":""},"","","","","","",null,null,null,null,null,null,null,null,null,null,null,null,null,null,null,0,0,0,0,0,{"$f":"IF(CK967=\"\",\"\",IF(CL967=1,YcCi(CR967,J967),YcTr(J967,CQ967,CU967)))","v":""},{"$f":"IF(CK967=\"\",\"\",IF(CL967=1,Teta1(DE967,CR967),\"-\"))","v":""},"","",{"$f":"IF(CK967=\"\",\"\",IF(CL967=1,Ynci(CR967,J967,CT967,CV967),YnTr(1,CT967,CQ967,CU967,CV967,J967)))","v":""},{"$f":"IF(CK967=\"\",\"\",IF(CL967=1,Teta1(DI967,CR967),\"-\"))","v":""},{"$f":"IF(CK967=\"\",\"\",IF(CL967=1,AreaCi(CR967,J967),AreaTr(CQ967,CU967,DI967)))","v":""},{"$f":"IF(CK967=\"\",\"\",IF(CL967=1,FrCi(DM967,9.806,DJ967,CR967),FrTr(DM967,9.806,CQ967,CU967,DI967)))","v":""},"",{"$f":"IF(CK967=\"\",\"\",IF(CL967=1,LOOKUP(CP967,'Vmáx(material) - Tab.4.3'!$L$2:$L$11,'Vmáx(material) - Tab.4.3'!$M$2:$M$11),LOOKUP(CP967,'Vmáx(material) - Tab.4.3'!$L$15,'Vmáx(material) - Tab.4.3'!$M$15)))","v":""},{"$f":"IF(CK967=\"\",\"\",VLOOKUP($CO967,'Vmáx(material) - Tab.4.3'!$R$35:$X$41,2))","v":""},{"$f":"IF(CK967=\"\",\"\",VLOOKUP($CO967,'Vmáx(material) - Tab.4.3'!$R$35:$X$41,3))","v":""},{"$f":"IF(CK967=\"\",\"\",VLOOKUP($CO967,'Vmáx(material) - Tab.4.3'!$R$35:$X$41,4))","v":""},{"$f":"IF(CK967=\"\",\"\",VLOOKUP($CO967,'Vmáx(material) - Tab.4.3'!$R$35:$X$41,5))","v":""},{"$f":"IF(CK967=\"\",\"\",VLOOKUP($CO967,'Vmáx(material) - Tab.4.3'!$R$35:$X$41,6))","v":""},{"$f":"IF(CK967=\"\",\"\",IF(CK967=\"\",\"\",VLOOKUP(CO967,'Vmáx(material) - Tab.4.3'!$R$35:$X$41,7)))","v":""},{"$f":"IF(CK967=\"\",\"\",IF(CL967=1,FCi(J967,CR967),FTr(J967,CQ967,CR967)))","v":""},"",{"$f":"IF(CK967=\"\",\"\",Hw(DO967,DP967,DQ967,DR967,DS967,DT967,Z,DU967,CV967,CR967))","v":""},"","","","","",{"$f":"IF(CK967=\"\",\"\",IF(CL967=1,PeriCi(CR967,DI967),PeriTr(CQ967,CU967,DI967)))","v":""},{"$f":"IF(CK967=\"\",\"\",IF(CL967=1,AreaCi(CR967,DI967),AreaTr(CQ967,CU967,DI967)))","v":""},{"$f":"IF(CK967=\"\",\"\",RhCi(DK967,EC967))","v":""},"",{"$f":"IF(CK967=\"\",\"\",hf(CS967,J967,CT967,DK967,EE967))","v":""},{"$f":"IF(CK967=\"\",\"\",LOOKUP(CW967,Tab.4.5!$J$6:$J$27,Tab.4.5!$L$6:$L$27))","v":""},{"$f":"IF(CK967=\"\",\"\",He(EH967,DM967))","v":""},{"$f":"IF(CK967=\"\",\"\",Hs(DM967))","v":""},{"$f":"IF(CK967=\"\",\"\",Hm(EB967,EG967,EI967,EJ967,CS967,CV967))","v":""},"","","","","","","K45+-45000 () ",{"$f":"IF(B967=\"Existe.\",IF(AE967=1,CONCATENATE(#REF!,AK967,\" m.\"),CONCATENATE(#REF!,AJ967,\" m x \",AK967,\" m.\")),IF(CL967=1,CONCATENATE(#REF!,CR967,\" m.\"),CONCATENATE(#REF!,CQ967,\" m x \",CR967,\" m.\")))","v":{"$error":"#REF!"}},"Concreto, L =  m, S = 0 %.","Cota clave eje= 0 msnm.",null,null,null,"","","","","",{"$f":"IF(EV967=\"\",\"\",VLOOKUP(EY967,'Estructura escalonada'!$D$3:$H$953,2))","v":""},"","","","","",""]
[null,null,null,null,null,null,null,null,null,null,null,0,null,0,null,null,null,null,null,null,{"$f":"IF(K968=\"No\",\"\",IF(O968=\"\",YcCi(P968,N968),YcTr(N968,O968,S968)))","v":{"$error":"#VALUE!"}},{"$f":"IF(K968=\"No\",\"\",IF(O968=\"\",Teta1(U968,P968),\"-\"))","v":{"$error":"#VALUE!"}},{"$error":"#VALUE!"},{"$error":"#VALUE!"},{"$f":"IF(K968=\"No\",\"\",IF(O968=\"\",Ynci(P968,N968,R968,T968),YnTr(1,R968,O968,S968,T968,N968)))","v":{"$error":"#VALUE!"}},{"$f":"IF(K968=\"No\",\"\",IF(O968=\"\",Teta1(Y968,P968),\"-\"))","v":{"$error":"#VALUE!"}},{"$f":"IF(K968=\"No\",\"\",IF(O968=\"\",AreaCi(P968,Y968),AreaTr(O968,S968,Y968)))","v":{"$error":"#VALUE!"}},{"$f":"IF(K968=\"No\",\"\",IF(O968=\"\",FrCi(AC968,9.806,Z968,P968),FrTr(AC968,9.806,O968,S968,Y968)))","v":{"$error":"#VALUE!"}},{"$error":"#VALUE!"},null,null,null,null,null,null,null,null,null,null,null,null,null,null,null,0,0,"","","",{"$f":"IF(AD968=\"\",\"\",IF(AE968=1,YcCi(AK968,J968),YcTr(J968,AJ968,AN968)))","v":""},{"$f":"IF(AD968=\"\",\"\",IF(AE968=1,Teta1(AX968,AK968),\"-\"))","v":""},{"$f":"IF(AD968=\"\",\"\",IF(AE968=1,AreaCi(AK968,AX968),AreaTr(AJ968,AN968,AX968)))","v":""},"",{"$f":"IF(AD968=\"\",\"\",IF(AE968=1,Ynci(AK968,J968,AM968,AO968),YnTr(1,AM968,AJ968,AN968,AO968,J968)))","v":""},{"$f":"IF(AD968=\"\",\"\",IF(AE968=1,Teta1(BB968,AK968),\"-\"))","v":""},{"$f":"IF(AD968=\"\",\"\",IF(AE968=1,AreaCi(AK968,BB968),AreaTr(AJ968,AN968,BB968)))","v":""},{"$f":"IF(AD968=\"\",\"\",IF(AE968=1,FrCi(BF968,9.806,BC968,AK968),FrTr(BF968,9.806,AJ968,AN968,BB968)))","v":""},"",{"$f":"IF(AD968=\"\",\"\",IF(AE968=1,LOOKUP(AI968,'Vmáx(material) - Tab.4.3'!$L$2:$L$11,'Vmáx(material) - Tab.4.3'!$M$2:$M$11),LOOKUP(AI968,'Vmáx(material) - Tab.4.3'!$L$15,'Vmáx(material) - Tab.4.3'!$M$15)))","v":""},{"$f":"IF(AD968=\"\",\"\",VLOOKUP($AH968,'Vmáx(material) - Tab.4.3'!$R$35:$X$41,2))","v":""},{"$f":"IF(AD968=\"\",\"\",VLOOKUP($AH968,'Vmáx(material) - Tab.4.3'!$R$35:$X$41,3))","v":""},{"$f":"IF(AD968=\"\",\"\",VLOOKUP($AH968,'Vmáx(material) - Tab.4.3'!$R$35:$X$41,4))","v":""},{"$f":"IF(AD968=\"\",\"\",VLOOKUP($AH968,'Vmáx(material) - Tab.4.3'!$R$35:$X$41,5))","v":""},{"$f":"IF(AD968=\"\",\"\",VLOOKUP($AH968,'Vmáx(material) - Tab.4.3'!$R$35:$X$41,6))","v":""},{"$f":"IF(AD968=\"\",\"\",IF(AD968=\"\",\"\",VLOOKUP($AH968,'Vmáx(material) - Tab.4.3'!$R$35:$X$41,7)))","v":""},{"$f":"IF(AD968=\"\",\"\",IF(AE968=1,FCi(J968,AK968),FTr(J968,AJ968,AK968)))","v":""},"",{"$f":"IF(AD968=\"\",\"\",Hw(BH968,BI968,BJ968,BK968,BL968,BM968,Z,BN968,AO968,AK968))","v":""},"","","","",{"$f":"IF(AD968=\"\",\"\",ho(BT968,AK968,AX968))","v":""},{"$f":"IF(AD968=\"\",\"\",IF(AE968=1,PeriCi(AK968,BB968),PeriTr(AJ968,AN968,BB968)))","v":""},{"$f":"IF(AD968=\"\",\"\",IF(AE968=1,AreaCi(AK968,BB968),AreaTr(AJ968,AN968,BB968)))","v":""},{"$f":"IF(AD968=\"\",\"\",RhCi(BW968,BV968))","v":""},"",{"$f":"IF(AD968=\"\",\"\",hf(AL968,J968,AM968,BW968,BX968))","v":""},{"$f":"IF(AD968=\"\",\"\",LOOKUP(AP968,Tab.4.5!$J$6:$J$27,Tab.4.5!$L$6:$L$27))","v":""},{"$f":"IF(AD968=\"\",\"\",He(CA968,BY968))","v":""},{"$f":"IF(AD968=\"\",\"\",Hs(BY968))","v":""},{"$f":"IF(AD968=\"\",\"\",Hm(BU968,BZ968,CB968,CC968,AL968,AO968))","v":""},"","","","","","",null,null,null,null,null,null,null,null,null,null,null,null,null,null,null,0,0,0,0,0,{"$f":"IF(CK968=\"\",\"\",IF(CL968=1,YcCi(CR968,J968),YcTr(J968,CQ968,CU968)))","v":""},{"$f":"IF(CK968=\"\",\"\",IF(CL968=1,Teta1(DE968,CR968),\"-\"))","v":""},"","",{"$f":"IF(CK968=\"\",\"\",IF(CL968=1,Ynci(CR968,J968,CT968,CV968),YnTr(1,CT968,CQ968,CU968,CV968,J968)))","v":""},{"$f":"IF(CK968=\"\",\"\",IF(CL968=1,Teta1(DI968,CR968),\"-\"))","v":""},{"$f":"IF(CK968=\"\",\"\",IF(CL968=1,AreaCi(CR968,J968),AreaTr(CQ968,CU968,DI968)))","v":""},{"$f":"IF(CK968=\"\",\"\",IF(CL968=1,FrCi(DM968,9.806,DJ968,CR968),FrTr(DM968,9.806,CQ968,CU968,DI968)))","v":""},"",{"$f":"IF(CK968=\"\",\"\",IF(CL968=1,LOOKUP(CP968,'Vmáx(material) - Tab.4.3'!$L$2:$L$11,'Vmáx(material) - Tab.4.3'!$M$2:$M$11),LOOKUP(CP968,'Vmáx(material) - Tab.4.3'!$L$15,'Vmáx(material) - Tab.4.3'!$M$15)))","v":""},{"$f":"IF(CK968=\"\",\"\",VLOOKUP($CO968,'Vmáx(material) - Tab.4.3'!$R$35:$X$41,2))","v":""},{"$f":"IF(CK968=\"\",\"\",VLOOKUP($CO968,'Vmáx(material) - Tab.4.3'!$R$35:$X$41,3))","v":""},{"$f":"IF(CK968=\"\",\"\",VLOOKUP($CO968,'Vmáx(material) - Tab.4.3'!$R$35:$X$41,4))","v":""},{"$f":"IF(CK968=\"\",\"\",VLOOKUP($CO968,'Vmáx(material) - Tab.4.3'!$R$35:$X$41,5))","v":""},{"$f":"IF(CK968=\"\",\"\",VLOOKUP($CO968,'Vmáx(material) - Tab.4.3'!$R$35:$X$41,6))","v":""},{"$f":"IF(CK968=\"\",\"\",IF(CK968=\"\",\"\",VLOOKUP(CO968,'Vmáx(material) - Tab.4.3'!$R$35:$X$41,7)))","v":""},{"$f":"IF(CK968=\"\",\"\",IF(CL968=1,FCi(J968,CR968),FTr(J968,CQ968,CR968)))","v":""},"",{"$f":"IF(CK968=\"\",\"\",Hw(DO968,DP968,DQ968,DR968,DS968,DT968,Z,DU968,CV968,CR968))","v":""},"","","","","",{"$f":"IF(CK968=\"\",\"\",IF(CL968=1,PeriCi(CR968,DI968),PeriTr(CQ968,CU968,DI968)))","v":""},{"$f":"IF(CK968=\"\",\"\",IF(CL968=1,AreaCi(CR968,DI968),AreaTr(CQ968,CU968,DI968)))","v":""},{"$f":"IF(CK968=\"\",\"\",RhCi(DK968,EC968))","v":""},"",{"$f":"IF(CK968=\"\",\"\",hf(CS968,J968,CT968,DK968,EE968))","v":""},{"$f":"IF(CK968=\"\",\"\",LOOKUP(CW968,Tab.4.5!$J$6:$J$27,Tab.4.5!$L$6:$L$27))","v":""},{"$f":"IF(CK968=\"\",\"\",He(EH968,DM968))","v":""},{"$f":"IF(CK968=\"\",\"\",Hs(DM968))","v":""},{"$f":"IF(CK968=\"\",\"\",Hm(EB968,EG968,EI968,EJ968,CS968,CV968))","v":""},"","","","","","","K45+-45000 () ",{"$f":"IF(B968=\"Existe.\",IF(AE968=1,CONCATENATE(#REF!,AK968,\" m.\"),CONCATENATE(#REF!,AJ968,\" m x \",AK968,\" m.\")),IF(CL968=1,CONCATENATE(#REF!,CR968,\" m.\"),CONCATENATE(#REF!,CQ968,\" m x \",CR968,\" m.\")))","v":{"$error":"#REF!"}},"Concreto, L =  m, S = 0 %.","Cota clave eje= 0 msnm.",null,null,null,"","","","","",{"$f":"IF(EV968=\"\",\"\",VLOOKUP(EY968,'Estructura escalonada'!$D$3:$H$953,2))","v":""},"","","","","",""]
[null,null,null,null,null,null,null,null,null,null,null,0,null,0,null,null,null,null,null,null,{"$f":"IF(K969=\"No\",\"\",IF(O969=\"\",YcCi(P969,N969),YcTr(N969,O969,S969)))","v":{"$error":"#VALUE!"}},{"$f":"IF(K969=\"No\",\"\",IF(O969=\"\",Teta1(U969,P969),\"-\"))","v":{"$error":"#VALUE!"}},{"$error":"#VALUE!"},{"$error":"#VALUE!"},{"$f":"IF(K969=\"No\",\"\",IF(O969=\"\",Ynci(P969,N969,R969,T969),YnTr(1,R969,O969,S969,T969,N969)))","v":{"$error":"#VALUE!"}},{"$f":"IF(K969=\"No\",\"\",IF(O969=\"\",Teta1(Y969,P969),\"-\"))","v":{"$error":"#VALUE!"}},{"$f":"IF(K969=\"No\",\"\",IF(O969=\"\",AreaCi(P969,Y969),AreaTr(O969,S969,Y969)))","v":{"$error":"#VALUE!"}},{"$f":"IF(K969=\"No\",\"\",IF(O969=\"\",FrCi(AC969,9.806,Z969,P969),FrTr(AC969,9.806,O969,S969,Y969)))","v":{"$error":"#VALUE!"}},{"$error":"#VALUE!"},null,null,null,null,null,null,null,null,null,null,null,null,null,null,null,0,0,"","","",{"$f":"IF(AD969=\"\",\"\",IF(AE969=1,YcCi(AK969,J969),YcTr(J969,AJ969,AN969)))","v":""},{"$f":"IF(AD969=\"\",\"\",IF(AE969=1,Teta1(AX969,AK969),\"-\"))","v":""},{"$f":"IF(AD969=\"\",\"\",IF(AE969=1,AreaCi(AK969,AX969),AreaTr(AJ969,AN969,AX969)))","v":""},"",{"$f":"IF(AD969=\"\",\"\",IF(AE969=1,Ynci(AK969,J969,AM969,AO969),YnTr(1,AM969,AJ969,AN969,AO969,J969)))","v":""},{"$f":"IF(AD969=\"\",\"\",IF(AE969=1,Teta1(BB969,AK969),\"-\"))","v":""},{"$f":"IF(AD969=\"\",\"\",IF(AE969=1,AreaCi(AK969,BB969),AreaTr(AJ969,AN969,BB969)))","v":""},{"$f":"IF(AD969=\"\",\"\",IF(AE969=1,FrCi(BF969,9.806,BC969,AK969),FrTr(BF969,9.806,AJ969,AN969,BB969)))","v":""},"",{"$f":"IF(AD969=\"\",\"\",IF(AE969=1,LOOKUP(AI969,'Vmáx(material) - Tab.4.3'!$L$2:$L$11,'Vmáx(material) - Tab.4.3'!$M$2:$M$11),LOOKUP(AI969,'Vmáx(material) - Tab.4.3'!$L$15,'Vmáx(material) - Tab.4.3'!$M$15)))","v":""},{"$f":"IF(AD969=\"\",\"\",VLOOKUP($AH969,'Vmáx(material) - Tab.4.3'!$R$35:$X$41,2))","v":""},{"$f":"IF(AD969=\"\",\"\",VLOOKUP($AH969,'Vmáx(material) - Tab.4.3'!$R$35:$X$41,3))","v":""},{"$f":"IF(AD969=\"\",\"\",VLOOKUP($AH969,'Vmáx(material) - Tab.4.3'!$R$35:$X$41,4))","v":""},{"$f":"IF(AD969=\"\",\"\",VLOOKUP($AH969,'Vmáx(material) - Tab.4.3'!$R$35:$X$41,5))","v":""},{"$f":"IF(AD969=\"\",\"\",VLOOKUP($AH969,'Vmáx(material) - Tab.4.3'!$R$35:$X$41,6))","v":""},{"$f":"IF(AD969=\"\",\"\",IF(AD969=\"\",\"\",VLOOKUP($AH969,'Vmáx(material) - Tab.4.3'!$R$35:$X$41,7)))","v":""},{"$f":"IF(AD969=\"\",\"\",IF(AE969=1,FCi(J969,AK969),FTr(J969,AJ969,AK969)))","v":""},"",{"$f":"IF(AD969=\"\",\"\",Hw(BH969,BI969,BJ969,BK969,BL969,BM969,Z,BN969,AO969,AK969))","v":""},"","","","",{"$f":"IF(AD969=\"\",\"\",ho(BT969,AK969,AX969))","v":""},{"$f":"IF(AD969=\"\",\"\",IF(AE969=1,PeriCi(AK969,BB969),PeriTr(AJ969,AN969,BB969)))","v":""},{"$f":"IF(AD969=\"\",\"\",IF(AE969=1,AreaCi(AK969,BB969),AreaTr(AJ969,AN969,BB969)))","v":""},{"$f":"IF(AD969=\"\",\"\",RhCi(BW969,BV969))","v":""},"",{"$f":"IF(AD969=\"\",\"\",hf(AL969,J969,AM969,BW969,BX969))","v":""},{"$f":"IF(AD969=\"\",\"\",LOOKUP(AP969,Tab.4.5!$J$6:$J$27,Tab.4.5!$L$6:$L$27))","v":""},{"$f":"IF(AD969=\"\",\"\",He(CA969,BY969))","v":""},{"$f":"IF(AD969=\"\",\"\",Hs(BY969))","v":""},{"$f":"IF(AD969=\"\",\"\",Hm(BU969,BZ969,CB969,CC969,AL969,AO969))","v":""},"","","","","","",null,null,null,null,null,null,null,null,null,null,null,null,null,null,null,0,0,0,0,0,{"$f":"IF(CK969=\"\",\"\",IF(CL969=1,YcCi(CR969,J969),YcTr(J969,CQ969,CU969)))","v":""},{"$f":"IF(CK969=\"\",\"\",IF(CL969=1,Teta1(DE969,CR969),\"-\"))","v":""},"","",{"$f":"IF(CK969=\"\",\"\",IF(CL969=1,Ynci(CR969,J969,CT969,CV969),YnTr(1,CT969,CQ969,CU969,CV969,J969)))","v":""},{"$f":"IF(CK969=\"\",\"\",IF(CL969=1,Teta1(DI969,CR969),\"-\"))","v":""},{"$f":"IF(CK969=\"\",\"\",IF(CL969=1,AreaCi(CR969,J969),AreaTr(CQ969,CU969,DI969)))","v":""},{"$f":"IF(CK969=\"\",\"\",IF(CL969=1,FrCi(DM969,9.806,DJ969,CR969),FrTr(DM969,9.806,CQ969,CU969,DI969)))","v":""},"",{"$f":"IF(CK969=\"\",\"\",IF(CL969=1,LOOKUP(CP969,'Vmáx(material) - Tab.4.3'!$L$2:$L$11,'Vmáx(material) - Tab.4.3'!$M$2:$M$11),LOOKUP(CP969,'Vmáx(material) - Tab.4.3'!$L$15,'Vmáx(material) - Tab.4.3'!$M$15)))","v":""},{"$f":"IF(CK969=\"\",\"\",VLOOKUP($CO969,'Vmáx(material) - Tab.4.3'!$R$35:$X$41,2))","v":""},{"$f":"IF(CK969=\"\",\"\",VLOOKUP($CO969,'Vmáx(material) - Tab.4.3'!$R$35:$X$41,3))","v":""},{"$f":"IF(CK969=\"\",\"\",VLOOKUP($CO969,'Vmáx(material) - Tab.4.3'!$R$35:$X$41,4))","v":""},{"$f":"IF(CK969=\"\",\"\",VLOOKUP($CO969,'Vmáx(material) - Tab.4.3'!$R$35:$X$41,5))","v":""},{"$f":"IF(CK969=\"\",\"\",VLOOKUP($CO969,'Vmáx(material) - Tab.4.3'!$R$35:$X$41,6))","v":""},{"$f":"IF(CK969=\"\",\"\",IF(CK969=\"\",\"\",VLOOKUP(CO969,'Vmáx(material) - Tab.4.3'!$R$35:$X$41,7)))","v":""},{"$f":"IF(CK969=\"\",\"\",IF(CL969=1,FCi(J969,CR969),FTr(J969,CQ969,CR969)))","v":""},"",{"$f":"IF(CK969=\"\",\"\",Hw(DO969,DP969,DQ969,DR969,DS969,DT969,Z,DU969,CV969,CR969))","v":""},"","","","","",{"$f":"IF(CK969=\"\",\"\",IF(CL969=1,PeriCi(CR969,DI969),PeriTr(CQ969,CU969,DI969)))","v":""},{"$f":"IF(CK969=\"\",\"\",IF(CL969=1,AreaCi(CR969,DI969),AreaTr(CQ969,CU969,DI969)))","v":""},{"$f":"IF(CK969=\"\",\"\",RhCi(DK969,EC969))","v":""},"",{"$f":"IF(CK969=\"\",\"\",hf(CS969,J969,CT969,DK969,EE969))","v":""},{"$f":"IF(CK969=\"\",\"\",LOOKUP(CW969,Tab.4.5!$J$6:$J$27,Tab.4.5!$L$6:$L$27))","v":""},{"$f":"IF(CK969=\"\",\"\",He(EH969,DM969))","v":""},{"$f":"IF(CK969=\"\",\"\",Hs(DM969))","v":""},{"$f":"IF(CK969=\"\",\"\",Hm(EB969,EG969,EI969,EJ969,CS969,CV969))","v":""},"","","","","","","K45+-45000 () ",{"$f":"IF(B969=\"Existe.\",IF(AE969=1,CONCATENATE(#REF!,AK969,\" m.\"),CONCATENATE(#REF!,AJ969,\" m x \",AK969,\" m.\")),IF(CL969=1,CONCATENATE(#REF!,CR969,\" m.\"),CONCATENATE(#REF!,CQ969,\" m x \",CR969,\" m.\")))","v":{"$error":"#REF!"}},"Concreto, L =  m, S = 0 %.","Cota clave eje= 0 msnm.",null,null,null,"","","","","",{"$f":"IF(EV969=\"\",\"\",VLOOKUP(EY969,'Estructura escalonada'!$D$3:$H$953,2))","v":""},"","","","","",""]
[null,null,null,null,null,null,null,null,null,null,null,0,null,0,null,null,null,null,null,null,{"$f":"IF(K970=\"No\",\"\",IF(O970=\"\",YcCi(P970,N970),YcTr(N970,O970,S970)))","v":{"$error":"#VALUE!"}},{"$f":"IF(K970=\"No\",\"\",IF(O970=\"\",Teta1(U970,P970),\"-\"))","v":{"$error":"#VALUE!"}},{"$error":"#VALUE!"},{"$error":"#VALUE!"},{"$f":"IF(K970=\"No\",\"\",IF(O970=\"\",Ynci(P970,N970,R970,T970),YnTr(1,R970,O970,S970,T970,N970)))","v":{"$error":"#VALUE!"}},{"$f":"IF(K970=\"No\",\"\",IF(O970=\"\",Teta1(Y970,P970),\"-\"))","v":{"$error":"#VALUE!"}},{"$f":"IF(K970=\"No\",\"\",IF(O970=\"\",AreaCi(P970,Y970),AreaTr(O970,S970,Y970)))","v":{"$error":"#VALUE!"}},{"$f":"IF(K970=\"No\",\"\",IF(O970=\"\",FrCi(AC970,9.806,Z970,P970),FrTr(AC970,9.806,O970,S970,Y970)))","v":{"$error":"#VALUE!"}},{"$error":"#VALUE!"},null,null,null,null,null,null,null,null,null,null,null,null,null,null,null,0,0,"","","",{"$f":"IF(AD970=\"\",\"\",IF(AE970=1,YcCi(AK970,J970),YcTr(J970,AJ970,AN970)))","v":""},{"$f":"IF(AD970=\"\",\"\",IF(AE970=1,Teta1(AX970,AK970),\"-\"))","v":""},{"$f":"IF(AD970=\"\",\"\",IF(AE970=1,AreaCi(AK970,AX970),AreaTr(AJ970,AN970,AX970)))","v":""},"",{"$f":"IF(AD970=\"\",\"\",IF(AE970=1,Ynci(AK970,J970,AM970,AO970),YnTr(1,AM970,AJ970,AN970,AO970,J970)))","v":""},{"$f":"IF(AD970=\"\",\"\",IF(AE970=1,Teta1(BB970,AK970),\"-\"))","v":""},{"$f":"IF(AD970=\"\",\"\",IF(AE970=1,AreaCi(AK970,BB970),AreaTr(AJ970,AN970,BB970)))","v":""},{"$f":"IF(AD970=\"\",\"\",IF(AE970=1,FrCi(BF970,9.806,BC970,AK970),FrTr(BF970,9.806,AJ970,AN970,BB970)))","v":""},"",{"$f":"IF(AD970=\"\",\"\",IF(AE970=1,LOOKUP(AI970,'Vmáx(material) - Tab.4.3'!$L$2:$L$11,'Vmáx(material) - Tab.4.3'!$M$2:$M$11),LOOKUP(AI970,'Vmáx(material) - Tab.4.3'!$L$15,'Vmáx(material) - Tab.4.3'!$M$15)))","v":""},{"$f":"IF(AD970=\"\",\"\",VLOOKUP($AH970,'Vmáx(material) - Tab.4.3'!$R$35:$X$41,2))","v":""},{"$f":"IF(AD970=\"\",\"\",VLOOKUP($AH970,'Vmáx(material) - Tab.4.3'!$R$35:$X$41,3))","v":""},{"$f":"IF(AD970=\"\",\"\",VLOOKUP($AH970,'Vmáx(material) - Tab.4.3'!$R$35:$X$41,4))","v":""},{"$f":"IF(AD970=\"\",\"\",VLOOKUP($AH970,'Vmáx(material) - Tab.4.3'!$R$35:$X$41,5))","v":""},{"$f":"IF(AD970=\"\",\"\",VLOOKUP($AH970,'Vmáx(material) - Tab.4.3'!$R$35:$X$41,6))","v":""},{"$f":"IF(AD970=\"\",\"\",IF(AD970=\"\",\"\",VLOOKUP($AH970,'Vmáx(material) - Tab.4.3'!$R$35:$X$41,7)))","v":""},{"$f":"IF(AD970=\"\",\"\",IF(AE970=1,FCi(J970,AK970),FTr(J970,AJ970,AK970)))","v":""},"",{"$f":"IF(AD970=\"\",\"\",Hw(BH970,BI970,BJ970,BK970,BL970,BM970,Z,BN970,AO970,AK970))","v":""},"","","","",{"$f":"IF(AD970=\"\",\"\",ho(BT970,AK970,AX970))","v":""},{"$f":"IF(AD970=\"\",\"\",IF(AE970=1,PeriCi(AK970,BB970),PeriTr(AJ970,AN970,BB970)))","v":""},{"$f":"IF(AD970=\"\",\"\",IF(AE970=1,AreaCi(AK970,BB970),AreaTr(AJ970,AN970,BB970)))","v":""},{"$f":"IF(AD970=\"\",\"\",RhCi(BW970,BV970))","v":""},"",{"$f":"IF(AD970=\"\",\"\",hf(AL970,J970,AM970,BW970,BX970))","v":""},{"$f":"IF(AD970=\"\",\"\",LOOKUP(AP970,Tab.4.5!$J$6:$J$27,Tab.4.5!$L$6:$L$27))","v":""},{"$f":"IF(AD970=\"\",\"\",He(CA970,BY970))","v":""},{"$f":"IF(AD970=\"\",\"\",Hs(BY970))","v":""},{"$f":"IF(AD970=\"\",\"\",Hm(BU970,BZ970,CB970,CC970,AL970,AO970))","v":""},"","","","","","",null,null,null,null,null,null,null,null,null,null,null,null,null,null,null,0,0,0,0,0,{"$f":"IF(CK970=\"\",\"\",IF(CL970=1,YcCi(CR970,J970),YcTr(J970,CQ970,CU970)))","v":""},{"$f":"IF(CK970=\"\",\"\",IF(CL970=1,Teta1(DE970,CR970),\"-\"))","v":""},"","",{"$f":"IF(CK970=\"\",\"\",IF(CL970=1,Ynci(CR970,J970,CT970,CV970),YnTr(1,CT970,CQ970,CU970,CV970,J970)))","v":""},{"$f":"IF(CK970=\"\",\"\",IF(CL970=1,Teta1(DI970,CR970),\"-\"))","v":""},{"$f":"IF(CK970=\"\",\"\",IF(CL970=1,AreaCi(CR970,J970),AreaTr(CQ970,CU970,DI970)))","v":""},{"$f":"IF(CK970=\"\",\"\",IF(CL970=1,FrCi(DM970,9.806,DJ970,CR970),FrTr(DM970,9.806,CQ970,CU970,DI970)))","v":""},"",{"$f":"IF(CK970=\"\",\"\",IF(CL970=1,LOOKUP(CP970,'Vmáx(material) - Tab.4.3'!$L$2:$L$11,'Vmáx(material) - Tab.4.3'!$M$2:$M$11),LOOKUP(CP970,'Vmáx(material) - Tab.4.3'!$L$15,'Vmáx(material) - Tab.4.3'!$M$15)))","v":""},{"$f":"IF(CK970=\"\",\"\",VLOOKUP($CO970,'Vmáx(material) - Tab.4.3'!$R$35:$X$41,2))","v":""},{"$f":"IF(CK970=\"\",\"\",VLOOKUP($CO970,'Vmáx(material) - Tab.4.3'!$R$35:$X$41,3))","v":""},{"$f":"IF(CK970=\"\",\"\",VLOOKUP($CO970,'Vmáx(material) - Tab.4.3'!$R$35:$X$41,4))","v":""},{"$f":"IF(CK970=\"\",\"\",VLOOKUP($CO970,'Vmáx(material) - Tab.4.3'!$R$35:$X$41,5))","v":""},{"$f":"IF(CK970=\"\",\"\",VLOOKUP($CO970,'Vmáx(material) - Tab.4.3'!$R$35:$X$41,6))","v":""},{"$f":"IF(CK970=\"\",\"\",IF(CK970=\"\",\"\",VLOOKUP(CO970,'Vmáx(material) - Tab.4.3'!$R$35:$X$41,7)))","v":""},{"$f":"IF(CK970=\"\",\"\",IF(CL970=1,FCi(J970,CR970),FTr(J970,CQ970,CR970)))","v":""},"",{"$f":"IF(CK970=\"\",\"\",Hw(DO970,DP970,DQ970,DR970,DS970,DT970,Z,DU970,CV970,CR970))","v":""},"","","","","",{"$f":"IF(CK970=\"\",\"\",IF(CL970=1,PeriCi(CR970,DI970),PeriTr(CQ970,CU970,DI970)))","v":""},{"$f":"IF(CK970=\"\",\"\",IF(CL970=1,AreaCi(CR970,DI970),AreaTr(CQ970,CU970,DI970)))","v":""},{"$f":"IF(CK970=\"\",\"\",RhCi(DK970,EC970))","v":""},"",{"$f":"IF(CK970=\"\",\"\",hf(CS970,J970,CT970,DK970,EE970))","v":""},{"$f":"IF(CK970=\"\",\"\",LOOKUP(CW970,Tab.4.5!$J$6:$J$27,Tab.4.5!$L$6:$L$27))","v":""},{"$f":"IF(CK970=\"\",\"\",He(EH970,DM970))","v":""},{"$f":"IF(CK970=\"\",\"\",Hs(DM970))","v":""},{"$f":"IF(CK970=\"\",\"\",Hm(EB970,EG970,EI970,EJ970,CS970,CV970))","v":""},"","","","","","","K45+-45000 () ",{"$f":"IF(B970=\"Existe.\",IF(AE970=1,CONCATENATE(#REF!,AK970,\" m.\"),CONCATENATE(#REF!,AJ970,\" m x \",AK970,\" m.\")),IF(CL970=1,CONCATENATE(#REF!,CR970,\" m.\"),CONCATENATE(#REF!,CQ970,\" m x \",CR970,\" m.\")))","v":{"$error":"#REF!"}},"Concreto, L =  m, S = 0 %.","Cota clave eje= 0 msnm.",null,null,null,"","","","","",{"$f":"IF(EV970=\"\",\"\",VLOOKUP(EY970,'Estructura escalonada'!$D$3:$H$953,2))","v":""},"","","","","",""]
[null,null,null,null,null,null,null,null,null,null,null,0,null,0,null,null,null,null,null,null,{"$f":"IF(K971=\"No\",\"\",IF(O971=\"\",YcCi(P971,N971),YcTr(N971,O971,S971)))","v":{"$error":"#VALUE!"}},{"$f":"IF(K971=\"No\",\"\",IF(O971=\"\",Teta1(U971,P971),\"-\"))","v":{"$error":"#VALUE!"}},{"$error":"#VALUE!"},{"$error":"#VALUE!"},{"$f":"IF(K971=\"No\",\"\",IF(O971=\"\",Ynci(P971,N971,R971,T971),YnTr(1,R971,O971,S971,T971,N971)))","v":{"$error":"#VALUE!"}},{"$f":"IF(K971=\"No\",\"\",IF(O971=\"\",Teta1(Y971,P971),\"-\"))","v":{"$error":"#VALUE!"}},{"$f":"IF(K971=\"No\",\"\",IF(O971=\"\",AreaCi(P971,Y971),AreaTr(O971,S971,Y971)))","v":{"$error":"#VALUE!"}},{"$f":"IF(K971=\"No\",\"\",IF(O971=\"\",FrCi(AC971,9.806,Z971,P971),FrTr(AC971,9.806,O971,S971,Y971)))","v":{"$error":"#VALUE!"}},{"$error":"#VALUE!"},null,null,null,null,null,null,null,null,null,null,null,null,null,null,null,0,0,"","","",{"$f":"IF(AD971=\"\",\"\",IF(AE971=1,YcCi(AK971,J971),YcTr(J971,AJ971,AN971)))","v":""},{"$f":"IF(AD971=\"\",\"\",IF(AE971=1,Teta1(AX971,AK971),\"-\"))","v":""},{"$f":"IF(AD971=\"\",\"\",IF(AE971=1,AreaCi(AK971,AX971),AreaTr(AJ971,AN971,AX971)))","v":""},"",{"$f":"IF(AD971=\"\",\"\",IF(AE971=1,Ynci(AK971,J971,AM971,AO971),YnTr(1,AM971,AJ971,AN971,AO971,J971)))","v":""},{"$f":"IF(AD971=\"\",\"\",IF(AE971=1,Teta1(BB971,AK971),\"-\"))","v":""},{"$f":"IF(AD971=\"\",\"\",IF(AE971=1,AreaCi(AK971,BB971),AreaTr(AJ971,AN971,BB971)))","v":""},{"$f":"IF(AD971=\"\",\"\",IF(AE971=1,FrCi(BF971,9.806,BC971,AK971),FrTr(BF971,9.806,AJ971,AN971,BB971)))","v":""},"",{"$f":"IF(AD971=\"\",\"\",IF(AE971=1,LOOKUP(AI971,'Vmáx(material) - Tab.4.3'!$L$2:$L$11,'Vmáx(material) - Tab.4.3'!$M$2:$M$11),LOOKUP(AI971,'Vmáx(material) - Tab.4.3'!$L$15,'Vmáx(material) - Tab.4.3'!$M$15)))","v":""},{"$f":"IF(AD971=\"\",\"\",VLOOKUP($AH971,'Vmáx(material) - Tab.4.3'!$R$35:$X$41,2))","v":""},{"$f":"IF(AD971=\"\",\"\",VLOOKUP($AH971,'Vmáx(material) - Tab.4.3'!$R$35:$X$41,3))","v":""},{"$f":"IF(AD971=\"\",\"\",VLOOKUP($AH971,'Vmáx(material) - Tab.4.3'!$R$35:$X$41,4))","v":""},{"$f":"IF(AD971=\"\",\"\",VLOOKUP($AH971,'Vmáx(material) - Tab.4.3'!$R$35:$X$41,5))","v":""},{"$f":"IF(AD971=\"\",\"\",VLOOKUP($AH971,'Vmáx(material) - Tab.4.3'!$R$35:$X$41,6))","v":""},{"$f":"IF(AD971=\"\",\"\",IF(AD971=\"\",\"\",VLOOKUP($AH971,'Vmáx(material) - Tab.4.3'!$R$35:$X$41,7)))","v":""},{"$f":"IF(AD971=\"\",\"\",IF(AE971=1,FCi(J971,AK971),FTr(J971,AJ971,AK971)))","v":""},"",{"$f":"IF(AD971=\"\",\"\",Hw(BH971,BI971,BJ971,BK971,BL971,BM971,Z,BN971,AO971,AK971))","v":""},"","","","",{"$f":"IF(AD971=\"\",\"\",ho(BT971,AK971,AX971))","v":""},{"$f":"IF(AD971=\"\",\"\",IF(AE971=1,PeriCi(AK971,BB971),PeriTr(AJ971,AN971,BB971)))","v":""},{"$f":"IF(AD971=\"\",\"\",IF(AE971=1,AreaCi(AK971,BB971),AreaTr(AJ971,AN971,BB971)))","v":""},{"$f":"IF(AD971=\"\",\"\",RhCi(BW971,BV971))","v":""},"",{"$f":"IF(AD971=\"\",\"\",hf(AL971,J971,AM971,BW971,BX971))","v":""},{"$f":"IF(AD971=\"\",\"\",LOOKUP(AP971,Tab.4.5!$J$6:$J$27,Tab.4.5!$L$6:$L$27))","v":""},{"$f":"IF(AD971=\"\",\"\",He(CA971,BY971))","v":""},{"$f":"IF(AD971=\"\",\"\",Hs(BY971))","v":""},{"$f":"IF(AD971=\"\",\"\",Hm(BU971,BZ971,CB971,CC971,AL971,AO971))","v":""},"","","","","","",null,null,null,null,null,null,null,null,null,null,null,null,null,null,null,0,0,0,0,0,{"$f":"IF(CK971=\"\",\"\",IF(CL971=1,YcCi(CR971,J971),YcTr(J971,CQ971,CU971)))","v":""},{"$f":"IF(CK971=\"\",\"\",IF(CL971=1,Teta1(DE971,CR971),\"-\"))","v":""},"","",{"$f":"IF(CK971=\"\",\"\",IF(CL971=1,Ynci(CR971,J971,CT971,CV971),YnTr(1,CT971,CQ971,CU971,CV971,J971)))","v":""},{"$f":"IF(CK971=\"\",\"\",IF(CL971=1,Teta1(DI971,CR971),\"-\"))","v":""},{"$f":"IF(CK971=\"\",\"\",IF(CL971=1,AreaCi(CR971,J971),AreaTr(CQ971,CU971,DI971)))","v":""},{"$f":"IF(CK971=\"\",\"\",IF(CL971=1,FrCi(DM971,9.806,DJ971,CR971),FrTr(DM971,9.806,CQ971,CU971,DI971)))","v":""},"",{"$f":"IF(CK971=\"\",\"\",IF(CL971=1,LOOKUP(CP971,'Vmáx(material) - Tab.4.3'!$L$2:$L$11,'Vmáx(material) - Tab.4.3'!$M$2:$M$11),LOOKUP(CP971,'Vmáx(material) - Tab.4.3'!$L$15,'Vmáx(material) - Tab.4.3'!$M$15)))","v":""},{"$f":"IF(CK971=\"\",\"\",VLOOKUP($CO971,'Vmáx(material) - Tab.4.3'!$R$35:$X$41,2))","v":""},{"$f":"IF(CK971=\"\",\"\",VLOOKUP($CO971,'Vmáx(material) - Tab.4.3'!$R$35:$X$41,3))","v":""},{"$f":"IF(CK971=\"\",\"\",VLOOKUP($CO971,'Vmáx(material) - Tab.4.3'!$R$35:$X$41,4))","v":""},{"$f":"IF(CK971=\"\",\"\",VLOOKUP($CO971,'Vmáx(material) - Tab.4.3'!$R$35:$X$41,5))","v":""},{"$f":"IF(CK971=\"\",\"\",VLOOKUP($CO971,'Vmáx(material) - Tab.4.3'!$R$35:$X$41,6))","v":""},{"$f":"IF(CK971=\"\",\"\",IF(CK971=\"\",\"\",VLOOKUP(CO971,'Vmáx(material) - Tab.4.3'!$R$35:$X$41,7)))","v":""},{"$f":"IF(CK971=\"\",\"\",IF(CL971=1,FCi(J971,CR971),FTr(J971,CQ971,CR971)))","v":""},"",{"$f":"IF(CK971=\"\",\"\",Hw(DO971,DP971,DQ971,DR971,DS971,DT971,Z,DU971,CV971,CR971))","v":""},"","","","","",{"$f":"IF(CK971=\"\",\"\",IF(CL971=1,PeriCi(CR971,DI971),PeriTr(CQ971,CU971,DI971)))","v":""},{"$f":"IF(CK971=\"\",\"\",IF(CL971=1,AreaCi(CR971,DI971),AreaTr(CQ971,CU971,DI971)))","v":""},{"$f":"IF(CK971=\"\",\"\",RhCi(DK971,EC971))","v":""},"",{"$f":"IF(CK971=\"\",\"\",hf(CS971,J971,CT971,DK971,EE971))","v":""},{"$f":"IF(CK971=\"\",\"\",LOOKUP(CW971,Tab.4.5!$J$6:$J$27,Tab.4.5!$L$6:$L$27))","v":""},{"$f":"IF(CK971=\"\",\"\",He(EH971,DM971))","v":""},{"$f":"IF(CK971=\"\",\"\",Hs(DM971))","v":""},{"$f":"IF(CK971=\"\",\"\",Hm(EB971,EG971,EI971,EJ971,CS971,CV971))","v":""},"","","","","","","K45+-45000 () ",{"$f":"IF(B971=\"Existe.\",IF(AE971=1,CONCATENATE(#REF!,AK971,\" m.\"),CONCATENATE(#REF!,AJ971,\" m x \",AK971,\" m.\")),IF(CL971=1,CONCATENATE(#REF!,CR971,\" m.\"),CONCATENATE(#REF!,CQ971,\" m x \",CR971,\" m.\")))","v":{"$error":"#REF!"}},"Concreto, L =  m, S = 0 %.","Cota clave eje= 0 msnm.",null,null,null,"","","","","",{"$f":"IF(EV971=\"\",\"\",VLOOKUP(EY971,'Estructura escalonada'!$D$3:$H$953,2))","v":""},"","","","","",""]
[null,null,null,null,null,null,null,null,null,null,null,0,null,0,null,null,null,null,null,null,{"$f":"IF(K972=\"No\",\"\",IF(O972=\"\",YcCi(P972,N972),YcTr(N972,O972,S972)))","v":{"$error":"#VALUE!"}},{"$f":"IF(K972=\"No\",\"\",IF(O972=\"\",Teta1(U972,P972),\"-\"))","v":{"$error":"#VALUE!"}},{"$error":"#VALUE!"},{"$error":"#VALUE!"},{"$f":"IF(K972=\"No\",\"\",IF(O972=\"\",Ynci(P972,N972,R972,T972),YnTr(1,R972,O972,S972,T972,N972)))","v":{"$error":"#VALUE!"}},{"$f":"IF(K972=\"No\",\"\",IF(O972=\"\",Teta1(Y972,P972),\"-\"))","v":{"$error":"#VALUE!"}},{"$f":"IF(K972=\"No\",\"\",IF(O972=\"\",AreaCi(P972,Y972),AreaTr(O972,S972,Y972)))","v":{"$error":"#VALUE!"}},{"$f":"IF(K972=\"No\",\"\",IF(O972=\"\",FrCi(AC972,9.806,Z972,P972),FrTr(AC972,9.806,O972,S972,Y972)))","v":{"$error":"#VALUE!"}},{"$error":"#VALUE!"},null,null,null,null,null,null,null,null,null,null,null,null,null,null,null,0,0,"","","",{"$f":"IF(AD972=\"\",\"\",IF(AE972=1,YcCi(AK972,J972),YcTr(J972,AJ972,AN972)))","v":""},{"$f":"IF(AD972=\"\",\"\",IF(AE972=1,Teta1(AX972,AK972),\"-\"))","v":""},{"$f":"IF(AD972=\"\",\"\",IF(AE972=1,AreaCi(AK972,AX972),AreaTr(AJ972,AN972,AX972)))","v":""},"",{"$f":"IF(AD972=\"\",\"\",IF(AE972=1,Ynci(AK972,J972,AM972,AO972),YnTr(1,AM972,AJ972,AN972,AO972,J972)))","v":""},{"$f":"IF(AD972=\"\",\"\",IF(AE972=1,Teta1(BB972,AK972),\"-\"))","v":""},{"$f":"IF(AD972=\"\",\"\",IF(AE972=1,AreaCi(AK972,BB972),AreaTr(AJ972,AN972,BB972)))","v":""},{"$f":"IF(AD972=\"\",\"\",IF(AE972=1,FrCi(BF972,9.806,BC972,AK972),FrTr(BF972,9.806,AJ972,AN972,BB972)))","v":""},"",{"$f":"IF(AD972=\"\",\"\",IF(AE972=1,LOOKUP(AI972,'Vmáx(material) - Tab.4.3'!$L$2:$L$11,'Vmáx(material) - Tab.4.3'!$M$2:$M$11),LOOKUP(AI972,'Vmáx(material) - Tab.4.3'!$L$15,'Vmáx(material) - Tab.4.3'!$M$15)))","v":""},{"$f":"IF(AD972=\"\",\"\",VLOOKUP($AH972,'Vmáx(material) - Tab.4.3'!$R$35:$X$41,2))","v":""},{"$f":"IF(AD972=\"\",\"\",VLOOKUP($AH972,'Vmáx(material) - Tab.4.3'!$R$35:$X$41,3))","v":""},{"$f":"IF(AD972=\"\",\"\",VLOOKUP($AH972,'Vmáx(material) - Tab.4.3'!$R$35:$X$41,4))","v":""},{"$f":"IF(AD972=\"\",\"\",VLOOKUP($AH972,'Vmáx(material) - Tab.4.3'!$R$35:$X$41,5))","v":""},{"$f":"IF(AD972=\"\",\"\",VLOOKUP($AH972,'Vmáx(material) - Tab.4.3'!$R$35:$X$41,6))","v":""},{"$f":"IF(AD972=\"\",\"\",IF(AD972=\"\",\"\",VLOOKUP($AH972,'Vmáx(material) - Tab.4.3'!$R$35:$X$41,7)))","v":""},{"$f":"IF(AD972=\"\",\"\",IF(AE972=1,FCi(J972,AK972),FTr(J972,AJ972,AK972)))","v":""},"",{"$f":"IF(AD972=\"\",\"\",Hw(BH972,BI972,BJ972,BK972,BL972,BM972,Z,BN972,AO972,AK972))","v":""},"","","","",{"$f":"IF(AD972=\"\",\"\",ho(BT972,AK972,AX972))","v":""},{"$f":"IF(AD972=\"\",\"\",IF(AE972=1,PeriCi(AK972,BB972),PeriTr(AJ972,AN972,BB972)))","v":""},{"$f":"IF(AD972=\"\",\"\",IF(AE972=1,AreaCi(AK972,BB972),AreaTr(AJ972,AN972,BB972)))","v":""},{"$f":"IF(AD972=\"\",\"\",RhCi(BW972,BV972))","v":""},"",{"$f":"IF(AD972=\"\",\"\",hf(AL972,J972,AM972,BW972,BX972))","v":""},{"$f":"IF(AD972=\"\",\"\",LOOKUP(AP972,Tab.4.5!$J$6:$J$27,Tab.4.5!$L$6:$L$27))","v":""},{"$f":"IF(AD972=\"\",\"\",He(CA972,BY972))","v":""},{"$f":"IF(AD972=\"\",\"\",Hs(BY972))","v":""},{"$f":"IF(AD972=\"\",\"\",Hm(BU972,BZ972,CB972,CC972,AL972,AO972))","v":""},"","","","","","",null,null,null,null,null,null,null,null,null,null,null,null,null,null,null,0,0,0,0,0,{"$f":"IF(CK972=\"\",\"\",IF(CL972=1,YcCi(CR972,J972),YcTr(J972,CQ972,CU972)))","v":""},{"$f":"IF(CK972=\"\",\"\",IF(CL972=1,Teta1(DE972,CR972),\"-\"))","v":""},"","",{"$f":"IF(CK972=\"\",\"\",IF(CL972=1,Ynci(CR972,J972,CT972,CV972),YnTr(1,CT972,CQ972,CU972,CV972,J972)))","v":""},{"$f":"IF(CK972=\"\",\"\",IF(CL972=1,Teta1(DI972,CR972),\"-\"))","v":""},{"$f":"IF(CK972=\"\",\"\",IF(CL972=1,AreaCi(CR972,J972),AreaTr(CQ972,CU972,DI972)))","v":""},{"$f":"IF(CK972=\"\",\"\",IF(CL972=1,FrCi(DM972,9.806,DJ972,CR972),FrTr(DM972,9.806,CQ972,CU972,DI972)))","v":""},"",{"$f":"IF(CK972=\"\",\"\",IF(CL972=1,LOOKUP(CP972,'Vmáx(material) - Tab.4.3'!$L$2:$L$11,'Vmáx(material) - Tab.4.3'!$M$2:$M$11),LOOKUP(CP972,'Vmáx(material) - Tab.4.3'!$L$15,'Vmáx(material) - Tab.4.3'!$M$15)))","v":""},{"$f":"IF(CK972=\"\",\"\",VLOOKUP($CO972,'Vmáx(material) - Tab.4.3'!$R$35:$X$41,2))","v":""},{"$f":"IF(CK972=\"\",\"\",VLOOKUP($CO972,'Vmáx(material) - Tab.4.3'!$R$35:$X$41,3))","v":""},{"$f":"IF(CK972=\"\",\"\",VLOOKUP($CO972,'Vmáx(material) - Tab.4.3'!$R$35:$X$41,4))","v":""},{"$f":"IF(CK972=\"\",\"\",VLOOKUP($CO972,'Vmáx(material) - Tab.4.3'!$R$35:$X$41,5))","v":""},{"$f":"IF(CK972=\"\",\"\",VLOOKUP($CO972,'Vmáx(material) - Tab.4.3'!$R$35:$X$41,6))","v":""},{"$f":"IF(CK972=\"\",\"\",IF(CK972=\"\",\"\",VLOOKUP(CO972,'Vmáx(material) - Tab.4.3'!$R$35:$X$41,7)))","v":""},{"$f":"IF(CK972=\"\",\"\",IF(CL972=1,FCi(J972,CR972),FTr(J972,CQ972,CR972)))","v":""},"",{"$f":"IF(CK972=\"\",\"\",Hw(DO972,DP972,DQ972,DR972,DS972,DT972,Z,DU972,CV972,CR972))","v":""},"","","","","",{"$f":"IF(CK972=\"\",\"\",IF(CL972=1,PeriCi(CR972,DI972),PeriTr(CQ972,CU972,DI972)))","v":""},{"$f":"IF(CK972=\"\",\"\",IF(CL972=1,AreaCi(CR972,DI972),AreaTr(CQ972,CU972,DI972)))","v":""},{"$f":"IF(CK972=\"\",\"\",RhCi(DK972,EC972))","v":""},"",{"$f":"IF(CK972=\"\",\"\",hf(CS972,J972,CT972,DK972,EE972))","v":""},{"$f":"IF(CK972=\"\",\"\",LOOKUP(CW972,Tab.4.5!$J$6:$J$27,Tab.4.5!$L$6:$L$27))","v":""},{"$f":"IF(CK972=\"\",\"\",He(EH972,DM972))","v":""},{"$f":"IF(CK972=\"\",\"\",Hs(DM972))","v":""},{"$f":"IF(CK972=\"\",\"\",Hm(EB972,EG972,EI972,EJ972,CS972,CV972))","v":""},"","","","","","","K45+-45000 () ",{"$f":"IF(B972=\"Existe.\",IF(AE972=1,CONCATENATE(#REF!,AK972,\" m.\"),CONCATENATE(#REF!,AJ972,\" m x \",AK972,\" m.\")),IF(CL972=1,CONCATENATE(#REF!,CR972,\" m.\"),CONCATENATE(#REF!,CQ972,\" m x \",CR972,\" m.\")))","v":{"$error":"#REF!"}},"Concreto, L =  m, S = 0 %.","Cota clave eje= 0 msnm.",null,null,null,"","","","","",{"$f":"IF(EV972=\"\",\"\",VLOOKUP(EY972,'Estructura escalonada'!$D$3:$H$953,2))","v":""},"","","","","",""]
[null,null,null,null,null,null,null,null,null,null,null,0,null,0,null,null,null,null,null,null,{"$f":"IF(K973=\"No\",\"\",IF(O973=\"\",YcCi(P973,N973),YcTr(N973,O973,S973)))","v":{"$error":"#VALUE!"}},{"$f":"IF(K973=\"No\",\"\",IF(O973=\"\",Teta1(U973,P973),\"-\"))","v":{"$error":"#VALUE!"}},{"$error":"#VALUE!"},{"$error":"#VALUE!"},{"$f":"IF(K973=\"No\",\"\",IF(O973=\"\",Ynci(P973,N973,R973,T973),YnTr(1,R973,O973,S973,T973,N973)))","v":{"$error":"#VALUE!"}},{"$f":"IF(K973=\"No\",\"\",IF(O973=\"\",Teta1(Y973,P973),\"-\"))","v":{"$error":"#VALUE!"}},{"$f":"IF(K973=\"No\",\"\",IF(O973=\"\",AreaCi(P973,Y973),AreaTr(O973,S973,Y973)))","v":{"$error":"#VALUE!"}},{"$f":"IF(K973=\"No\",\"\",IF(O973=\"\",FrCi(AC973,9.806,Z973,P973),FrTr(AC973,9.806,O973,S973,Y973)))","v":{"$error":"#VALUE!"}},{"$error":"#VALUE!"},null,null,null,null,null,null,null,null,null,null,null,null,null,null,null,0,0,"","","",{"$f":"IF(AD973=\"\",\"\",IF(AE973=1,YcCi(AK973,J973),YcTr(J973,AJ973,AN973)))","v":""},{"$f":"IF(AD973=\"\",\"\",IF(AE973=1,Teta1(AX973,AK973),\"-\"))","v":""},{"$f":"IF(AD973=\"\",\"\",IF(AE973=1,AreaCi(AK973,AX973),AreaTr(AJ973,AN973,AX973)))","v":""},"",{"$f":"IF(AD973=\"\",\"\",IF(AE973=1,Ynci(AK973,J973,AM973,AO973),YnTr(1,AM973,AJ973,AN973,AO973,J973)))","v":""},{"$f":"IF(AD973=\"\",\"\",IF(AE973=1,Teta1(BB973,AK973),\"-\"))","v":""},{"$f":"IF(AD973=\"\",\"\",IF(AE973=1,AreaCi(AK973,BB973),AreaTr(AJ973,AN973,BB973)))","v":""},{"$f":"IF(AD973=\"\",\"\",IF(AE973=1,FrCi(BF973,9.806,BC973,AK973),FrTr(BF973,9.806,AJ973,AN973,BB973)))","v":""},"",{"$f":"IF(AD973=\"\",\"\",IF(AE973=1,LOOKUP(AI973,'Vmáx(material) - Tab.4.3'!$L$2:$L$11,'Vmáx(material) - Tab.4.3'!$M$2:$M$11),LOOKUP(AI973,'Vmáx(material) - Tab.4.3'!$L$15,'Vmáx(material) - Tab.4.3'!$M$15)))","v":""},{"$f":"IF(AD973=\"\",\"\",VLOOKUP($AH973,'Vmáx(material) - Tab.4.3'!$R$35:$X$41,2))","v":""},{"$f":"IF(AD973=\"\",\"\",VLOOKUP($AH973,'Vmáx(material) - Tab.4.3'!$R$35:$X$41,3))","v":""},{"$f":"IF(AD973=\"\",\"\",VLOOKUP($AH973,'Vmáx(material) - Tab.4.3'!$R$35:$X$41,4))","v":""},{"$f":"IF(AD973=\"\",\"\",VLOOKUP($AH973,'Vmáx(material) - Tab.4.3'!$R$35:$X$41,5))","v":""},{"$f":"IF(AD973=\"\",\"\",VLOOKUP($AH973,'Vmáx(material) - Tab.4.3'!$R$35:$X$41,6))","v":""},{"$f":"IF(AD973=\"\",\"\",IF(AD973=\"\",\"\",VLOOKUP($AH973,'Vmáx(material) - Tab.4.3'!$R$35:$X$41,7)))","v":""},{"$f":"IF(AD973=\"\",\"\",IF(AE973=1,FCi(J973,AK973),FTr(J973,AJ973,AK973)))","v":""},"",{"$f":"IF(AD973=\"\",\"\",Hw(BH973,BI973,BJ973,BK973,BL973,BM973,Z,BN973,AO973,AK973))","v":""},"","","","",{"$f":"IF(AD973=\"\",\"\",ho(BT973,AK973,AX973))","v":""},{"$f":"IF(AD973=\"\",\"\",IF(AE973=1,PeriCi(AK973,BB973),PeriTr(AJ973,AN973,BB973)))","v":""},{"$f":"IF(AD973=\"\",\"\",IF(AE973=1,AreaCi(AK973,BB973),AreaTr(AJ973,AN973,BB973)))","v":""},{"$f":"IF(AD973=\"\",\"\",RhCi(BW973,BV973))","v":""},"",{"$f":"IF(AD973=\"\",\"\",hf(AL973,J973,AM973,BW973,BX973))","v":""},{"$f":"IF(AD973=\"\",\"\",LOOKUP(AP973,Tab.4.5!$J$6:$J$27,Tab.4.5!$L$6:$L$27))","v":""},{"$f":"IF(AD973=\"\",\"\",He(CA973,BY973))","v":""},{"$f":"IF(AD973=\"\",\"\",Hs(BY973))","v":""},{"$f":"IF(AD973=\"\",\"\",Hm(BU973,BZ973,CB973,CC973,AL973,AO973))","v":""},"","","","","","",null,null,null,null,null,null,null,null,null,null,null,null,null,null,null,0,0,0,0,0,{"$f":"IF(CK973=\"\",\"\",IF(CL973=1,YcCi(CR973,J973),YcTr(J973,CQ973,CU973)))","v":""},{"$f":"IF(CK973=\"\",\"\",IF(CL973=1,Teta1(DE973,CR973),\"-\"))","v":""},"","",{"$f":"IF(CK973=\"\",\"\",IF(CL973=1,Ynci(CR973,J973,CT973,CV973),YnTr(1,CT973,CQ973,CU973,CV973,J973)))","v":""},{"$f":"IF(CK973=\"\",\"\",IF(CL973=1,Teta1(DI973,CR973),\"-\"))","v":""},{"$f":"IF(CK973=\"\",\"\",IF(CL973=1,AreaCi(CR973,J973),AreaTr(CQ973,CU973,DI973)))","v":""},{"$f":"IF(CK973=\"\",\"\",IF(CL973=1,FrCi(DM973,9.806,DJ973,CR973),FrTr(DM973,9.806,CQ973,CU973,DI973)))","v":""},"",{"$f":"IF(CK973=\"\",\"\",IF(CL973=1,LOOKUP(CP973,'Vmáx(material) - Tab.4.3'!$L$2:$L$11,'Vmáx(material) - Tab.4.3'!$M$2:$M$11),LOOKUP(CP973,'Vmáx(material) - Tab.4.3'!$L$15,'Vmáx(material) - Tab.4.3'!$M$15)))","v":""},{"$f":"IF(CK973=\"\",\"\",VLOOKUP($CO973,'Vmáx(material) - Tab.4.3'!$R$35:$X$41,2))","v":""},{"$f":"IF(CK973=\"\",\"\",VLOOKUP($CO973,'Vmáx(material) - Tab.4.3'!$R$35:$X$41,3))","v":""},{"$f":"IF(CK973=\"\",\"\",VLOOKUP($CO973,'Vmáx(material) - Tab.4.3'!$R$35:$X$41,4))","v":""},{"$f":"IF(CK973=\"\",\"\",VLOOKUP($CO973,'Vmáx(material) - Tab.4.3'!$R$35:$X$41,5))","v":""},{"$f":"IF(CK973=\"\",\"\",VLOOKUP($CO973,'Vmáx(material) - Tab.4.3'!$R$35:$X$41,6))","v":""},{"$f":"IF(CK973=\"\",\"\",IF(CK973=\"\",\"\",VLOOKUP(CO973,'Vmáx(material) - Tab.4.3'!$R$35:$X$41,7)))","v":""},{"$f":"IF(CK973=\"\",\"\",IF(CL973=1,FCi(J973,CR973),FTr(J973,CQ973,CR973)))","v":""},"",{"$f":"IF(CK973=\"\",\"\",Hw(DO973,DP973,DQ973,DR973,DS973,DT973,Z,DU973,CV973,CR973))","v":""},"","","","","",{"$f":"IF(CK973=\"\",\"\",IF(CL973=1,PeriCi(CR973,DI973),PeriTr(CQ973,CU973,DI973)))","v":""},{"$f":"IF(CK973=\"\",\"\",IF(CL973=1,AreaCi(CR973,DI973),AreaTr(CQ973,CU973,DI973)))","v":""},{"$f":"IF(CK973=\"\",\"\",RhCi(DK973,EC973))","v":""},"",{"$f":"IF(CK973=\"\",\"\",hf(CS973,J973,CT973,DK973,EE973))","v":""},{"$f":"IF(CK973=\"\",\"\",LOOKUP(CW973,Tab.4.5!$J$6:$J$27,Tab.4.5!$L$6:$L$27))","v":""},{"$f":"IF(CK973=\"\",\"\",He(EH973,DM973))","v":""},{"$f":"IF(CK973=\"\",\"\",Hs(DM973))","v":""},{"$f":"IF(CK973=\"\",\"\",Hm(EB973,EG973,EI973,EJ973,CS973,CV973))","v":""},"","","","","","","K45+-45000 () ",{"$f":"IF(B973=\"Existe.\",IF(AE973=1,CONCATENATE(#REF!,AK973,\" m.\"),CONCATENATE(#REF!,AJ973,\" m x \",AK973,\" m.\")),IF(CL973=1,CONCATENATE(#REF!,CR973,\" m.\"),CONCATENATE(#REF!,CQ973,\" m x \",CR973,\" m.\")))","v":{"$error":"#REF!"}},"Concreto, L =  m, S = 0 %.","Cota clave eje= 0 msnm.",null,null,null,"","","","","",{"$f":"IF(EV973=\"\",\"\",VLOOKUP(EY973,'Estructura escalonada'!$D$3:$H$953,2))","v":""},"","","","","",""]
[null,null,null,null,null,null,null,null,null,null,null,0,null,0,null,null,null,null,null,null,{"$f":"IF(K974=\"No\",\"\",IF(O974=\"\",YcCi(P974,N974),YcTr(N974,O974,S974)))","v":{"$error":"#VALUE!"}},{"$f":"IF(K974=\"No\",\"\",IF(O974=\"\",Teta1(U974,P974),\"-\"))","v":{"$error":"#VALUE!"}},{"$error":"#VALUE!"},{"$error":"#VALUE!"},{"$f":"IF(K974=\"No\",\"\",IF(O974=\"\",Ynci(P974,N974,R974,T974),YnTr(1,R974,O974,S974,T974,N974)))","v":{"$error":"#VALUE!"}},{"$f":"IF(K974=\"No\",\"\",IF(O974=\"\",Teta1(Y974,P974),\"-\"))","v":{"$error":"#VALUE!"}},{"$f":"IF(K974=\"No\",\"\",IF(O974=\"\",AreaCi(P974,Y974),AreaTr(O974,S974,Y974)))","v":{"$error":"#VALUE!"}},{"$f":"IF(K974=\"No\",\"\",IF(O974=\"\",FrCi(AC974,9.806,Z974,P974),FrTr(AC974,9.806,O974,S974,Y974)))","v":{"$error":"#VALUE!"}},{"$error":"#VALUE!"},null,null,null,null,null,null,null,null,null,null,null,null,null,null,null,0,0,"","","",{"$f":"IF(AD974=\"\",\"\",IF(AE974=1,YcCi(AK974,J974),YcTr(J974,AJ974,AN974)))","v":""},{"$f":"IF(AD974=\"\",\"\",IF(AE974=1,Teta1(AX974,AK974),\"-\"))","v":""},{"$f":"IF(AD974=\"\",\"\",IF(AE974=1,AreaCi(AK974,AX974),AreaTr(AJ974,AN974,AX974)))","v":""},"",{"$f":"IF(AD974=\"\",\"\",IF(AE974=1,Ynci(AK974,J974,AM974,AO974),YnTr(1,AM974,AJ974,AN974,AO974,J974)))","v":""},{"$f":"IF(AD974=\"\",\"\",IF(AE974=1,Teta1(BB974,AK974),\"-\"))","v":""},{"$f":"IF(AD974=\"\",\"\",IF(AE974=1,AreaCi(AK974,BB974),AreaTr(AJ974,AN974,BB974)))","v":""},{"$f":"IF(AD974=\"\",\"\",IF(AE974=1,FrCi(BF974,9.806,BC974,AK974),FrTr(BF974,9.806,AJ974,AN974,BB974)))","v":""},"",{"$f":"IF(AD974=\"\",\"\",IF(AE974=1,LOOKUP(AI974,'Vmáx(material) - Tab.4.3'!$L$2:$L$11,'Vmáx(material) - Tab.4.3'!$M$2:$M$11),LOOKUP(AI974,'Vmáx(material) - Tab.4.3'!$L$15,'Vmáx(material) - Tab.4.3'!$M$15)))","v":""},{"$f":"IF(AD974=\"\",\"\",VLOOKUP($AH974,'Vmáx(material) - Tab.4.3'!$R$35:$X$41,2))","v":""},{"$f":"IF(AD974=\"\",\"\",VLOOKUP($AH974,'Vmáx(material) - Tab.4.3'!$R$35:$X$41,3))","v":""},{"$f":"IF(AD974=\"\",\"\",VLOOKUP($AH974,'Vmáx(material) - Tab.4.3'!$R$35:$X$41,4))","v":""},{"$f":"IF(AD974=\"\",\"\",VLOOKUP($AH974,'Vmáx(material) - Tab.4.3'!$R$35:$X$41,5))","v":""},{"$f":"IF(AD974=\"\",\"\",VLOOKUP($AH974,'Vmáx(material) - Tab.4.3'!$R$35:$X$41,6))","v":""},{"$f":"IF(AD974=\"\",\"\",IF(AD974=\"\",\"\",VLOOKUP($AH974,'Vmáx(material) - Tab.4.3'!$R$35:$X$41,7)))","v":""},{"$f":"IF(AD974=\"\",\"\",IF(AE974=1,FCi(J974,AK974),FTr(J974,AJ974,AK974)))","v":""},"",{"$f":"IF(AD974=\"\",\"\",Hw(BH974,BI974,BJ974,BK974,BL974,BM974,Z,BN974,AO974,AK974))","v":""},"","","","",{"$f":"IF(AD974=\"\",\"\",ho(BT974,AK974,AX974))","v":""},{"$f":"IF(AD974=\"\",\"\",IF(AE974=1,PeriCi(AK974,BB974),PeriTr(AJ974,AN974,BB974)))","v":""},{"$f":"IF(AD974=\"\",\"\",IF(AE974=1,AreaCi(AK974,BB974),AreaTr(AJ974,AN974,BB974)))","v":""},{"$f":"IF(AD974=\"\",\"\",RhCi(BW974,BV974))","v":""},"",{"$f":"IF(AD974=\"\",\"\",hf(AL974,J974,AM974,BW974,BX974))","v":""},{"$f":"IF(AD974=\"\",\"\",LOOKUP(AP974,Tab.4.5!$J$6:$J$27,Tab.4.5!$L$6:$L$27))","v":""},{"$f":"IF(AD974=\"\",\"\",He(CA974,BY974))","v":""},{"$f":"IF(AD974=\"\",\"\",Hs(BY974))","v":""},{"$f":"IF(AD974=\"\",\"\",Hm(BU974,BZ974,CB974,CC974,AL974,AO974))","v":""},"","","","","","",null,null,null,null,null,null,null,null,null,null,null,null,null,null,null,0,0,0,0,0,{"$f":"IF(CK974=\"\",\"\",IF(CL974=1,YcCi(CR974,J974),YcTr(J974,CQ974,CU974)))","v":""},{"$f":"IF(CK974=\"\",\"\",IF(CL974=1,Teta1(DE974,CR974),\"-\"))","v":""},"","",{"$f":"IF(CK974=\"\",\"\",IF(CL974=1,Ynci(CR974,J974,CT974,CV974),YnTr(1,CT974,CQ974,CU974,CV974,J974)))","v":""},{"$f":"IF(CK974=\"\",\"\",IF(CL974=1,Teta1(DI974,CR974),\"-\"))","v":""},{"$f":"IF(CK974=\"\",\"\",IF(CL974=1,AreaCi(CR974,J974),AreaTr(CQ974,CU974,DI974)))","v":""},{"$f":"IF(CK974=\"\",\"\",IF(CL974=1,FrCi(DM974,9.806,DJ974,CR974),FrTr(DM974,9.806,CQ974,CU974,DI974)))","v":""},"",{"$f":"IF(CK974=\"\",\"\",IF(CL974=1,LOOKUP(CP974,'Vmáx(material) - Tab.4.3'!$L$2:$L$11,'Vmáx(material) - Tab.4.3'!$M$2:$M$11),LOOKUP(CP974,'Vmáx(material) - Tab.4.3'!$L$15,'Vmáx(material) - Tab.4.3'!$M$15)))","v":""},{"$f":"IF(CK974=\"\",\"\",VLOOKUP($CO974,'Vmáx(material) - Tab.4.3'!$R$35:$X$41,2))","v":""},{"$f":"IF(CK974=\"\",\"\",VLOOKUP($CO974,'Vmáx(material) - Tab.4.3'!$R$35:$X$41,3))","v":""},{"$f":"IF(CK974=\"\",\"\",VLOOKUP($CO974,'Vmáx(material) - Tab.4.3'!$R$35:$X$41,4))","v":""},{"$f":"IF(CK974=\"\",\"\",VLOOKUP($CO974,'Vmáx(material) - Tab.4.3'!$R$35:$X$41,5))","v":""},{"$f":"IF(CK974=\"\",\"\",VLOOKUP($CO974,'Vmáx(material) - Tab.4.3'!$R$35:$X$41,6))","v":""},{"$f":"IF(CK974=\"\",\"\",IF(CK974=\"\",\"\",VLOOKUP(CO974,'Vmáx(material) - Tab.4.3'!$R$35:$X$41,7)))","v":""},{"$f":"IF(CK974=\"\",\"\",IF(CL974=1,FCi(J974,CR974),FTr(J974,CQ974,CR974)))","v":""},"",{"$f":"IF(CK974=\"\",\"\",Hw(DO974,DP974,DQ974,DR974,DS974,DT974,Z,DU974,CV974,CR974))","v":""},"","","","","",{"$f":"IF(CK974=\"\",\"\",IF(CL974=1,PeriCi(CR974,DI974),PeriTr(CQ974,CU974,DI974)))","v":""},{"$f":"IF(CK974=\"\",\"\",IF(CL974=1,AreaCi(CR974,DI974),AreaTr(CQ974,CU974,DI974)))","v":""},{"$f":"IF(CK974=\"\",\"\",RhCi(DK974,EC974))","v":""},"",{"$f":"IF(CK974=\"\",\"\",hf(CS974,J974,CT974,DK974,EE974))","v":""},{"$f":"IF(CK974=\"\",\"\",LOOKUP(CW974,Tab.4.5!$J$6:$J$27,Tab.4.5!$L$6:$L$27))","v":""},{"$f":"IF(CK974=\"\",\"\",He(EH974,DM974))","v":""},{"$f":"IF(CK974=\"\",\"\",Hs(DM974))","v":""},{"$f":"IF(CK974=\"\",\"\",Hm(EB974,EG974,EI974,EJ974,CS974,CV974))","v":""},"","","","","","","K45+-45000 () ",{"$f":"IF(B974=\"Existe.\",IF(AE974=1,CONCATENATE(#REF!,AK974,\" m.\"),CONCATENATE(#REF!,AJ974,\" m x \",AK974,\" m.\")),IF(CL974=1,CONCATENATE(#REF!,CR974,\" m.\"),CONCATENATE(#REF!,CQ974,\" m x \",CR974,\" m.\")))","v":{"$error":"#REF!"}},"Concreto, L =  m, S = 0 %.","Cota clave eje= 0 msnm.",null,null,null,"","","","","",{"$f":"IF(EV974=\"\",\"\",VLOOKUP(EY974,'Estructura escalonada'!$D$3:$H$953,2))","v":""},"","","","","",""]
[null,null,null,null,null,null,null,null,null,null,null,0,null,0,null,null,null,null,null,null,{"$f":"IF(K975=\"No\",\"\",IF(O975=\"\",YcCi(P975,N975),YcTr(N975,O975,S975)))","v":{"$error":"#VALUE!"}},{"$f":"IF(K975=\"No\",\"\",IF(O975=\"\",Teta1(U975,P975),\"-\"))","v":{"$error":"#VALUE!"}},{"$error":"#VALUE!"},{"$error":"#VALUE!"},{"$f":"IF(K975=\"No\",\"\",IF(O975=\"\",Ynci(P975,N975,R975,T975),YnTr(1,R975,O975,S975,T975,N975)))","v":{"$error":"#VALUE!"}},{"$f":"IF(K975=\"No\",\"\",IF(O975=\"\",Teta1(Y975,P975),\"-\"))","v":{"$error":"#VALUE!"}},{"$f":"IF(K975=\"No\",\"\",IF(O975=\"\",AreaCi(P975,Y975),AreaTr(O975,S975,Y975)))","v":{"$error":"#VALUE!"}},{"$f":"IF(K975=\"No\",\"\",IF(O975=\"\",FrCi(AC975,9.806,Z975,P975),FrTr(AC975,9.806,O975,S975,Y975)))","v":{"$error":"#VALUE!"}},{"$error":"#VALUE!"},null,null,null,null,null,null,null,null,null,null,null,null,null,null,null,0,0,"","","",{"$f":"IF(AD975=\"\",\"\",IF(AE975=1,YcCi(AK975,J975),YcTr(J975,AJ975,AN975)))","v":""},{"$f":"IF(AD975=\"\",\"\",IF(AE975=1,Teta1(AX975,AK975),\"-\"))","v":""},{"$f":"IF(AD975=\"\",\"\",IF(AE975=1,AreaCi(AK975,AX975),AreaTr(AJ975,AN975,AX975)))","v":""},"",{"$f":"IF(AD975=\"\",\"\",IF(AE975=1,Ynci(AK975,J975,AM975,AO975),YnTr(1,AM975,AJ975,AN975,AO975,J975)))","v":""},{"$f":"IF(AD975=\"\",\"\",IF(AE975=1,Teta1(BB975,AK975),\"-\"))","v":""},{"$f":"IF(AD975=\"\",\"\",IF(AE975=1,AreaCi(AK975,BB975),AreaTr(AJ975,AN975,BB975)))","v":""},{"$f":"IF(AD975=\"\",\"\",IF(AE975=1,FrCi(BF975,9.806,BC975,AK975),FrTr(BF975,9.806,AJ975,AN975,BB975)))","v":""},"",{"$f":"IF(AD975=\"\",\"\",IF(AE975=1,LOOKUP(AI975,'Vmáx(material) - Tab.4.3'!$L$2:$L$11,'Vmáx(material) - Tab.4.3'!$M$2:$M$11),LOOKUP(AI975,'Vmáx(material) - Tab.4.3'!$L$15,'Vmáx(material) - Tab.4.3'!$M$15)))","v":""},{"$f":"IF(AD975=\"\",\"\",VLOOKUP($AH975,'Vmáx(material) - Tab.4.3'!$R$35:$X$41,2))","v":""},{"$f":"IF(AD975=\"\",\"\",VLOOKUP($AH975,'Vmáx(material) - Tab.4.3'!$R$35:$X$41,3))","v":""},{"$f":"IF(AD975=\"\",\"\",VLOOKUP($AH975,'Vmáx(material) - Tab.4.3'!$R$35:$X$41,4))","v":""},{"$f":"IF(AD975=\"\",\"\",VLOOKUP($AH975,'Vmáx(material) - Tab.4.3'!$R$35:$X$41,5))","v":""},{"$f":"IF(AD975=\"\",\"\",VLOOKUP($AH975,'Vmáx(material) - Tab.4.3'!$R$35:$X$41,6))","v":""},{"$f":"IF(AD975=\"\",\"\",IF(AD975=\"\",\"\",VLOOKUP($AH975,'Vmáx(material) - Tab.4.3'!$R$35:$X$41,7)))","v":""},{"$f":"IF(AD975=\"\",\"\",IF(AE975=1,FCi(J975,AK975),FTr(J975,AJ975,AK975)))","v":""},"",{"$f":"IF(AD975=\"\",\"\",Hw(BH975,BI975,BJ975,BK975,BL975,BM975,Z,BN975,AO975,AK975))","v":""},"","","","",{"$f":"IF(AD975=\"\",\"\",ho(BT975,AK975,AX975))","v":""},{"$f":"IF(AD975=\"\",\"\",IF(AE975=1,PeriCi(AK975,BB975),PeriTr(AJ975,AN975,BB975)))","v":""},{"$f":"IF(AD975=\"\",\"\",IF(AE975=1,AreaCi(AK975,BB975),AreaTr(AJ975,AN975,BB975)))","v":""},{"$f":"IF(AD975=\"\",\"\",RhCi(BW975,BV975))","v":""},"",{"$f":"IF(AD975=\"\",\"\",hf(AL975,J975,AM975,BW975,BX975))","v":""},{"$f":"IF(AD975=\"\",\"\",LOOKUP(AP975,Tab.4.5!$J$6:$J$27,Tab.4.5!$L$6:$L$27))","v":""},{"$f":"IF(AD975=\"\",\"\",He(CA975,BY975))","v":""},{"$f":"IF(AD975=\"\",\"\",Hs(BY975))","v":""},{"$f":"IF(AD975=\"\",\"\",Hm(BU975,BZ975,CB975,CC975,AL975,AO975))","v":""},"","","","","","",null,null,null,null,null,null,null,null,null,null,null,null,null,null,null,0,0,0,0,0,{"$f":"IF(CK975=\"\",\"\",IF(CL975=1,YcCi(CR975,J975),YcTr(J975,CQ975,CU975)))","v":""},{"$f":"IF(CK975=\"\",\"\",IF(CL975=1,Teta1(DE975,CR975),\"-\"))","v":""},"","",{"$f":"IF(CK975=\"\",\"\",IF(CL975=1,Ynci(CR975,J975,CT975,CV975),YnTr(1,CT975,CQ975,CU975,CV975,J975)))","v":""},{"$f":"IF(CK975=\"\",\"\",IF(CL975=1,Teta1(DI975,CR975),\"-\"))","v":""},{"$f":"IF(CK975=\"\",\"\",IF(CL975=1,AreaCi(CR975,J975),AreaTr(CQ975,CU975,DI975)))","v":""},{"$f":"IF(CK975=\"\",\"\",IF(CL975=1,FrCi(DM975,9.806,DJ975,CR975),FrTr(DM975,9.806,CQ975,CU975,DI975)))","v":""},"",{"$f":"IF(CK975=\"\",\"\",IF(CL975=1,LOOKUP(CP975,'Vmáx(material) - Tab.4.3'!$L$2:$L$11,'Vmáx(material) - Tab.4.3'!$M$2:$M$11),LOOKUP(CP975,'Vmáx(material) - Tab.4.3'!$L$15,'Vmáx(material) - Tab.4.3'!$M$15)))","v":""},{"$f":"IF(CK975=\"\",\"\",VLOOKUP($CO975,'Vmáx(material) - Tab.4.3'!$R$35:$X$41,2))","v":""},{"$f":"IF(CK975=\"\",\"\",VLOOKUP($CO975,'Vmáx(material) - Tab.4.3'!$R$35:$X$41,3))","v":""},{"$f":"IF(CK975=\"\",\"\",VLOOKUP($CO975,'Vmáx(material) - Tab.4.3'!$R$35:$X$41,4))","v":""},{"$f":"IF(CK975=\"\",\"\",VLOOKUP($CO975,'Vmáx(material) - Tab.4.3'!$R$35:$X$41,5))","v":""},{"$f":"IF(CK975=\"\",\"\",VLOOKUP($CO975,'Vmáx(material) - Tab.4.3'!$R$35:$X$41,6))","v":""},{"$f":"IF(CK975=\"\",\"\",IF(CK975=\"\",\"\",VLOOKUP(CO975,'Vmáx(material) - Tab.4.3'!$R$35:$X$41,7)))","v":""},{"$f":"IF(CK975=\"\",\"\",IF(CL975=1,FCi(J975,CR975),FTr(J975,CQ975,CR975)))","v":""},"",{"$f":"IF(CK975=\"\",\"\",Hw(DO975,DP975,DQ975,DR975,DS975,DT975,Z,DU975,CV975,CR975))","v":""},"","","","","",{"$f":"IF(CK975=\"\",\"\",IF(CL975=1,PeriCi(CR975,DI975),PeriTr(CQ975,CU975,DI975)))","v":""},{"$f":"IF(CK975=\"\",\"\",IF(CL975=1,AreaCi(CR975,DI975),AreaTr(CQ975,CU975,DI975)))","v":""},{"$f":"IF(CK975=\"\",\"\",RhCi(DK975,EC975))","v":""},"",{"$f":"IF(CK975=\"\",\"\",hf(CS975,J975,CT975,DK975,EE975))","v":""},{"$f":"IF(CK975=\"\",\"\",LOOKUP(CW975,Tab.4.5!$J$6:$J$27,Tab.4.5!$L$6:$L$27))","v":""},{"$f":"IF(CK975=\"\",\"\",He(EH975,DM975))","v":""},{"$f":"IF(CK975=\"\",\"\",Hs(DM975))","v":""},{"$f":"IF(CK975=\"\",\"\",Hm(EB975,EG975,EI975,EJ975,CS975,CV975))","v":""},"","","","","","","K45+-45000 () ",{"$f":"IF(B975=\"Existe.\",IF(AE975=1,CONCATENATE(#REF!,AK975,\" m.\"),CONCATENATE(#REF!,AJ975,\" m x \",AK975,\" m.\")),IF(CL975=1,CONCATENATE(#REF!,CR975,\" m.\"),CONCATENATE(#REF!,CQ975,\" m x \",CR975,\" m.\")))","v":{"$error":"#REF!"}},"Concreto, L =  m, S = 0 %.","Cota clave eje= 0 msnm.",null,null,null,"","","","","",{"$f":"IF(EV975=\"\",\"\",VLOOKUP(EY975,'Estructura escalonada'!$D$3:$H$953,2))","v":""},"","","","","",""]
[null,null,null,null,null,null,null,null,null,null,null,0,null,0,null,null,null,null,null,null,{"$f":"IF(K976=\"No\",\"\",IF(O976=\"\",YcCi(P976,N976),YcTr(N976,O976,S976)))","v":{"$error":"#VALUE!"}},{"$f":"IF(K976=\"No\",\"\",IF(O976=\"\",Teta1(U976,P976),\"-\"))","v":{"$error":"#VALUE!"}},{"$error":"#VALUE!"},{"$error":"#VALUE!"},{"$f":"IF(K976=\"No\",\"\",IF(O976=\"\",Ynci(P976,N976,R976,T976),YnTr(1,R976,O976,S976,T976,N976)))","v":{"$error":"#VALUE!"}},{"$f":"IF(K976=\"No\",\"\",IF(O976=\"\",Teta1(Y976,P976),\"-\"))","v":{"$error":"#VALUE!"}},{"$f":"IF(K976=\"No\",\"\",IF(O976=\"\",AreaCi(P976,Y976),AreaTr(O976,S976,Y976)))","v":{"$error":"#VALUE!"}},{"$f":"IF(K976=\"No\",\"\",IF(O976=\"\",FrCi(AC976,9.806,Z976,P976),FrTr(AC976,9.806,O976,S976,Y976)))","v":{"$error":"#VALUE!"}},{"$error":"#VALUE!"},null,null,null,null,null,null,null,null,null,null,null,null,null,null,null,0,0,"","","",{"$f":"IF(AD976=\"\",\"\",IF(AE976=1,YcCi(AK976,J976),YcTr(J976,AJ976,AN976)))","v":""},{"$f":"IF(AD976=\"\",\"\",IF(AE976=1,Teta1(AX976,AK976),\"-\"))","v":""},{"$f":"IF(AD976=\"\",\"\",IF(AE976=1,AreaCi(AK976,AX976),AreaTr(AJ976,AN976,AX976)))","v":""},"",{"$f":"IF(AD976=\"\",\"\",IF(AE976=1,Ynci(AK976,J976,AM976,AO976),YnTr(1,AM976,AJ976,AN976,AO976,J976)))","v":""},{"$f":"IF(AD976=\"\",\"\",IF(AE976=1,Teta1(BB976,AK976),\"-\"))","v":""},{"$f":"IF(AD976=\"\",\"\",IF(AE976=1,AreaCi(AK976,BB976),AreaTr(AJ976,AN976,BB976)))","v":""},{"$f":"IF(AD976=\"\",\"\",IF(AE976=1,FrCi(BF976,9.806,BC976,AK976),FrTr(BF976,9.806,AJ976,AN976,BB976)))","v":""},"",{"$f":"IF(AD976=\"\",\"\",IF(AE976=1,LOOKUP(AI976,'Vmáx(material) - Tab.4.3'!$L$2:$L$11,'Vmáx(material) - Tab.4.3'!$M$2:$M$11),LOOKUP(AI976,'Vmáx(material) - Tab.4.3'!$L$15,'Vmáx(material) - Tab.4.3'!$M$15)))","v":""},{"$f":"IF(AD976=\"\",\"\",VLOOKUP($AH976,'Vmáx(material) - Tab.4.3'!$R$35:$X$41,2))","v":""},{"$f":"IF(AD976=\"\",\"\",VLOOKUP($AH976,'Vmáx(material) - Tab.4.3'!$R$35:$X$41,3))","v":""},{"$f":"IF(AD976=\"\",\"\",VLOOKUP($AH976,'Vmáx(material) - Tab.4.3'!$R$35:$X$41,4))","v":""},{"$f":"IF(AD976=\"\",\"\",VLOOKUP($AH976,'Vmáx(material) - Tab.4.3'!$R$35:$X$41,5))","v":""},{"$f":"IF(AD976=\"\",\"\",VLOOKUP($AH976,'Vmáx(material) - Tab.4.3'!$R$35:$X$41,6))","v":""},{"$f":"IF(AD976=\"\",\"\",IF(AD976=\"\",\"\",VLOOKUP($AH976,'Vmáx(material) - Tab.4.3'!$R$35:$X$41,7)))","v":""},{"$f":"IF(AD976=\"\",\"\",IF(AE976=1,FCi(J976,AK976),FTr(J976,AJ976,AK976)))","v":""},"",{"$f":"IF(AD976=\"\",\"\",Hw(BH976,BI976,BJ976,BK976,BL976,BM976,Z,BN976,AO976,AK976))","v":""},"","","","",{"$f":"IF(AD976=\"\",\"\",ho(BT976,AK976,AX976))","v":""},{"$f":"IF(AD976=\"\",\"\",IF(AE976=1,PeriCi(AK976,BB976),PeriTr(AJ976,AN976,BB976)))","v":""},{"$f":"IF(AD976=\"\",\"\",IF(AE976=1,AreaCi(AK976,BB976),AreaTr(AJ976,AN976,BB976)))","v":""},{"$f":"IF(AD976=\"\",\"\",RhCi(BW976,BV976))","v":""},"",{"$f":"IF(AD976=\"\",\"\",hf(AL976,J976,AM976,BW976,BX976))","v":""},{"$f":"IF(AD976=\"\",\"\",LOOKUP(AP976,Tab.4.5!$J$6:$J$27,Tab.4.5!$L$6:$L$27))","v":""},{"$f":"IF(AD976=\"\",\"\",He(CA976,BY976))","v":""},{"$f":"IF(AD976=\"\",\"\",Hs(BY976))","v":""},{"$f":"IF(AD976=\"\",\"\",Hm(BU976,BZ976,CB976,CC976,AL976,AO976))","v":""},"","","","","","",null,null,null,null,null,null,null,null,null,null,null,null,null,null,null,0,0,0,0,0,{"$f":"IF(CK976=\"\",\"\",IF(CL976=1,YcCi(CR976,J976),YcTr(J976,CQ976,CU976)))","v":""},{"$f":"IF(CK976=\"\",\"\",IF(CL976=1,Teta1(DE976,CR976),\"-\"))","v":""},"","",{"$f":"IF(CK976=\"\",\"\",IF(CL976=1,Ynci(CR976,J976,CT976,CV976),YnTr(1,CT976,CQ976,CU976,CV976,J976)))","v":""},{"$f":"IF(CK976=\"\",\"\",IF(CL976=1,Teta1(DI976,CR976),\"-\"))","v":""},{"$f":"IF(CK976=\"\",\"\",IF(CL976=1,AreaCi(CR976,J976),AreaTr(CQ976,CU976,DI976)))","v":""},{"$f":"IF(CK976=\"\",\"\",IF(CL976=1,FrCi(DM976,9.806,DJ976,CR976),FrTr(DM976,9.806,CQ976,CU976,DI976)))","v":""},"",{"$f":"IF(CK976=\"\",\"\",IF(CL976=1,LOOKUP(CP976,'Vmáx(material) - Tab.4.3'!$L$2:$L$11,'Vmáx(material) - Tab.4.3'!$M$2:$M$11),LOOKUP(CP976,'Vmáx(material) - Tab.4.3'!$L$15,'Vmáx(material) - Tab.4.3'!$M$15)))","v":""},{"$f":"IF(CK976=\"\",\"\",VLOOKUP($CO976,'Vmáx(material) - Tab.4.3'!$R$35:$X$41,2))","v":""},{"$f":"IF(CK976=\"\",\"\",VLOOKUP($CO976,'Vmáx(material) - Tab.4.3'!$R$35:$X$41,3))","v":""},{"$f":"IF(CK976=\"\",\"\",VLOOKUP($CO976,'Vmáx(material) - Tab.4.3'!$R$35:$X$41,4))","v":""},{"$f":"IF(CK976=\"\",\"\",VLOOKUP($CO976,'Vmáx(material) - Tab.4.3'!$R$35:$X$41,5))","v":""},{"$f":"IF(CK976=\"\",\"\",VLOOKUP($CO976,'Vmáx(material) - Tab.4.3'!$R$35:$X$41,6))","v":""},{"$f":"IF(CK976=\"\",\"\",IF(CK976=\"\",\"\",VLOOKUP(CO976,'Vmáx(material) - Tab.4.3'!$R$35:$X$41,7)))","v":""},{"$f":"IF(CK976=\"\",\"\",IF(CL976=1,FCi(J976,CR976),FTr(J976,CQ976,CR976)))","v":""},"",{"$f":"IF(CK976=\"\",\"\",Hw(DO976,DP976,DQ976,DR976,DS976,DT976,Z,DU976,CV976,CR976))","v":""},"","","","","",{"$f":"IF(CK976=\"\",\"\",IF(CL976=1,PeriCi(CR976,DI976),PeriTr(CQ976,CU976,DI976)))","v":""},{"$f":"IF(CK976=\"\",\"\",IF(CL976=1,AreaCi(CR976,DI976),AreaTr(CQ976,CU976,DI976)))","v":""},{"$f":"IF(CK976=\"\",\"\",RhCi(DK976,EC976))","v":""},"",{"$f":"IF(CK976=\"\",\"\",hf(CS976,J976,CT976,DK976,EE976))","v":""},{"$f":"IF(CK976=\"\",\"\",LOOKUP(CW976,Tab.4.5!$J$6:$J$27,Tab.4.5!$L$6:$L$27))","v":""},{"$f":"IF(CK976=\"\",\"\",He(EH976,DM976))","v":""},{"$f":"IF(CK976=\"\",\"\",Hs(DM976))","v":""},{"$f":"IF(CK976=\"\",\"\",Hm(EB976,EG976,EI976,EJ976,CS976,CV976))","v":""},"","","","","","","K45+-45000 () ",{"$f":"IF(B976=\"Existe.\",IF(AE976=1,CONCATENATE(#REF!,AK976,\" m.\"),CONCATENATE(#REF!,AJ976,\" m x \",AK976,\" m.\")),IF(CL976=1,CONCATENATE(#REF!,CR976,\" m.\"),CONCATENATE(#REF!,CQ976,\" m x \",CR976,\" m.\")))","v":{"$error":"#REF!"}},"Concreto, L =  m, S = 0 %.","Cota clave eje= 0 msnm.",null,null,null,"","","","","",{"$f":"IF(EV976=\"\",\"\",VLOOKUP(EY976,'Estructura escalonada'!$D$3:$H$953,2))","v":""},"","","","","",""]
[null,null,null,null,null,null,null,null,null,null,null,0,null,0,null,null,null,null,null,null,{"$f":"IF(K977=\"No\",\"\",IF(O977=\"\",YcCi(P977,N977),YcTr(N977,O977,S977)))","v":{"$error":"#VALUE!"}},{"$f":"IF(K977=\"No\",\"\",IF(O977=\"\",Teta1(U977,P977),\"-\"))","v":{"$error":"#VALUE!"}},{"$error":"#VALUE!"},{"$error":"#VALUE!"},{"$f":"IF(K977=\"No\",\"\",IF(O977=\"\",Ynci(P977,N977,R977,T977),YnTr(1,R977,O977,S977,T977,N977)))","v":{"$error":"#VALUE!"}},{"$f":"IF(K977=\"No\",\"\",IF(O977=\"\",Teta1(Y977,P977),\"-\"))","v":{"$error":"#VALUE!"}},{"$f":"IF(K977=\"No\",\"\",IF(O977=\"\",AreaCi(P977,Y977),AreaTr(O977,S977,Y977)))","v":{"$error":"#VALUE!"}},{"$f":"IF(K977=\"No\",\"\",IF(O977=\"\",FrCi(AC977,9.806,Z977,P977),FrTr(AC977,9.806,O977,S977,Y977)))","v":{"$error":"#VALUE!"}},{"$error":"#VALUE!"},null,null,null,null,null,null,null,null,null,null,null,null,null,null,null,0,0,"","","",{"$f":"IF(AD977=\"\",\"\",IF(AE977=1,YcCi(AK977,J977),YcTr(J977,AJ977,AN977)))","v":""},{"$f":"IF(AD977=\"\",\"\",IF(AE977=1,Teta1(AX977,AK977),\"-\"))","v":""},{"$f":"IF(AD977=\"\",\"\",IF(AE977=1,AreaCi(AK977,AX977),AreaTr(AJ977,AN977,AX977)))","v":""},"",{"$f":"IF(AD977=\"\",\"\",IF(AE977=1,Ynci(AK977,J977,AM977,AO977),YnTr(1,AM977,AJ977,AN977,AO977,J977)))","v":""},{"$f":"IF(AD977=\"\",\"\",IF(AE977=1,Teta1(BB977,AK977),\"-\"))","v":""},{"$f":"IF(AD977=\"\",\"\",IF(AE977=1,AreaCi(AK977,BB977),AreaTr(AJ977,AN977,BB977)))","v":""},{"$f":"IF(AD977=\"\",\"\",IF(AE977=1,FrCi(BF977,9.806,BC977,AK977),FrTr(BF977,9.806,AJ977,AN977,BB977)))","v":""},"",{"$f":"IF(AD977=\"\",\"\",IF(AE977=1,LOOKUP(AI977,'Vmáx(material) - Tab.4.3'!$L$2:$L$11,'Vmáx(material) - Tab.4.3'!$M$2:$M$11),LOOKUP(AI977,'Vmáx(material) - Tab.4.3'!$L$15,'Vmáx(material) - Tab.4.3'!$M$15)))","v":""},{"$f":"IF(AD977=\"\",\"\",VLOOKUP($AH977,'Vmáx(material) - Tab.4.3'!$R$35:$X$41,2))","v":""},{"$f":"IF(AD977=\"\",\"\",VLOOKUP($AH977,'Vmáx(material) - Tab.4.3'!$R$35:$X$41,3))","v":""},{"$f":"IF(AD977=\"\",\"\",VLOOKUP($AH977,'Vmáx(material) - Tab.4.3'!$R$35:$X$41,4))","v":""},{"$f":"IF(AD977=\"\",\"\",VLOOKUP($AH977,'Vmáx(material) - Tab.4.3'!$R$35:$X$41,5))","v":""},{"$f":"IF(AD977=\"\",\"\",VLOOKUP($AH977,'Vmáx(material) - Tab.4.3'!$R$35:$X$41,6))","v":""},{"$f":"IF(AD977=\"\",\"\",IF(AD977=\"\",\"\",VLOOKUP($AH977,'Vmáx(material) - Tab.4.3'!$R$35:$X$41,7)))","v":""},{"$f":"IF(AD977=\"\",\"\",IF(AE977=1,FCi(J977,AK977),FTr(J977,AJ977,AK977)))","v":""},"",{"$f":"IF(AD977=\"\",\"\",Hw(BH977,BI977,BJ977,BK977,BL977,BM977,Z,BN977,AO977,AK977))","v":""},"","","","",{"$f":"IF(AD977=\"\",\"\",ho(BT977,AK977,AX977))","v":""},{"$f":"IF(AD977=\"\",\"\",IF(AE977=1,PeriCi(AK977,BB977),PeriTr(AJ977,AN977,BB977)))","v":""},{"$f":"IF(AD977=\"\",\"\",IF(AE977=1,AreaCi(AK977,BB977),AreaTr(AJ977,AN977,BB977)))","v":""},{"$f":"IF(AD977=\"\",\"\",RhCi(BW977,BV977))","v":""},"",{"$f":"IF(AD977=\"\",\"\",hf(AL977,J977,AM977,BW977,BX977))","v":""},{"$f":"IF(AD977=\"\",\"\",LOOKUP(AP977,Tab.4.5!$J$6:$J$27,Tab.4.5!$L$6:$L$27))","v":""},{"$f":"IF(AD977=\"\",\"\",He(CA977,BY977))","v":""},{"$f":"IF(AD977=\"\",\"\",Hs(BY977))","v":""},{"$f":"IF(AD977=\"\",\"\",Hm(BU977,BZ977,CB977,CC977,AL977,AO977))","v":""},"","","","","","",null,null,null,null,null,null,null,null,null,null,null,null,null,null,null,0,0,0,0,0,{"$f":"IF(CK977=\"\",\"\",IF(CL977=1,YcCi(CR977,J977),YcTr(J977,CQ977,CU977)))","v":""},{"$f":"IF(CK977=\"\",\"\",IF(CL977=1,Teta1(DE977,CR977),\"-\"))","v":""},"","",{"$f":"IF(CK977=\"\",\"\",IF(CL977=1,Ynci(CR977,J977,CT977,CV977),YnTr(1,CT977,CQ977,CU977,CV977,J977)))","v":""},{"$f":"IF(CK977=\"\",\"\",IF(CL977=1,Teta1(DI977,CR977),\"-\"))","v":""},{"$f":"IF(CK977=\"\",\"\",IF(CL977=1,AreaCi(CR977,J977),AreaTr(CQ977,CU977,DI977)))","v":""},{"$f":"IF(CK977=\"\",\"\",IF(CL977=1,FrCi(DM977,9.806,DJ977,CR977),FrTr(DM977,9.806,CQ977,CU977,DI977)))","v":""},"",{"$f":"IF(CK977=\"\",\"\",IF(CL977=1,LOOKUP(CP977,'Vmáx(material) - Tab.4.3'!$L$2:$L$11,'Vmáx(material) - Tab.4.3'!$M$2:$M$11),LOOKUP(CP977,'Vmáx(material) - Tab.4.3'!$L$15,'Vmáx(material) - Tab.4.3'!$M$15)))","v":""},{"$f":"IF(CK977=\"\",\"\",VLOOKUP($CO977,'Vmáx(material) - Tab.4.3'!$R$35:$X$41,2))","v":""},{"$f":"IF(CK977=\"\",\"\",VLOOKUP($CO977,'Vmáx(material) - Tab.4.3'!$R$35:$X$41,3))","v":""},{"$f":"IF(CK977=\"\",\"\",VLOOKUP($CO977,'Vmáx(material) - Tab.4.3'!$R$35:$X$41,4))","v":""},{"$f":"IF(CK977=\"\",\"\",VLOOKUP($CO977,'Vmáx(material) - Tab.4.3'!$R$35:$X$41,5))","v":""},{"$f":"IF(CK977=\"\",\"\",VLOOKUP($CO977,'Vmáx(material) - Tab.4.3'!$R$35:$X$41,6))","v":""},{"$f":"IF(CK977=\"\",\"\",IF(CK977=\"\",\"\",VLOOKUP(CO977,'Vmáx(material) - Tab.4.3'!$R$35:$X$41,7)))","v":""},{"$f":"IF(CK977=\"\",\"\",IF(CL977=1,FCi(J977,CR977),FTr(J977,CQ977,CR977)))","v":""},"",{"$f":"IF(CK977=\"\",\"\",Hw(DO977,DP977,DQ977,DR977,DS977,DT977,Z,DU977,CV977,CR977))","v":""},"","","","","",{"$f":"IF(CK977=\"\",\"\",IF(CL977=1,PeriCi(CR977,DI977),PeriTr(CQ977,CU977,DI977)))","v":""},{"$f":"IF(CK977=\"\",\"\",IF(CL977=1,AreaCi(CR977,DI977),AreaTr(CQ977,CU977,DI977)))","v":""},{"$f":"IF(CK977=\"\",\"\",RhCi(DK977,EC977))","v":""},"",{"$f":"IF(CK977=\"\",\"\",hf(CS977,J977,CT977,DK977,EE977))","v":""},{"$f":"IF(CK977=\"\",\"\",LOOKUP(CW977,Tab.4.5!$J$6:$J$27,Tab.4.5!$L$6:$L$27))","v":""},{"$f":"IF(CK977=\"\",\"\",He(EH977,DM977))","v":""},{"$f":"IF(CK977=\"\",\"\",Hs(DM977))","v":""},{"$f":"IF(CK977=\"\",\"\",Hm(EB977,EG977,EI977,EJ977,CS977,CV977))","v":""},"","","","","","","K45+-45000 () ",{"$f":"IF(B977=\"Existe.\",IF(AE977=1,CONCATENATE(#REF!,AK977,\" m.\"),CONCATENATE(#REF!,AJ977,\" m x \",AK977,\" m.\")),IF(CL977=1,CONCATENATE(#REF!,CR977,\" m.\"),CONCATENATE(#REF!,CQ977,\" m x \",CR977,\" m.\")))","v":{"$error":"#REF!"}},"Concreto, L =  m, S = 0 %.","Cota clave eje= 0 msnm.",null,null,null,"","","","","",{"$f":"IF(EV977=\"\",\"\",VLOOKUP(EY977,'Estructura escalonada'!$D$3:$H$953,2))","v":""},"","","","","",""]
[null,null,null,null,null,null,null,null,null,null,null,0,null,0,null,null,null,null,null,null,{"$f":"IF(K978=\"No\",\"\",IF(O978=\"\",YcCi(P978,N978),YcTr(N978,O978,S978)))","v":{"$error":"#VALUE!"}},{"$f":"IF(K978=\"No\",\"\",IF(O978=\"\",Teta1(U978,P978),\"-\"))","v":{"$error":"#VALUE!"}},{"$error":"#VALUE!"},{"$error":"#VALUE!"},{"$f":"IF(K978=\"No\",\"\",IF(O978=\"\",Ynci(P978,N978,R978,T978),YnTr(1,R978,O978,S978,T978,N978)))","v":{"$error":"#VALUE!"}},{"$f":"IF(K978=\"No\",\"\",IF(O978=\"\",Teta1(Y978,P978),\"-\"))","v":{"$error":"#VALUE!"}},{"$f":"IF(K978=\"No\",\"\",IF(O978=\"\",AreaCi(P978,Y978),AreaTr(O978,S978,Y978)))","v":{"$error":"#VALUE!"}},{"$f":"IF(K978=\"No\",\"\",IF(O978=\"\",FrCi(AC978,9.806,Z978,P978),FrTr(AC978,9.806,O978,S978,Y978)))","v":{"$error":"#VALUE!"}},{"$error":"#VALUE!"},null,null,null,null,null,null,null,null,null,null,null,null,null,null,null,0,0,"","","",{"$f":"IF(AD978=\"\",\"\",IF(AE978=1,YcCi(AK978,J978),YcTr(J978,AJ978,AN978)))","v":""},{"$f":"IF(AD978=\"\",\"\",IF(AE978=1,Teta1(AX978,AK978),\"-\"))","v":""},{"$f":"IF(AD978=\"\",\"\",IF(AE978=1,AreaCi(AK978,AX978),AreaTr(AJ978,AN978,AX978)))","v":""},"",{"$f":"IF(AD978=\"\",\"\",IF(AE978=1,Ynci(AK978,J978,AM978,AO978),YnTr(1,AM978,AJ978,AN978,AO978,J978)))","v":""},{"$f":"IF(AD978=\"\",\"\",IF(AE978=1,Teta1(BB978,AK978),\"-\"))","v":""},{"$f":"IF(AD978=\"\",\"\",IF(AE978=1,AreaCi(AK978,BB978),AreaTr(AJ978,AN978,BB978)))","v":""},{"$f":"IF(AD978=\"\",\"\",IF(AE978=1,FrCi(BF978,9.806,BC978,AK978),FrTr(BF978,9.806,AJ978,AN978,BB978)))","v":""},"",{"$f":"IF(AD978=\"\",\"\",IF(AE978=1,LOOKUP(AI978,'Vmáx(material) - Tab.4.3'!$L$2:$L$11,'Vmáx(material) - Tab.4.3'!$M$2:$M$11),LOOKUP(AI978,'Vmáx(material) - Tab.4.3'!$L$15,'Vmáx(material) - Tab.4.3'!$M$15)))","v":""},{"$f":"IF(AD978=\"\",\"\",VLOOKUP($AH978,'Vmáx(material) - Tab.4.3'!$R$35:$X$41,2))","v":""},{"$f":"IF(AD978=\"\",\"\",VLOOKUP($AH978,'Vmáx(material) - Tab.4.3'!$R$35:$X$41,3))","v":""},{"$f":"IF(AD978=\"\",\"\",VLOOKUP($AH978,'Vmáx(material) - Tab.4.3'!$R$35:$X$41,4))","v":""},{"$f":"IF(AD978=\"\",\"\",VLOOKUP($AH978,'Vmáx(material) - Tab.4.3'!$R$35:$X$41,5))","v":""},{"$f":"IF(AD978=\"\",\"\",VLOOKUP($AH978,'Vmáx(material) - Tab.4.3'!$R$35:$X$41,6))","v":""},{"$f":"IF(AD978=\"\",\"\",IF(AD978=\"\",\"\",VLOOKUP($AH978,'Vmáx(material) - Tab.4.3'!$R$35:$X$41,7)))","v":""},{"$f":"IF(AD978=\"\",\"\",IF(AE978=1,FCi(J978,AK978),FTr(J978,AJ978,AK978)))","v":""},"",{"$f":"IF(AD978=\"\",\"\",Hw(BH978,BI978,BJ978,BK978,BL978,BM978,Z,BN978,AO978,AK978))","v":""},"","","","",{"$f":"IF(AD978=\"\",\"\",ho(BT978,AK978,AX978))","v":""},{"$f":"IF(AD978=\"\",\"\",IF(AE978=1,PeriCi(AK978,BB978),PeriTr(AJ978,AN978,BB978)))","v":""},{"$f":"IF(AD978=\"\",\"\",IF(AE978=1,AreaCi(AK978,BB978),AreaTr(AJ978,AN978,BB978)))","v":""},{"$f":"IF(AD978=\"\",\"\",RhCi(BW978,BV978))","v":""},"",{"$f":"IF(AD978=\"\",\"\",hf(AL978,J978,AM978,BW978,BX978))","v":""},{"$f":"IF(AD978=\"\",\"\",LOOKUP(AP978,Tab.4.5!$J$6:$J$27,Tab.4.5!$L$6:$L$27))","v":""},{"$f":"IF(AD978=\"\",\"\",He(CA978,BY978))","v":""},{"$f":"IF(AD978=\"\",\"\",Hs(BY978))","v":""},{"$f":"IF(AD978=\"\",\"\",Hm(BU978,BZ978,CB978,CC978,AL978,AO978))","v":""},"","","","","","",null,null,null,null,null,null,null,null,null,null,null,null,null,null,null,0,0,0,0,0,{"$f":"IF(CK978=\"\",\"\",IF(CL978=1,YcCi(CR978,J978),YcTr(J978,CQ978,CU978)))","v":""},{"$f":"IF(CK978=\"\",\"\",IF(CL978=1,Teta1(DE978,CR978),\"-\"))","v":""},"","",{"$f":"IF(CK978=\"\",\"\",IF(CL978=1,Ynci(CR978,J978,CT978,CV978),YnTr(1,CT978,CQ978,CU978,CV978,J978)))","v":""},{"$f":"IF(CK978=\"\",\"\",IF(CL978=1,Teta1(DI978,CR978),\"-\"))","v":""},{"$f":"IF(CK978=\"\",\"\",IF(CL978=1,AreaCi(CR978,J978),AreaTr(CQ978,CU978,DI978)))","v":""},{"$f":"IF(CK978=\"\",\"\",IF(CL978=1,FrCi(DM978,9.806,DJ978,CR978),FrTr(DM978,9.806,CQ978,CU978,DI978)))","v":""},"",{"$f":"IF(CK978=\"\",\"\",IF(CL978=1,LOOKUP(CP978,'Vmáx(material) - Tab.4.3'!$L$2:$L$11,'Vmáx(material) - Tab.4.3'!$M$2:$M$11),LOOKUP(CP978,'Vmáx(material) - Tab.4.3'!$L$15,'Vmáx(material) - Tab.4.3'!$M$15)))","v":""},{"$f":"IF(CK978=\"\",\"\",VLOOKUP($CO978,'Vmáx(material) - Tab.4.3'!$R$35:$X$41,2))","v":""},{"$f":"IF(CK978=\"\",\"\",VLOOKUP($CO978,'Vmáx(material) - Tab.4.3'!$R$35:$X$41,3))","v":""},{"$f":"IF(CK978=\"\",\"\",VLOOKUP($CO978,'Vmáx(material) - Tab.4.3'!$R$35:$X$41,4))","v":""},{"$f":"IF(CK978=\"\",\"\",VLOOKUP($CO978,'Vmáx(material) - Tab.4.3'!$R$35:$X$41,5))","v":""},{"$f":"IF(CK978=\"\",\"\",VLOOKUP($CO978,'Vmáx(material) - Tab.4.3'!$R$35:$X$41,6))","v":""},{"$f":"IF(CK978=\"\",\"\",IF(CK978=\"\",\"\",VLOOKUP(CO978,'Vmáx(material) - Tab.4.3'!$R$35:$X$41,7)))","v":""},{"$f":"IF(CK978=\"\",\"\",IF(CL978=1,FCi(J978,CR978),FTr(J978,CQ978,CR978)))","v":""},"",{"$f":"IF(CK978=\"\",\"\",Hw(DO978,DP978,DQ978,DR978,DS978,DT978,Z,DU978,CV978,CR978))","v":""},"","","","","",{"$f":"IF(CK978=\"\",\"\",IF(CL978=1,PeriCi(CR978,DI978),PeriTr(CQ978,CU978,DI978)))","v":""},{"$f":"IF(CK978=\"\",\"\",IF(CL978=1,AreaCi(CR978,DI978),AreaTr(CQ978,CU978,DI978)))","v":""},{"$f":"IF(CK978=\"\",\"\",RhCi(DK978,EC978))","v":""},"",{"$f":"IF(CK978=\"\",\"\",hf(CS978,J978,CT978,DK978,EE978))","v":""},{"$f":"IF(CK978=\"\",\"\",LOOKUP(CW978,Tab.4.5!$J$6:$J$27,Tab.4.5!$L$6:$L$27))","v":""},{"$f":"IF(CK978=\"\",\"\",He(EH978,DM978))","v":""},{"$f":"IF(CK978=\"\",\"\",Hs(DM978))","v":""},{"$f":"IF(CK978=\"\",\"\",Hm(EB978,EG978,EI978,EJ978,CS978,CV978))","v":""},"","","","","","","K45+-45000 () ",{"$f":"IF(B978=\"Existe.\",IF(AE978=1,CONCATENATE(#REF!,AK978,\" m.\"),CONCATENATE(#REF!,AJ978,\" m x \",AK978,\" m.\")),IF(CL978=1,CONCATENATE(#REF!,CR978,\" m.\"),CONCATENATE(#REF!,CQ978,\" m x \",CR978,\" m.\")))","v":{"$error":"#REF!"}},"Concreto, L =  m, S = 0 %.","Cota clave eje= 0 msnm.",null,null,null,"","","","","",{"$f":"IF(EV978=\"\",\"\",VLOOKUP(EY978,'Estructura escalonada'!$D$3:$H$953,2))","v":""},"","","","","",""]
[null,null,null,null,null,null,null,null,null,null,null,0,null,0,null,null,null,null,null,null,{"$f":"IF(K979=\"No\",\"\",IF(O979=\"\",YcCi(P979,N979),YcTr(N979,O979,S979)))","v":{"$error":"#VALUE!"}},{"$f":"IF(K979=\"No\",\"\",IF(O979=\"\",Teta1(U979,P979),\"-\"))","v":{"$error":"#VALUE!"}},{"$error":"#VALUE!"},{"$error":"#VALUE!"},{"$f":"IF(K979=\"No\",\"\",IF(O979=\"\",Ynci(P979,N979,R979,T979),YnTr(1,R979,O979,S979,T979,N979)))","v":{"$error":"#VALUE!"}},{"$f":"IF(K979=\"No\",\"\",IF(O979=\"\",Teta1(Y979,P979),\"-\"))","v":{"$error":"#VALUE!"}},{"$f":"IF(K979=\"No\",\"\",IF(O979=\"\",AreaCi(P979,Y979),AreaTr(O979,S979,Y979)))","v":{"$error":"#VALUE!"}},{"$f":"IF(K979=\"No\",\"\",IF(O979=\"\",FrCi(AC979,9.806,Z979,P979),FrTr(AC979,9.806,O979,S979,Y979)))","v":{"$error":"#VALUE!"}},{"$error":"#VALUE!"},null,null,null,null,null,null,null,null,null,null,null,null,null,null,null,0,0,"","","",{"$f":"IF(AD979=\"\",\"\",IF(AE979=1,YcCi(AK979,J979),YcTr(J979,AJ979,AN979)))","v":""},{"$f":"IF(AD979=\"\",\"\",IF(AE979=1,Teta1(AX979,AK979),\"-\"))","v":""},{"$f":"IF(AD979=\"\",\"\",IF(AE979=1,AreaCi(AK979,AX979),AreaTr(AJ979,AN979,AX979)))","v":""},"",{"$f":"IF(AD979=\"\",\"\",IF(AE979=1,Ynci(AK979,J979,AM979,AO979),YnTr(1,AM979,AJ979,AN979,AO979,J979)))","v":""},{"$f":"IF(AD979=\"\",\"\",IF(AE979=1,Teta1(BB979,AK979),\"-\"))","v":""},{"$f":"IF(AD979=\"\",\"\",IF(AE979=1,AreaCi(AK979,BB979),AreaTr(AJ979,AN979,BB979)))","v":""},{"$f":"IF(AD979=\"\",\"\",IF(AE979=1,FrCi(BF979,9.806,BC979,AK979),FrTr(BF979,9.806,AJ979,AN979,BB979)))","v":""},"",{"$f":"IF(AD979=\"\",\"\",IF(AE979=1,LOOKUP(AI979,'Vmáx(material) - Tab.4.3'!$L$2:$L$11,'Vmáx(material) - Tab.4.3'!$M$2:$M$11),LOOKUP(AI979,'Vmáx(material) - Tab.4.3'!$L$15,'Vmáx(material) - Tab.4.3'!$M$15)))","v":""},{"$f":"IF(AD979=\"\",\"\",VLOOKUP($AH979,'Vmáx(material) - Tab.4.3'!$R$35:$X$41,2))","v":""},{"$f":"IF(AD979=\"\",\"\",VLOOKUP($AH979,'Vmáx(material) - Tab.4.3'!$R$35:$X$41,3))","v":""},{"$f":"IF(AD979=\"\",\"\",VLOOKUP($AH979,'Vmáx(material) - Tab.4.3'!$R$35:$X$41,4))","v":""},{"$f":"IF(AD979=\"\",\"\",VLOOKUP($AH979,'Vmáx(material) - Tab.4.3'!$R$35:$X$41,5))","v":""},{"$f":"IF(AD979=\"\",\"\",VLOOKUP($AH979,'Vmáx(material) - Tab.4.3'!$R$35:$X$41,6))","v":""},{"$f":"IF(AD979=\"\",\"\",IF(AD979=\"\",\"\",VLOOKUP($AH979,'Vmáx(material) - Tab.4.3'!$R$35:$X$41,7)))","v":""},{"$f":"IF(AD979=\"\",\"\",IF(AE979=1,FCi(J979,AK979),FTr(J979,AJ979,AK979)))","v":""},"",{"$f":"IF(AD979=\"\",\"\",Hw(BH979,BI979,BJ979,BK979,BL979,BM979,Z,BN979,AO979,AK979))","v":""},"","","","",{"$f":"IF(AD979=\"\",\"\",ho(BT979,AK979,AX979))","v":""},{"$f":"IF(AD979=\"\",\"\",IF(AE979=1,PeriCi(AK979,BB979),PeriTr(AJ979,AN979,BB979)))","v":""},{"$f":"IF(AD979=\"\",\"\",IF(AE979=1,AreaCi(AK979,BB979),AreaTr(AJ979,AN979,BB979)))","v":""},{"$f":"IF(AD979=\"\",\"\",RhCi(BW979,BV979))","v":""},"",{"$f":"IF(AD979=\"\",\"\",hf(AL979,J979,AM979,BW979,BX979))","v":""},{"$f":"IF(AD979=\"\",\"\",LOOKUP(AP979,Tab.4.5!$J$6:$J$27,Tab.4.5!$L$6:$L$27))","v":""},{"$f":"IF(AD979=\"\",\"\",He(CA979,BY979))","v":""},{"$f":"IF(AD979=\"\",\"\",Hs(BY979))","v":""},{"$f":"IF(AD979=\"\",\"\",Hm(BU979,BZ979,CB979,CC979,AL979,AO979))","v":""},"","","","","","",null,null,null,null,null,null,null,null,null,null,null,null,null,null,null,0,0,0,0,0,{"$f":"IF(CK979=\"\",\"\",IF(CL979=1,YcCi(CR979,J979),YcTr(J979,CQ979,CU979)))","v":""},{"$f":"IF(CK979=\"\",\"\",IF(CL979=1,Teta1(DE979,CR979),\"-\"))","v":""},"","",{"$f":"IF(CK979=\"\",\"\",IF(CL979=1,Ynci(CR979,J979,CT979,CV979),YnTr(1,CT979,CQ979,CU979,CV979,J979)))","v":""},{"$f":"IF(CK979=\"\",\"\",IF(CL979=1,Teta1(DI979,CR979),\"-\"))","v":""},{"$f":"IF(CK979=\"\",\"\",IF(CL979=1,AreaCi(CR979,J979),AreaTr(CQ979,CU979,DI979)))","v":""},{"$f":"IF(CK979=\"\",\"\",IF(CL979=1,FrCi(DM979,9.806,DJ979,CR979),FrTr(DM979,9.806,CQ979,CU979,DI979)))","v":""},"",{"$f":"IF(CK979=\"\",\"\",IF(CL979=1,LOOKUP(CP979,'Vmáx(material) - Tab.4.3'!$L$2:$L$11,'Vmáx(material) - Tab.4.3'!$M$2:$M$11),LOOKUP(CP979,'Vmáx(material) - Tab.4.3'!$L$15,'Vmáx(material) - Tab.4.3'!$M$15)))","v":""},{"$f":"IF(CK979=\"\",\"\",VLOOKUP($CO979,'Vmáx(material) - Tab.4.3'!$R$35:$X$41,2))","v":""},{"$f":"IF(CK979=\"\",\"\",VLOOKUP($CO979,'Vmáx(material) - Tab.4.3'!$R$35:$X$41,3))","v":""},{"$f":"IF(CK979=\"\",\"\",VLOOKUP($CO979,'Vmáx(material) - Tab.4.3'!$R$35:$X$41,4))","v":""},{"$f":"IF(CK979=\"\",\"\",VLOOKUP($CO979,'Vmáx(material) - Tab.4.3'!$R$35:$X$41,5))","v":""},{"$f":"IF(CK979=\"\",\"\",VLOOKUP($CO979,'Vmáx(material) - Tab.4.3'!$R$35:$X$41,6))","v":""},{"$f":"IF(CK979=\"\",\"\",IF(CK979=\"\",\"\",VLOOKUP(CO979,'Vmáx(material) - Tab.4.3'!$R$35:$X$41,7)))","v":""},{"$f":"IF(CK979=\"\",\"\",IF(CL979=1,FCi(J979,CR979),FTr(J979,CQ979,CR979)))","v":""},"",{"$f":"IF(CK979=\"\",\"\",Hw(DO979,DP979,DQ979,DR979,DS979,DT979,Z,DU979,CV979,CR979))","v":""},"","","","","",{"$f":"IF(CK979=\"\",\"\",IF(CL979=1,PeriCi(CR979,DI979),PeriTr(CQ979,CU979,DI979)))","v":""},{"$f":"IF(CK979=\"\",\"\",IF(CL979=1,AreaCi(CR979,DI979),AreaTr(CQ979,CU979,DI979)))","v":""},{"$f":"IF(CK979=\"\",\"\",RhCi(DK979,EC979))","v":""},"",{"$f":"IF(CK979=\"\",\"\",hf(CS979,J979,CT979,DK979,EE979))","v":""},{"$f":"IF(CK979=\"\",\"\",LOOKUP(CW979,Tab.4.5!$J$6:$J$27,Tab.4.5!$L$6:$L$27))","v":""},{"$f":"IF(CK979=\"\",\"\",He(EH979,DM979))","v":""},{"$f":"IF(CK979=\"\",\"\",Hs(DM979))","v":""},{"$f":"IF(CK979=\"\",\"\",Hm(EB979,EG979,EI979,EJ979,CS979,CV979))","v":""},"","","","","","","K45+-45000 () ",{"$f":"IF(B979=\"Existe.\",IF(AE979=1,CONCATENATE(#REF!,AK979,\" m.\"),CONCATENATE(#REF!,AJ979,\" m x \",AK979,\" m.\")),IF(CL979=1,CONCATENATE(#REF!,CR979,\" m.\"),CONCATENATE(#REF!,CQ979,\" m x \",CR979,\" m.\")))","v":{"$error":"#REF!"}},"Concreto, L =  m, S = 0 %.","Cota clave eje= 0 msnm.",null,null,null,"","","","","",{"$f":"IF(EV979=\"\",\"\",VLOOKUP(EY979,'Estructura escalonada'!$D$3:$H$953,2))","v":""},"","","","","",""]
[null,null,null,null,null,null,null,null,null,null,null,0,null,0,null,null,null,null,null,null,{"$f":"IF(K980=\"No\",\"\",IF(O980=\"\",YcCi(P980,N980),YcTr(N980,O980,S980)))","v":{"$error":"#VALUE!"}},{"$f":"IF(K980=\"No\",\"\",IF(O980=\"\",Teta1(U980,P980),\"-\"))","v":{"$error":"#VALUE!"}},{"$error":"#VALUE!"},{"$error":"#VALUE!"},{"$f":"IF(K980=\"No\",\"\",IF(O980=\"\",Ynci(P980,N980,R980,T980),YnTr(1,R980,O980,S980,T980,N980)))","v":{"$error":"#VALUE!"}},{"$f":"IF(K980=\"No\",\"\",IF(O980=\"\",Teta1(Y980,P980),\"-\"))","v":{"$error":"#VALUE!"}},{"$f":"IF(K980=\"No\",\"\",IF(O980=\"\",AreaCi(P980,Y980),AreaTr(O980,S980,Y980)))","v":{"$error":"#VALUE!"}},{"$f":"IF(K980=\"No\",\"\",IF(O980=\"\",FrCi(AC980,9.806,Z980,P980),FrTr(AC980,9.806,O980,S980,Y980)))","v":{"$error":"#VALUE!"}},{"$error":"#VALUE!"},null,null,null,null,null,null,null,null,null,null,null,null,null,null,null,0,0,"","","",{"$f":"IF(AD980=\"\",\"\",IF(AE980=1,YcCi(AK980,J980),YcTr(J980,AJ980,AN980)))","v":""},{"$f":"IF(AD980=\"\",\"\",IF(AE980=1,Teta1(AX980,AK980),\"-\"))","v":""},{"$f":"IF(AD980=\"\",\"\",IF(AE980=1,AreaCi(AK980,AX980),AreaTr(AJ980,AN980,AX980)))","v":""},"",{"$f":"IF(AD980=\"\",\"\",IF(AE980=1,Ynci(AK980,J980,AM980,AO980),YnTr(1,AM980,AJ980,AN980,AO980,J980)))","v":""},{"$f":"IF(AD980=\"\",\"\",IF(AE980=1,Teta1(BB980,AK980),\"-\"))","v":""},{"$f":"IF(AD980=\"\",\"\",IF(AE980=1,AreaCi(AK980,BB980),AreaTr(AJ980,AN980,BB980)))","v":""},{"$f":"IF(AD980=\"\",\"\",IF(AE980=1,FrCi(BF980,9.806,BC980,AK980),FrTr(BF980,9.806,AJ980,AN980,BB980)))","v":""},"",{"$f":"IF(AD980=\"\",\"\",IF(AE980=1,LOOKUP(AI980,'Vmáx(material) - Tab.4.3'!$L$2:$L$11,'Vmáx(material) - Tab.4.3'!$M$2:$M$11),LOOKUP(AI980,'Vmáx(material) - Tab.4.3'!$L$15,'Vmáx(material) - Tab.4.3'!$M$15)))","v":""},{"$f":"IF(AD980=\"\",\"\",VLOOKUP($AH980,'Vmáx(material) - Tab.4.3'!$R$35:$X$41,2))","v":""},{"$f":"IF(AD980=\"\",\"\",VLOOKUP($AH980,'Vmáx(material) - Tab.4.3'!$R$35:$X$41,3))","v":""},{"$f":"IF(AD980=\"\",\"\",VLOOKUP($AH980,'Vmáx(material) - Tab.4.3'!$R$35:$X$41,4))","v":""},{"$f":"IF(AD980=\"\",\"\",VLOOKUP($AH980,'Vmáx(material) - Tab.4.3'!$R$35:$X$41,5))","v":""},{"$f":"IF(AD980=\"\",\"\",VLOOKUP($AH980,'Vmáx(material) - Tab.4.3'!$R$35:$X$41,6))","v":""},{"$f":"IF(AD980=\"\",\"\",IF(AD980=\"\",\"\",VLOOKUP($AH980,'Vmáx(material) - Tab.4.3'!$R$35:$X$41,7)))","v":""},{"$f":"IF(AD980=\"\",\"\",IF(AE980=1,FCi(J980,AK980),FTr(J980,AJ980,AK980)))","v":""},"",{"$f":"IF(AD980=\"\",\"\",Hw(BH980,BI980,BJ980,BK980,BL980,BM980,Z,BN980,AO980,AK980))","v":""},"","","","",{"$f":"IF(AD980=\"\",\"\",ho(BT980,AK980,AX980))","v":""},{"$f":"IF(AD980=\"\",\"\",IF(AE980=1,PeriCi(AK980,BB980),PeriTr(AJ980,AN980,BB980)))","v":""},{"$f":"IF(AD980=\"\",\"\",IF(AE980=1,AreaCi(AK980,BB980),AreaTr(AJ980,AN980,BB980)))","v":""},{"$f":"IF(AD980=\"\",\"\",RhCi(BW980,BV980))","v":""},"",{"$f":"IF(AD980=\"\",\"\",hf(AL980,J980,AM980,BW980,BX980))","v":""},{"$f":"IF(AD980=\"\",\"\",LOOKUP(AP980,Tab.4.5!$J$6:$J$27,Tab.4.5!$L$6:$L$27))","v":""},{"$f":"IF(AD980=\"\",\"\",He(CA980,BY980))","v":""},{"$f":"IF(AD980=\"\",\"\",Hs(BY980))","v":""},{"$f":"IF(AD980=\"\",\"\",Hm(BU980,BZ980,CB980,CC980,AL980,AO980))","v":""},"","","","","","",null,null,null,null,null,null,null,null,null,null,null,null,null,null,null,0,0,0,0,0,{"$f":"IF(CK980=\"\",\"\",IF(CL980=1,YcCi(CR980,J980),YcTr(J980,CQ980,CU980)))","v":""},{"$f":"IF(CK980=\"\",\"\",IF(CL980=1,Teta1(DE980,CR980),\"-\"))","v":""},"","",{"$f":"IF(CK980=\"\",\"\",IF(CL980=1,Ynci(CR980,J980,CT980,CV980),YnTr(1,CT980,CQ980,CU980,CV980,J980)))","v":""},{"$f":"IF(CK980=\"\",\"\",IF(CL980=1,Teta1(DI980,CR980),\"-\"))","v":""},{"$f":"IF(CK980=\"\",\"\",IF(CL980=1,AreaCi(CR980,J980),AreaTr(CQ980,CU980,DI980)))","v":""},{"$f":"IF(CK980=\"\",\"\",IF(CL980=1,FrCi(DM980,9.806,DJ980,CR980),FrTr(DM980,9.806,CQ980,CU980,DI980)))","v":""},"",{"$f":"IF(CK980=\"\",\"\",IF(CL980=1,LOOKUP(CP980,'Vmáx(material) - Tab.4.3'!$L$2:$L$11,'Vmáx(material) - Tab.4.3'!$M$2:$M$11),LOOKUP(CP980,'Vmáx(material) - Tab.4.3'!$L$15,'Vmáx(material) - Tab.4.3'!$M$15)))","v":""},{"$f":"IF(CK980=\"\",\"\",VLOOKUP($CO980,'Vmáx(material) - Tab.4.3'!$R$35:$X$41,2))","v":""},{"$f":"IF(CK980=\"\",\"\",VLOOKUP($CO980,'Vmáx(material) - Tab.4.3'!$R$35:$X$41,3))","v":""},{"$f":"IF(CK980=\"\",\"\",VLOOKUP($CO980,'Vmáx(material) - Tab.4.3'!$R$35:$X$41,4))","v":""},{"$f":"IF(CK980=\"\",\"\",VLOOKUP($CO980,'Vmáx(material) - Tab.4.3'!$R$35:$X$41,5))","v":""},{"$f":"IF(CK980=\"\",\"\",VLOOKUP($CO980,'Vmáx(material) - Tab.4.3'!$R$35:$X$41,6))","v":""},{"$f":"IF(CK980=\"\",\"\",IF(CK980=\"\",\"\",VLOOKUP(CO980,'Vmáx(material) - Tab.4.3'!$R$35:$X$41,7)))","v":""},{"$f":"IF(CK980=\"\",\"\",IF(CL980=1,FCi(J980,CR980),FTr(J980,CQ980,CR980)))","v":""},"",{"$f":"IF(CK980=\"\",\"\",Hw(DO980,DP980,DQ980,DR980,DS980,DT980,Z,DU980,CV980,CR980))","v":""},"","","","","",{"$f":"IF(CK980=\"\",\"\",IF(CL980=1,PeriCi(CR980,DI980),PeriTr(CQ980,CU980,DI980)))","v":""},{"$f":"IF(CK980=\"\",\"\",IF(CL980=1,AreaCi(CR980,DI980),AreaTr(CQ980,CU980,DI980)))","v":""},{"$f":"IF(CK980=\"\",\"\",RhCi(DK980,EC980))","v":""},"",{"$f":"IF(CK980=\"\",\"\",hf(CS980,J980,CT980,DK980,EE980))","v":""},{"$f":"IF(CK980=\"\",\"\",LOOKUP(CW980,Tab.4.5!$J$6:$J$27,Tab.4.5!$L$6:$L$27))","v":""},{"$f":"IF(CK980=\"\",\"\",He(EH980,DM980))","v":""},{"$f":"IF(CK980=\"\",\"\",Hs(DM980))","v":""},{"$f":"IF(CK980=\"\",\"\",Hm(EB980,EG980,EI980,EJ980,CS980,CV980))","v":""},"","","","","","","K45+-45000 () ",{"$f":"IF(B980=\"Existe.\",IF(AE980=1,CONCATENATE(#REF!,AK980,\" m.\"),CONCATENATE(#REF!,AJ980,\" m x \",AK980,\" m.\")),IF(CL980=1,CONCATENATE(#REF!,CR980,\" m.\"),CONCATENATE(#REF!,CQ980,\" m x \",CR980,\" m.\")))","v":{"$error":"#REF!"}},"Concreto, L =  m, S = 0 %.","Cota clave eje= 0 msnm.",null,null,null,"","","","","",{"$f":"IF(EV980=\"\",\"\",VLOOKUP(EY980,'Estructura escalonada'!$D$3:$H$953,2))","v":""},"","","","","",""]
[null,null,null,null,null,null,null,null,null,null,null,0,null,0,null,null,null,null,null,null,{"$f":"IF(K981=\"No\",\"\",IF(O981=\"\",YcCi(P981,N981),YcTr(N981,O981,S981)))","v":{"$error":"#VALUE!"}},{"$f":"IF(K981=\"No\",\"\",IF(O981=\"\",Teta1(U981,P981),\"-\"))","v":{"$error":"#VALUE!"}},{"$error":"#VALUE!"},{"$error":"#VALUE!"},{"$f":"IF(K981=\"No\",\"\",IF(O981=\"\",Ynci(P981,N981,R981,T981),YnTr(1,R981,O981,S981,T981,N981)))","v":{"$error":"#VALUE!"}},{"$f":"IF(K981=\"No\",\"\",IF(O981=\"\",Teta1(Y981,P981),\"-\"))","v":{"$error":"#VALUE!"}},{"$f":"IF(K981=\"No\",\"\",IF(O981=\"\",AreaCi(P981,Y981),AreaTr(O981,S981,Y981)))","v":{"$error":"#VALUE!"}},{"$f":"IF(K981=\"No\",\"\",IF(O981=\"\",FrCi(AC981,9.806,Z981,P981),FrTr(AC981,9.806,O981,S981,Y981)))","v":{"$error":"#VALUE!"}},{"$error":"#VALUE!"},null,null,null,null,null,null,null,null,null,null,null,null,null,null,null,0,0,"","","",{"$f":"IF(AD981=\"\",\"\",IF(AE981=1,YcCi(AK981,J981),YcTr(J981,AJ981,AN981)))","v":""},{"$f":"IF(AD981=\"\",\"\",IF(AE981=1,Teta1(AX981,AK981),\"-\"))","v":""},{"$f":"IF(AD981=\"\",\"\",IF(AE981=1,AreaCi(AK981,AX981),AreaTr(AJ981,AN981,AX981)))","v":""},"",{"$f":"IF(AD981=\"\",\"\",IF(AE981=1,Ynci(AK981,J981,AM981,AO981),YnTr(1,AM981,AJ981,AN981,AO981,J981)))","v":""},{"$f":"IF(AD981=\"\",\"\",IF(AE981=1,Teta1(BB981,AK981),\"-\"))","v":""},{"$f":"IF(AD981=\"\",\"\",IF(AE981=1,AreaCi(AK981,BB981),AreaTr(AJ981,AN981,BB981)))","v":""},{"$f":"IF(AD981=\"\",\"\",IF(AE981=1,FrCi(BF981,9.806,BC981,AK981),FrTr(BF981,9.806,AJ981,AN981,BB981)))","v":""},"",{"$f":"IF(AD981=\"\",\"\",IF(AE981=1,LOOKUP(AI981,'Vmáx(material) - Tab.4.3'!$L$2:$L$11,'Vmáx(material) - Tab.4.3'!$M$2:$M$11),LOOKUP(AI981,'Vmáx(material) - Tab.4.3'!$L$15,'Vmáx(material) - Tab.4.3'!$M$15)))","v":""},{"$f":"IF(AD981=\"\",\"\",VLOOKUP($AH981,'Vmáx(material) - Tab.4.3'!$R$35:$X$41,2))","v":""},{"$f":"IF(AD981=\"\",\"\",VLOOKUP($AH981,'Vmáx(material) - Tab.4.3'!$R$35:$X$41,3))","v":""},{"$f":"IF(AD981=\"\",\"\",VLOOKUP($AH981,'Vmáx(material) - Tab.4.3'!$R$35:$X$41,4))","v":""},{"$f":"IF(AD981=\"\",\"\",VLOOKUP($AH981,'Vmáx(material) - Tab.4.3'!$R$35:$X$41,5))","v":""},{"$f":"IF(AD981=\"\",\"\",VLOOKUP($AH981,'Vmáx(material) - Tab.4.3'!$R$35:$X$41,6))","v":""},{"$f":"IF(AD981=\"\",\"\",IF(AD981=\"\",\"\",VLOOKUP($AH981,'Vmáx(material) - Tab.4.3'!$R$35:$X$41,7)))","v":""},{"$f":"IF(AD981=\"\",\"\",IF(AE981=1,FCi(J981,AK981),FTr(J981,AJ981,AK981)))","v":""},"",{"$f":"IF(AD981=\"\",\"\",Hw(BH981,BI981,BJ981,BK981,BL981,BM981,Z,BN981,AO981,AK981))","v":""},"","","","",{"$f":"IF(AD981=\"\",\"\",ho(BT981,AK981,AX981))","v":""},{"$f":"IF(AD981=\"\",\"\",IF(AE981=1,PeriCi(AK981,BB981),PeriTr(AJ981,AN981,BB981)))","v":""},{"$f":"IF(AD981=\"\",\"\",IF(AE981=1,AreaCi(AK981,BB981),AreaTr(AJ981,AN981,BB981)))","v":""},{"$f":"IF(AD981=\"\",\"\",RhCi(BW981,BV981))","v":""},"",{"$f":"IF(AD981=\"\",\"\",hf(AL981,J981,AM981,BW981,BX981))","v":""},{"$f":"IF(AD981=\"\",\"\",LOOKUP(AP981,Tab.4.5!$J$6:$J$27,Tab.4.5!$L$6:$L$27))","v":""},{"$f":"IF(AD981=\"\",\"\",He(CA981,BY981))","v":""},{"$f":"IF(AD981=\"\",\"\",Hs(BY981))","v":""},{"$f":"IF(AD981=\"\",\"\",Hm(BU981,BZ981,CB981,CC981,AL981,AO981))","v":""},"","","","","","",null,null,null,null,null,null,null,null,null,null,null,null,null,null,null,0,0,0,0,0,{"$f":"IF(CK981=\"\",\"\",IF(CL981=1,YcCi(CR981,J981),YcTr(J981,CQ981,CU981)))","v":""},{"$f":"IF(CK981=\"\",\"\",IF(CL981=1,Teta1(DE981,CR981),\"-\"))","v":""},"","",{"$f":"IF(CK981=\"\",\"\",IF(CL981=1,Ynci(CR981,J981,CT981,CV981),YnTr(1,CT981,CQ981,CU981,CV981,J981)))","v":""},{"$f":"IF(CK981=\"\",\"\",IF(CL981=1,Teta1(DI981,CR981),\"-\"))","v":""},{"$f":"IF(CK981=\"\",\"\",IF(CL981=1,AreaCi(CR981,J981),AreaTr(CQ981,CU981,DI981)))","v":""},{"$f":"IF(CK981=\"\",\"\",IF(CL981=1,FrCi(DM981,9.806,DJ981,CR981),FrTr(DM981,9.806,CQ981,CU981,DI981)))","v":""},"",{"$f":"IF(CK981=\"\",\"\",IF(CL981=1,LOOKUP(CP981,'Vmáx(material) - Tab.4.3'!$L$2:$L$11,'Vmáx(material) - Tab.4.3'!$M$2:$M$11),LOOKUP(CP981,'Vmáx(material) - Tab.4.3'!$L$15,'Vmáx(material) - Tab.4.3'!$M$15)))","v":""},{"$f":"IF(CK981=\"\",\"\",VLOOKUP($CO981,'Vmáx(material) - Tab.4.3'!$R$35:$X$41,2))","v":""},{"$f":"IF(CK981=\"\",\"\",VLOOKUP($CO981,'Vmáx(material) - Tab.4.3'!$R$35:$X$41,3))","v":""},{"$f":"IF(CK981=\"\",\"\",VLOOKUP($CO981,'Vmáx(material) - Tab.4.3'!$R$35:$X$41,4))","v":""},{"$f":"IF(CK981=\"\",\"\",VLOOKUP($CO981,'Vmáx(material) - Tab.4.3'!$R$35:$X$41,5))","v":""},{"$f":"IF(CK981=\"\",\"\",VLOOKUP($CO981,'Vmáx(material) - Tab.4.3'!$R$35:$X$41,6))","v":""},{"$f":"IF(CK981=\"\",\"\",IF(CK981=\"\",\"\",VLOOKUP(CO981,'Vmáx(material) - Tab.4.3'!$R$35:$X$41,7)))","v":""},{"$f":"IF(CK981=\"\",\"\",IF(CL981=1,FCi(J981,CR981),FTr(J981,CQ981,CR981)))","v":""},"",{"$f":"IF(CK981=\"\",\"\",Hw(DO981,DP981,DQ981,DR981,DS981,DT981,Z,DU981,CV981,CR981))","v":""},"","","","","",{"$f":"IF(CK981=\"\",\"\",IF(CL981=1,PeriCi(CR981,DI981),PeriTr(CQ981,CU981,DI981)))","v":""},{"$f":"IF(CK981=\"\",\"\",IF(CL981=1,AreaCi(CR981,DI981),AreaTr(CQ981,CU981,DI981)))","v":""},{"$f":"IF(CK981=\"\",\"\",RhCi(DK981,EC981))","v":""},"",{"$f":"IF(CK981=\"\",\"\",hf(CS981,J981,CT981,DK981,EE981))","v":""},{"$f":"IF(CK981=\"\",\"\",LOOKUP(CW981,Tab.4.5!$J$6:$J$27,Tab.4.5!$L$6:$L$27))","v":""},{"$f":"IF(CK981=\"\",\"\",He(EH981,DM981))","v":""},{"$f":"IF(CK981=\"\",\"\",Hs(DM981))","v":""},{"$f":"IF(CK981=\"\",\"\",Hm(EB981,EG981,EI981,EJ981,CS981,CV981))","v":""},"","","","","","","K45+-45000 () ",{"$f":"IF(B981=\"Existe.\",IF(AE981=1,CONCATENATE(#REF!,AK981,\" m.\"),CONCATENATE(#REF!,AJ981,\" m x \",AK981,\" m.\")),IF(CL981=1,CONCATENATE(#REF!,CR981,\" m.\"),CONCATENATE(#REF!,CQ981,\" m x \",CR981,\" m.\")))","v":{"$error":"#REF!"}},"Concreto, L =  m, S = 0 %.","Cota clave eje= 0 msnm.",null,null,null,"","","","","",{"$f":"IF(EV981=\"\",\"\",VLOOKUP(EY981,'Estructura escalonada'!$D$3:$H$953,2))","v":""},"","","","","",""]
[null,null,null,null,null,null,null,null,null,null,null,{"$f":"IF(K982=\"No\",\"\",J982)","v":0},null,{"$f":"IF(K982=\"No\",\"\",L982+M982)","v":0},null,null,null,null,null,null,{"$f":"IF(K982=\"No\",\"\",IF(O982=\"\",YcCi(P982,N982),YcTr(N982,O982,S982)))","v":{"$error":"#VALUE!"}},{"$f":"IF(K982=\"No\",\"\",IF(O982=\"\",Teta1(U982,P982),\"-\"))","v":{"$error":"#VALUE!"}},{"$f":"IF(K982=\"No\",\"\",IF(O982=\"\",(1/8*(V982-SIN(V982))*P982^2),(O982+S982*U982)*U982))","v":{"$error":"#VALUE!"}},{"$f":"IF(W982=\"\",\"\",N982/W982)","v":{"$error":"#VALUE!"}},{"$f":"IF(K982=\"No\",\"\",IF(O982=\"\",Ynci(P982,N982,R982,T982),YnTr(1,R982,O982,S982,T982,N982)))","v":{"$error":"#VALUE!"}},{"$f":"IF(K982=\"No\",\"\",IF(O982=\"\",Teta1(Y982,P982),\"-\"))","v":{"$error":"#VALUE!"}},{"$f":"IF(K982=\"No\",\"\",IF(O982=\"\",AreaCi(P982,Y982),AreaTr(O982,S982,Y982)))","v":{"$error":"#VALUE!"}},{"$f":"IF(K982=\"No\",\"\",IF(O982=\"\",FrCi(AC982,9.806,Z982,P982),FrTr(AC982,9.806,O982,S982,Y982)))","v":{"$error":"#VALUE!"}},{"$f":"IF(K982=\"No\",\"\",N982/AA982)","v":{"$error":"#VALUE!"}},null,null,null,null,null,null,null,null,null,null,null,null,null,null,null,{"$f":"AQ982-AO982*AL982/2","v":0},{"$f":"AQ982-AO982*AL982","v":0},{"$f":"IF(AD982=\"\",\"\",AR982-AS982)","v":""},{"$f":"IF(AD982=\"\",\"\",1.2*AK982)","v":""},{"$f":"IF(AD982=\"\",\"\",AK982)","v":""},{"$f":"IF(AD982=\"\",\"\",IF(AE982=1,YcCi(AK982,J982),YcTr(J982,AJ982,AN982)))","v":""},{"$f":"IF(AD982=\"\",\"\",IF(AE982=1,Teta1(AX982,AK982),\"-\"))","v":""},{"$f":"IF(AD982=\"\",\"\",IF(AE982=1,AreaCi(AK982,AX982),AreaTr(AJ982,AN982,AX982)))","v":""},{"$f":"IF(AD982=\"\",\"\",J982/AZ982)","v":""},{"$f":"IF(AD982=\"\",\"\",IF(AE982=1,Ynci(AK982,J982,AM982,AO982),YnTr(1,AM982,AJ982,AN982,AO982,J982)))","v":""},{"$f":"IF(AD982=\"\",\"\",IF(AE982=1,Teta1(BB982,AK982),\"-\"))","v":""},{"$f":"IF(AD982=\"\",\"\",IF(AE982=1,AreaCi(AK982,BB982),AreaTr(AJ982,AN982,BB982)))","v":""},{"$f":"IF(AD982=\"\",\"\",IF(AE982=1,FrCi(BF982,9.806,BC982,AK982),FrTr(BF982,9.806,AJ982,AN982,BB982)))","v":""},{"$f":"IF(AD982=\"\",\"\",J982/BD982)","v":""},{"$f":"IF(AD982=\"\",\"\",IF(AE982=1,LOOKUP(AI982,'Vmáx(material) - Tab.4.3'!$L$2:$L$11,'Vmáx(material) - Tab.4.3'!$M$2:$M$11),LOOKUP(AI982,'Vmáx(material) - Tab.4.3'!$L$15,'Vmáx(material) - Tab.4.3'!$M$15)))","v":""},{"$f":"IF(AD982=\"\",\"\",VLOOKUP($AH982,'Vmáx(material) - Tab.4.3'!$R$35:$X$41,2))","v":""},{"$f":"IF(AD982=\"\",\"\",VLOOKUP($AH982,'Vmáx(material) - Tab.4.3'!$R$35:$X$41,3))","v":""},{"$f":"IF(AD982=\"\",\"\",VLOOKUP($AH982,'Vmáx(material) - Tab.4.3'!$R$35:$X$41,4))","v":""},{"$f":"IF(AD982=\"\",\"\",VLOOKUP($AH982,'Vmáx(material) - Tab.4.3'!$R$35:$X$41,5))","v":""},{"$f":"IF(AD982=\"\",\"\",VLOOKUP($AH982,'Vmáx(material) - Tab.4.3'!$R$35:$X$41,6))","v":""},{"$f":"IF(AD982=\"\",\"\",IF(AD982=\"\",\"\",VLOOKUP($AH982,'Vmáx(material) - Tab.4.3'!$R$35:$X$41,7)))","v":""},{"$f":"IF(AD982=\"\",\"\",IF(AE982=1,FCi(J982,AK982),FTr(J982,AJ982,AK982)))","v":""},{"$f":"IF(AD982=\"\",\"\",IF(BB982=\"Q > Qmax\",\"Insuficiencia hidráulica.\", IF(ABS(AX982-BB982)<=0.0001,\"Crítico\",IF(AX982>BB982,\"Supercrítico\",\"Subcrítico\"))))","v":""},{"$f":"IF(AD982=\"\",\"\",Hw(BH982,BI982,BJ982,BK982,BL982,BM982,Z,BN982,AO982,AK982))","v":""},{"$f":"IF(AD982=\"\",\"\",BP982/AK982)","v":""},{"$f":"IF(AD982=\"\",\"\",IF(AE982=1,0.438*AK982*SQRT(9.806)*AV982^1.5/AK982^0.4,2/3*0.9*AJ982*AV982*SQRT(2/3*9.806*AV982))*AD982)","v":""},{"$f":"IF(AD982=\"\",\"\",IF(BQ982<1.2,\"Cumple\",\"No Cumple\"))","v":""},{"$f":"IF(AD982=\"\",\"\",IF(K982=\"No\",0,Y982))","v":""},{"$f":"IF(AD982=\"\",\"\",ho(BT982,AK982,AX982))","v":""},{"$f":"IF(AD982=\"\",\"\",IF(AE982=1,PeriCi(AK982,BB982),PeriTr(AJ982,AN982,BB982)))","v":""},{"$f":"IF(AD982=\"\",\"\",IF(AE982=1,AreaCi(AK982,BB982),AreaTr(AJ982,AN982,BB982)))","v":""},{"$f":"IF(AD982=\"\",\"\",RhCi(BW982,BV982))","v":""},{"$f":"IF(AD982=\"\",\"\",J982/BW982)","v":""},{"$f":"IF(AD982=\"\",\"\",hf(AL982,J982,AM982,BW982,BX982))","v":""},{"$f":"IF(AD982=\"\",\"\",LOOKUP(AP982,Tab.4.5!$J$6:$J$27,Tab.4.5!$L$6:$L$27))","v":""},{"$f":"IF(AD982=\"\",\"\",He(CA982,BY982))","v":""},{"$f":"IF(AD982=\"\",\"\",Hs(BY982))","v":""},{"$f":"IF(AD982=\"\",\"\",Hm(BU982,BZ982,CB982,CC982,AL982,AO982))","v":""},{"$f":"IF(AD982=\"\",\"\",CD982/AK982)","v":""},{"$f":"IF(AD982=\"\",\"\",IF(AE982=1,0.438*AK982*SQRT(9.806)*AV982^1.5/AK982^0.4,2/3*0.9*AJ982*AV982*SQRT(2/3*9.806*AV982))*AD982)","v":""},{"$f":"IF(AD982=\"\",\"\",IF(CE982<1.2,\"Cumple\",\"No Cumple\"))","v":""},{"$f":"IF(AD982=\"\",\"\",IF(BT982=\"\",\"\",IF(BO982=\"Supercrítico\",\"Funciona con control a la entrada.\",\"Funciona con control a la salida\")))","v":""},{"$f":"IF(AD982=\"\",\"\",IF(BT982=\"\",\"\",IF(BO982=\"Supercrítico\",IF(BT982>BB982,\"Se presenta resalto hidráulico cerca de la salida.\",\"\"),\"\")))","v":""},{"$f":"IF(AD982=\"\",\"\",IF(BS982=\"No Cumple\",\"Reemplazar.\",IF(B982=\"Nueva\",\"Se requiere obra nueva.\",\"Conservar y realizar labores de limpieza y mantenimiento.\")))","v":""},null,null,null,null,null,null,null,null,null,null,null,null,null,null,null,{"$f":"CX982-CV982*CS982/2","v":0},{"$f":"CX982-CV982*CS982","v":0},{"$f":"CY982-CZ982","v":0},{"$f":"1.2*CR982","v":0},{"$f":"CR982","v":0},{"$f":"IF(CK982=\"\",\"\",IF(CL982=1,YcCi(CR982,J982),YcTr(J982,CQ982,CU982)))","v":""},{"$f":"IF(CK982=\"\",\"\",IF(CL982=1,Teta1(DE982,CR982),\"-\"))","v":""},{"$f":"IF(CK982=\"\",\"\",IF(CL982=1,1/8*(DF982-SIN(DF982))*CR982^2,(CQ982+CU982*DE982)*DE982))","v":""},{"$f":"IF(CK982=\"\",\"\",J982/DG982)","v":""},{"$f":"IF(CK982=\"\",\"\",IF(CL982=1,Ynci(CR982,J982,CT982,CV982),YnTr(1,CT982,CQ982,CU982,CV982,J982)))","v":""},{"$f":"IF(CK982=\"\",\"\",IF(CL982=1,Teta1(DI982,CR982),\"-\"))","v":""},{"$f":"IF(CK982=\"\",\"\",IF(CL982=1,AreaCi(CR982,J982),AreaTr(CQ982,CU982,DI982)))","v":""},{"$f":"IF(CK982=\"\",\"\",IF(CL982=1,FrCi(DM982,9.806,DJ982,CR982),FrTr(DM982,9.806,CQ982,CU982,DI982)))","v":""},{"$f":"IF(CK982=\"\",\"\",J982/DK982)","v":""},{"$f":"IF(CK982=\"\",\"\",IF(CL982=1,LOOKUP(CP982,'Vmáx(material) - Tab.4.3'!$L$2:$L$11,'Vmáx(material) - Tab.4.3'!$M$2:$M$11),LOOKUP(CP982,'Vmáx(material) - Tab.4.3'!$L$15,'Vmáx(material) - Tab.4.3'!$M$15)))","v":""},{"$f":"IF(CK982=\"\",\"\",VLOOKUP($CO982,'Vmáx(material) - Tab.4.3'!$R$35:$X$41,2))","v":""},{"$f":"IF(CK982=\"\",\"\",VLOOKUP($CO982,'Vmáx(material) - Tab.4.3'!$R$35:$X$41,3))","v":""},{"$f":"IF(CK982=\"\",\"\",VLOOKUP($CO982,'Vmáx(material) - Tab.4.3'!$R$35:$X$41,4))","v":""},{"$f":"IF(CK982=\"\",\"\",VLOOKUP($CO982,'Vmáx(material) - Tab.4.3'!$R$35:$X$41,5))","v":""},{"$f":"IF(CK982=\"\",\"\",VLOOKUP($CO982,'Vmáx(material) - Tab.4.3'!$R$35:$X$41,6))","v":""},{"$f":"IF(CK982=\"\",\"\",IF(CK982=\"\",\"\",VLOOKUP(CO982,'Vmáx(material) - Tab.4.3'!$R$35:$X$41,7)))","v":""},{"$f":"IF(CK982=\"\",\"\",IF(CL982=1,FCi(J982,CR982),FTr(J982,CQ982,CR982)))","v":""},{"$f":"IF(CK982=\"\",\"\",IF(DI982=\"Q > Qmax\",\"Insuficiencia hidráulica.\",IF(ABS(DE982-DI982)<=0.0001,\"Crítico\",IF(DE982>DI982,\"Supercrítico\",\"Subcrítico\"))))","v":""},{"$f":"IF(CK982=\"\",\"\",Hw(DO982,DP982,DQ982,DR982,DS982,DT982,Z,DU982,CV982,CR982))","v":""},{"$f":"IF(CK982=\"\",\"\",DW982/CR982)","v":""},{"$f":"IF(CK982=\"\",\"\",IF(CL982=1,0.438*CR982*SQRT(9.806)*DC982^1.5/CR982^0.4,2/3*0.9*CQ982*DC982*SQRT(2/3*9.806*DC982))*CK982)","v":""},{"$f":"IF(CK982=\"\",\"\",IF(DX982<1.2,\"Cumple\",\"No Cumple\"))","v":""},{"$f":"IF(CK982=\"\",\"\",IF(K982=\"No\",0,Y982))","v":""},{"$f":"IF(CK982=\"\",\"\",MAX(EA982,(CR982+DE982)/2))","v":""},{"$f":"IF(CK982=\"\",\"\",IF(CL982=1,PeriCi(CR982,DI982),PeriTr(CQ982,CU982,DI982)))","v":""},{"$f":"IF(CK982=\"\",\"\",IF(CL982=1,AreaCi(CR982,DI982),AreaTr(CQ982,CU982,DI982)))","v":""},{"$f":"IF(CK982=\"\",\"\",RhCi(DK982,EC982))","v":""},{"$f":"IF(CK982=\"\",\"\",AVERAGE(AC982,J982/ED982))","v":""},{"$f":"IF(CK982=\"\",\"\",hf(CS982,J982,CT982,DK982,EE982))","v":""},{"$f":"IF(CK982=\"\",\"\",LOOKUP(CW982,Tab.4.5!$J$6:$J$27,Tab.4.5!$L$6:$L$27))","v":""},{"$f":"IF(CK982=\"\",\"\",He(EH982,DM982))","v":""},{"$f":"IF(CK982=\"\",\"\",Hs(DM982))","v":""},{"$f":"IF(CK982=\"\",\"\",Hm(EB982,EG982,EI982,EJ982,CS982,CV982))","v":""},{"$f":"IF(CK982=\"\",\"\",EK982/CR982)","v":""},{"$f":"IF(CK982=\"\",\"\",IF(CL982=1,0.438*CR982*SQRT(9.806)*DC982^1.5/CR982^0.4,2/3*0.9*CQ982*DC982*SQRT(2/3*9.806*DC982))*CK982)","v":""},{"$f":"IF(EL982=\"\",\"\",IF(EL982<1.2,\"Cumple\",\"No Cumple\"))","v":""},{"$f":"IF(CK982=\"\",\"\",IF(EA982=\"\",\"\",IF(DV982=\"Supercrítico\",\"Funciona con control a la entrada.\",\"Funciona con control a la salida\")))","v":""},{"$f":"IF(CK982=\"\",\"\",IF(EA982=\"\",\"\",IF(DV982=\"Supercrítico\",IF(EA982>DI982,\"Se presenta resalto hidráulico cerca de la salida.\",\"\"),\"\")))","v":""},{"$f":"IF(CK982=\"\",\"\",ES982)","v":""},{"$f":" CONCATENATE(\"K45+\",D982-45000, \" (\",A982,\")\",\" \",B982)","v":"K45+-45000 () "},{"$f":"IF(B982=\"Existe.\",IF(AE982=1,CONCATENATE(#REF!,AK982,\" m.\"),CONCATENATE(#REF!,AJ982,\" m x \",AK982,\" m.\")),IF(CL982=1,CONCATENATE(#REF!,CR982,\" m.\"),CONCATENATE(#REF!,CQ982,\" m x \",CR982,\" m.\")))","v":{"$error":"#REF!"}},{"$f":"IF(AI982=2,CONCATENATE(\"Concreto, L = \",AL982,\" m, S = \",AO982*100,\" %.\"),CONCATENATE(\"Concreto, L = \",CS982,\" m, S = \",CV982*100,\" %.\"))","v":"Concreto, L =  m, S = 0 %."},{"$f":"IF(B982=\"Existe.\",\"\",CONCATENATE(\"Cota clave eje= \",CZ982,\" msnm.\"))","v":"Cota clave eje= 0 msnm."},null,null,null,{"$f":"IF(EV982=\"\",\"\",N982)","v":""},{"$f":"IF(EV982=\"\",\"\",EW982/EX982)","v":""},{"$f":"IF(EV982=\"\",\"\",ATAN(EZ982)*(180/PI()))","v":""},{"$f":"IF(EV982=\"\",\"\",EX982*(SIN(FA982*PI()/180)))","v":""},{"$f":"IF(EV982=\"\",\"\",(EW982^2+EX982^2)^0.5)","v":""},{"$f":"IF(EV982=\"\",\"\",VLOOKUP(EY982,'Estructura escalonada'!$D$3:$H$953,2))","v":""},{"$f":"IF(EV982=\"\",\"\",EV982*FD982)","v":""},{"$f":"IF(EV982=\"\",\"\",(2*FD982+EV982))","v":""},{"$f":"IF(EV982=\"\",\"\",FE982/FF982)","v":""},{"$f":"IF(EV982=\"\",\"\",18*LOG10(6*FG982/(FB982/2)))","v":""},{"$f":"IF(EV982=\"\",\"\",FH982*(FG982*EZ982)^0.5)","v":""},{"$f":"IF(EV982=\"\",\"\",IF(FD982+0.15<0.5,0.5,IF(FD982+0.15<1,1,\"Amplíe el ancho B\")))","v":""}]
[null,null,null,null,null,null,null,null,null,null,null,0,null,0,null,null,null,null,null,null,{"$f":"IF(K983=\"No\",\"\",IF(O983=\"\",YcCi(P983,N983),YcTr(N983,O983,S983)))","v":{"$error":"#VALUE!"}},{"$f":"IF(K983=\"No\",\"\",IF(O983=\"\",Teta1(U983,P983),\"-\"))","v":{"$error":"#VALUE!"}},{"$error":"#VALUE!"},{"$error":"#VALUE!"},{"$f":"IF(K983=\"No\",\"\",IF(O983=\"\",Ynci(P983,N983,R983,T983),YnTr(1,R983,O983,S983,T983,N983)))","v":{"$error":"#VALUE!"}},{"$f":"IF(K983=\"No\",\"\",IF(O983=\"\",Teta1(Y983,P983),\"-\"))","v":{"$error":"#VALUE!"}},{"$f":"IF(K983=\"No\",\"\",IF(O983=\"\",AreaCi(P983,Y983),AreaTr(O983,S983,Y983)))","v":{"$error":"#VALUE!"}},{"$f":"IF(K983=\"No\",\"\",IF(O983=\"\",FrCi(AC983,9.806,Z983,P983),FrTr(AC983,9.806,O983,S983,Y983)))","v":{"$error":"#VALUE!"}},{"$error":"#VALUE!"},null,null,null,null,null,null,null,null,null,null,null,null,null,null,null,0,0,"","","",{"$f":"IF(AD983=\"\",\"\",IF(AE983=1,YcCi(AK983,J983),YcTr(J983,AJ983,AN983)))","v":""},{"$f":"IF(AD983=\"\",\"\",IF(AE983=1,Teta1(AX983,AK983),\"-\"))","v":""},{"$f":"IF(AD983=\"\",\"\",IF(AE983=1,AreaCi(AK983,AX983),AreaTr(AJ983,AN983,AX983)))","v":""},"",{"$f":"IF(AD983=\"\",\"\",IF(AE983=1,Ynci(AK983,J983,AM983,AO983),YnTr(1,AM983,AJ983,AN983,AO983,J983)))","v":""},{"$f":"IF(AD983=\"\",\"\",IF(AE983=1,Teta1(BB983,AK983),\"-\"))","v":""},{"$f":"IF(AD983=\"\",\"\",IF(AE983=1,AreaCi(AK983,BB983),AreaTr(AJ983,AN983,BB983)))","v":""},{"$f":"IF(AD983=\"\",\"\",IF(AE983=1,FrCi(BF983,9.806,BC983,AK983),FrTr(BF983,9.806,AJ983,AN983,BB983)))","v":""},"",{"$f":"IF(AD983=\"\",\"\",IF(AE983=1,LOOKUP(AI983,'Vmáx(material) - Tab.4.3'!$L$2:$L$11,'Vmáx(material) - Tab.4.3'!$M$2:$M$11),LOOKUP(AI983,'Vmáx(material) - Tab.4.3'!$L$15,'Vmáx(material) - Tab.4.3'!$M$15)))","v":""},{"$f":"IF(AD983=\"\",\"\",VLOOKUP($AH983,'Vmáx(material) - Tab.4.3'!$R$35:$X$41,2))","v":""},{"$f":"IF(AD983=\"\",\"\",VLOOKUP($AH983,'Vmáx(material) - Tab.4.3'!$R$35:$X$41,3))","v":""},{"$f":"IF(AD983=\"\",\"\",VLOOKUP($AH983,'Vmáx(material) - Tab.4.3'!$R$35:$X$41,4))","v":""},{"$f":"IF(AD983=\"\",\"\",VLOOKUP($AH983,'Vmáx(material) - Tab.4.3'!$R$35:$X$41,5))","v":""},{"$f":"IF(AD983=\"\",\"\",VLOOKUP($AH983,'Vmáx(material) - Tab.4.3'!$R$35:$X$41,6))","v":""},{"$f":"IF(AD983=\"\",\"\",IF(AD983=\"\",\"\",VLOOKUP($AH983,'Vmáx(material) - Tab.4.3'!$R$35:$X$41,7)))","v":""},{"$f":"IF(AD983=\"\",\"\",IF(AE983=1,FCi(J983,AK983),FTr(J983,AJ983,AK983)))","v":""},"",{"$f":"IF(AD983=\"\",\"\",Hw(BH983,BI983,BJ983,BK983,BL983,BM983,Z,BN983,AO983,AK983))","v":""},"","","","",{"$f":"IF(AD983=\"\",\"\",ho(BT983,AK983,AX983))","v":""},{"$f":"IF(AD983=\"\",\"\",IF(AE983=1,PeriCi(AK983,BB983),PeriTr(AJ983,AN983,BB983)))","v":""},{"$f":"IF(AD983=\"\",\"\",IF(AE983=1,AreaCi(AK983,BB983),AreaTr(AJ983,AN983,BB983)))","v":""},{"$f":"IF(AD983=\"\",\"\",RhCi(BW983,BV983))","v":""},"",{"$f":"IF(AD983=\"\",\"\",hf(AL983,J983,AM983,BW983,BX983))","v":""},{"$f":"IF(AD983=\"\",\"\",LOOKUP(AP983,Tab.4.5!$J$6:$J$27,Tab.4.5!$L$6:$L$27))","v":""},{"$f":"IF(AD983=\"\",\"\",He(CA983,BY983))","v":""},{"$f":"IF(AD983=\"\",\"\",Hs(BY983))","v":""},{"$f":"IF(AD983=\"\",\"\",Hm(BU983,BZ983,CB983,CC983,AL983,AO983))","v":""},"","","","","","",null,null,null,null,null,null,null,null,null,null,null,null,null,null,null,0,0,0,0,0,{"$f":"IF(CK983=\"\",\"\",IF(CL983=1,YcCi(CR983,J983),YcTr(J983,CQ983,CU983)))","v":""},{"$f":"IF(CK983=\"\",\"\",IF(CL983=1,Teta1(DE983,CR983),\"-\"))","v":""},"","",{"$f":"IF(CK983=\"\",\"\",IF(CL983=1,Ynci(CR983,J983,CT983,CV983),YnTr(1,CT983,CQ983,CU983,CV983,J983)))","v":""},{"$f":"IF(CK983=\"\",\"\",IF(CL983=1,Teta1(DI983,CR983),\"-\"))","v":""},{"$f":"IF(CK983=\"\",\"\",IF(CL983=1,AreaCi(CR983,J983),AreaTr(CQ983,CU983,DI983)))","v":""},{"$f":"IF(CK983=\"\",\"\",IF(CL983=1,FrCi(DM983,9.806,DJ983,CR983),FrTr(DM983,9.806,CQ983,CU983,DI983)))","v":""},"",{"$f":"IF(CK983=\"\",\"\",IF(CL983=1,LOOKUP(CP983,'Vmáx(material) - Tab.4.3'!$L$2:$L$11,'Vmáx(material) - Tab.4.3'!$M$2:$M$11),LOOKUP(CP983,'Vmáx(material) - Tab.4.3'!$L$15,'Vmáx(material) - Tab.4.3'!$M$15)))","v":""},{"$f":"IF(CK983=\"\",\"\",VLOOKUP($CO983,'Vmáx(material) - Tab.4.3'!$R$35:$X$41,2))","v":""},{"$f":"IF(CK983=\"\",\"\",VLOOKUP($CO983,'Vmáx(material) - Tab.4.3'!$R$35:$X$41,3))","v":""},{"$f":"IF(CK983=\"\",\"\",VLOOKUP($CO983,'Vmáx(material) - Tab.4.3'!$R$35:$X$41,4))","v":""},{"$f":"IF(CK983=\"\",\"\",VLOOKUP($CO983,'Vmáx(material) - Tab.4.3'!$R$35:$X$41,5))","v":""},{"$f":"IF(CK983=\"\",\"\",VLOOKUP($CO983,'Vmáx(material) - Tab.4.3'!$R$35:$X$41,6))","v":""},{"$f":"IF(CK983=\"\",\"\",IF(CK983=\"\",\"\",VLOOKUP(CO983,'Vmáx(material) - Tab.4.3'!$R$35:$X$41,7)))","v":""},{"$f":"IF(CK983=\"\",\"\",IF(CL983=1,FCi(J983,CR983),FTr(J983,CQ983,CR983)))","v":""},"",{"$f":"IF(CK983=\"\",\"\",Hw(DO983,DP983,DQ983,DR983,DS983,DT983,Z,DU983,CV983,CR983))","v":""},"","","","","",{"$f":"IF(CK983=\"\",\"\",IF(CL983=1,PeriCi(CR983,DI983),PeriTr(CQ983,CU983,DI983)))","v":""},{"$f":"IF(CK983=\"\",\"\",IF(CL983=1,AreaCi(CR983,DI983),AreaTr(CQ983,CU983,DI983)))","v":""},{"$f":"IF(CK983=\"\",\"\",RhCi(DK983,EC983))","v":""},"",{"$f":"IF(CK983=\"\",\"\",hf(CS983,J983,CT983,DK983,EE983))","v":""},{"$f":"IF(CK983=\"\",\"\",LOOKUP(CW983,Tab.4.5!$J$6:$J$27,Tab.4.5!$L$6:$L$27))","v":""},{"$f":"IF(CK983=\"\",\"\",He(EH983,DM983))","v":""},{"$f":"IF(CK983=\"\",\"\",Hs(DM983))","v":""},{"$f":"IF(CK983=\"\",\"\",Hm(EB983,EG983,EI983,EJ983,CS983,CV983))","v":""},"","","","","","","K45+-45000 () ",{"$f":"IF(B983=\"Existe.\",IF(AE983=1,CONCATENATE(#REF!,AK983,\" m.\"),CONCATENATE(#REF!,AJ983,\" m x \",AK983,\" m.\")),IF(CL983=1,CONCATENATE(#REF!,CR983,\" m.\"),CONCATENATE(#REF!,CQ983,\" m x \",CR983,\" m.\")))","v":{"$error":"#REF!"}},"Concreto, L =  m, S = 0 %.","Cota clave eje= 0 msnm.",null,null,null,"","","","","",{"$f":"IF(EV983=\"\",\"\",VLOOKUP(EY983,'Estructura escalonada'!$D$3:$H$953,2))","v":""},"","","","","",""]
[null,null,null,null,null,null,null,null,null,null,null,0,null,0,null,null,null,null,null,null,{"$f":"IF(K984=\"No\",\"\",IF(O984=\"\",YcCi(P984,N984),YcTr(N984,O984,S984)))","v":{"$error":"#VALUE!"}},{"$f":"IF(K984=\"No\",\"\",IF(O984=\"\",Teta1(U984,P984),\"-\"))","v":{"$error":"#VALUE!"}},{"$error":"#VALUE!"},{"$error":"#VALUE!"},{"$f":"IF(K984=\"No\",\"\",IF(O984=\"\",Ynci(P984,N984,R984,T984),YnTr(1,R984,O984,S984,T984,N984)))","v":{"$error":"#VALUE!"}},{"$f":"IF(K984=\"No\",\"\",IF(O984=\"\",Teta1(Y984,P984),\"-\"))","v":{"$error":"#VALUE!"}},{"$f":"IF(K984=\"No\",\"\",IF(O984=\"\",AreaCi(P984,Y984),AreaTr(O984,S984,Y984)))","v":{"$error":"#VALUE!"}},{"$f":"IF(K984=\"No\",\"\",IF(O984=\"\",FrCi(AC984,9.806,Z984,P984),FrTr(AC984,9.806,O984,S984,Y984)))","v":{"$error":"#VALUE!"}},{"$error":"#VALUE!"},null,null,null,null,null,null,null,null,null,null,null,null,null,null,null,0,0,"","","",{"$f":"IF(AD984=\"\",\"\",IF(AE984=1,YcCi(AK984,J984),YcTr(J984,AJ984,AN984)))","v":""},{"$f":"IF(AD984=\"\",\"\",IF(AE984=1,Teta1(AX984,AK984),\"-\"))","v":""},{"$f":"IF(AD984=\"\",\"\",IF(AE984=1,AreaCi(AK984,AX984),AreaTr(AJ984,AN984,AX984)))","v":""},"",{"$f":"IF(AD984=\"\",\"\",IF(AE984=1,Ynci(AK984,J984,AM984,AO984),YnTr(1,AM984,AJ984,AN984,AO984,J984)))","v":""},{"$f":"IF(AD984=\"\",\"\",IF(AE984=1,Teta1(BB984,AK984),\"-\"))","v":""},{"$f":"IF(AD984=\"\",\"\",IF(AE984=1,AreaCi(AK984,BB984),AreaTr(AJ984,AN984,BB984)))","v":""},{"$f":"IF(AD984=\"\",\"\",IF(AE984=1,FrCi(BF984,9.806,BC984,AK984),FrTr(BF984,9.806,AJ984,AN984,BB984)))","v":""},"",{"$f":"IF(AD984=\"\",\"\",IF(AE984=1,LOOKUP(AI984,'Vmáx(material) - Tab.4.3'!$L$2:$L$11,'Vmáx(material) - Tab.4.3'!$M$2:$M$11),LOOKUP(AI984,'Vmáx(material) - Tab.4.3'!$L$15,'Vmáx(material) - Tab.4.3'!$M$15)))","v":""},{"$f":"IF(AD984=\"\",\"\",VLOOKUP($AH984,'Vmáx(material) - Tab.4.3'!$R$35:$X$41,2))","v":""},{"$f":"IF(AD984=\"\",\"\",VLOOKUP($AH984,'Vmáx(material) - Tab.4.3'!$R$35:$X$41,3))","v":""},{"$f":"IF(AD984=\"\",\"\",VLOOKUP($AH984,'Vmáx(material) - Tab.4.3'!$R$35:$X$41,4))","v":""},{"$f":"IF(AD984=\"\",\"\",VLOOKUP($AH984,'Vmáx(material) - Tab.4.3'!$R$35:$X$41,5))","v":""},{"$f":"IF(AD984=\"\",\"\",VLOOKUP($AH984,'Vmáx(material) - Tab.4.3'!$R$35:$X$41,6))","v":""},{"$f":"IF(AD984=\"\",\"\",IF(AD984=\"\",\"\",VLOOKUP($AH984,'Vmáx(material) - Tab.4.3'!$R$35:$X$41,7)))","v":""},{"$f":"IF(AD984=\"\",\"\",IF(AE984=1,FCi(J984,AK984),FTr(J984,AJ984,AK984)))","v":""},"",{"$f":"IF(AD984=\"\",\"\",Hw(BH984,BI984,BJ984,BK984,BL984,BM984,Z,BN984,AO984,AK984))","v":""},"","","","",{"$f":"IF(AD984=\"\",\"\",ho(BT984,AK984,AX984))","v":""},{"$f":"IF(AD984=\"\",\"\",IF(AE984=1,PeriCi(AK984,BB984),PeriTr(AJ984,AN984,BB984)))","v":""},{"$f":"IF(AD984=\"\",\"\",IF(AE984=1,AreaCi(AK984,BB984),AreaTr(AJ984,AN984,BB984)))","v":""},{"$f":"IF(AD984=\"\",\"\",RhCi(BW984,BV984))","v":""},"",{"$f":"IF(AD984=\"\",\"\",hf(AL984,J984,AM984,BW984,BX984))","v":""},{"$f":"IF(AD984=\"\",\"\",LOOKUP(AP984,Tab.4.5!$J$6:$J$27,Tab.4.5!$L$6:$L$27))","v":""},{"$f":"IF(AD984=\"\",\"\",He(CA984,BY984))","v":""},{"$f":"IF(AD984=\"\",\"\",Hs(BY984))","v":""},{"$f":"IF(AD984=\"\",\"\",Hm(BU984,BZ984,CB984,CC984,AL984,AO984))","v":""},"","","","","","",null,null,null,null,null,null,null,null,null,null,null,null,null,null,null,0,0,0,0,0,{"$f":"IF(CK984=\"\",\"\",IF(CL984=1,YcCi(CR984,J984),YcTr(J984,CQ984,CU984)))","v":""},{"$f":"IF(CK984=\"\",\"\",IF(CL984=1,Teta1(DE984,CR984),\"-\"))","v":""},"","",{"$f":"IF(CK984=\"\",\"\",IF(CL984=1,Ynci(CR984,J984,CT984,CV984),YnTr(1,CT984,CQ984,CU984,CV984,J984)))","v":""},{"$f":"IF(CK984=\"\",\"\",IF(CL984=1,Teta1(DI984,CR984),\"-\"))","v":""},{"$f":"IF(CK984=\"\",\"\",IF(CL984=1,AreaCi(CR984,J984),AreaTr(CQ984,CU984,DI984)))","v":""},{"$f":"IF(CK984=\"\",\"\",IF(CL984=1,FrCi(DM984,9.806,DJ984,CR984),FrTr(DM984,9.806,CQ984,CU984,DI984)))","v":""},"",{"$f":"IF(CK984=\"\",\"\",IF(CL984=1,LOOKUP(CP984,'Vmáx(material) - Tab.4.3'!$L$2:$L$11,'Vmáx(material) - Tab.4.3'!$M$2:$M$11),LOOKUP(CP984,'Vmáx(material) - Tab.4.3'!$L$15,'Vmáx(material) - Tab.4.3'!$M$15)))","v":""},{"$f":"IF(CK984=\"\",\"\",VLOOKUP($CO984,'Vmáx(material) - Tab.4.3'!$R$35:$X$41,2))","v":""},{"$f":"IF(CK984=\"\",\"\",VLOOKUP($CO984,'Vmáx(material) - Tab.4.3'!$R$35:$X$41,3))","v":""},{"$f":"IF(CK984=\"\",\"\",VLOOKUP($CO984,'Vmáx(material) - Tab.4.3'!$R$35:$X$41,4))","v":""},{"$f":"IF(CK984=\"\",\"\",VLOOKUP($CO984,'Vmáx(material) - Tab.4.3'!$R$35:$X$41,5))","v":""},{"$f":"IF(CK984=\"\",\"\",VLOOKUP($CO984,'Vmáx(material) - Tab.4.3'!$R$35:$X$41,6))","v":""},{"$f":"IF(CK984=\"\",\"\",IF(CK984=\"\",\"\",VLOOKUP(CO984,'Vmáx(material) - Tab.4.3'!$R$35:$X$41,7)))","v":""},{"$f":"IF(CK984=\"\",\"\",IF(CL984=1,FCi(J984,CR984),FTr(J984,CQ984,CR984)))","v":""},"",{"$f":"IF(CK984=\"\",\"\",Hw(DO984,DP984,DQ984,DR984,DS984,DT984,Z,DU984,CV984,CR984))","v":""},"","","","","",{"$f":"IF(CK984=\"\",\"\",IF(CL984=1,PeriCi(CR984,DI984),PeriTr(CQ984,CU984,DI984)))","v":""},{"$f":"IF(CK984=\"\",\"\",IF(CL984=1,AreaCi(CR984,DI984),AreaTr(CQ984,CU984,DI984)))","v":""},{"$f":"IF(CK984=\"\",\"\",RhCi(DK984,EC984))","v":""},"",{"$f":"IF(CK984=\"\",\"\",hf(CS984,J984,CT984,DK984,EE984))","v":""},{"$f":"IF(CK984=\"\",\"\",LOOKUP(CW984,Tab.4.5!$J$6:$J$27,Tab.4.5!$L$6:$L$27))","v":""},{"$f":"IF(CK984=\"\",\"\",He(EH984,DM984))","v":""},{"$f":"IF(CK984=\"\",\"\",Hs(DM984))","v":""},{"$f":"IF(CK984=\"\",\"\",Hm(EB984,EG984,EI984,EJ984,CS984,CV984))","v":""},"","","","","","","K45+-45000 () ",{"$f":"IF(B984=\"Existe.\",IF(AE984=1,CONCATENATE(#REF!,AK984,\" m.\"),CONCATENATE(#REF!,AJ984,\" m x \",AK984,\" m.\")),IF(CL984=1,CONCATENATE(#REF!,CR984,\" m.\"),CONCATENATE(#REF!,CQ984,\" m x \",CR984,\" m.\")))","v":{"$error":"#REF!"}},"Concreto, L =  m, S = 0 %.","Cota clave eje= 0 msnm.",null,null,null,"","","","","",{"$f":"IF(EV984=\"\",\"\",VLOOKUP(EY984,'Estructura escalonada'!$D$3:$H$953,2))","v":""},"","","","","",""]
[null,null,null,null,null,null,null,null,null,null,null,0,null,0,null,null,null,null,null,null,{"$f":"IF(K985=\"No\",\"\",IF(O985=\"\",YcCi(P985,N985),YcTr(N985,O985,S985)))","v":{"$error":"#VALUE!"}},{"$f":"IF(K985=\"No\",\"\",IF(O985=\"\",Teta1(U985,P985),\"-\"))","v":{"$error":"#VALUE!"}},{"$error":"#VALUE!"},{"$error":"#VALUE!"},{"$f":"IF(K985=\"No\",\"\",IF(O985=\"\",Ynci(P985,N985,R985,T985),YnTr(1,R985,O985,S985,T985,N985)))","v":{"$error":"#VALUE!"}},{"$f":"IF(K985=\"No\",\"\",IF(O985=\"\",Teta1(Y985,P985),\"-\"))","v":{"$error":"#VALUE!"}},{"$f":"IF(K985=\"No\",\"\",IF(O985=\"\",AreaCi(P985,Y985),AreaTr(O985,S985,Y985)))","v":{"$error":"#VALUE!"}},{"$f":"IF(K985=\"No\",\"\",IF(O985=\"\",FrCi(AC985,9.806,Z985,P985),FrTr(AC985,9.806,O985,S985,Y985)))","v":{"$error":"#VALUE!"}},{"$error":"#VALUE!"},null,null,null,null,null,null,null,null,null,null,null,null,null,null,null,0,0,"","","",{"$f":"IF(AD985=\"\",\"\",IF(AE985=1,YcCi(AK985,J985),YcTr(J985,AJ985,AN985)))","v":""},{"$f":"IF(AD985=\"\",\"\",IF(AE985=1,Teta1(AX985,AK985),\"-\"))","v":""},{"$f":"IF(AD985=\"\",\"\",IF(AE985=1,AreaCi(AK985,AX985),AreaTr(AJ985,AN985,AX985)))","v":""},"",{"$f":"IF(AD985=\"\",\"\",IF(AE985=1,Ynci(AK985,J985,AM985,AO985),YnTr(1,AM985,AJ985,AN985,AO985,J985)))","v":""},{"$f":"IF(AD985=\"\",\"\",IF(AE985=1,Teta1(BB985,AK985),\"-\"))","v":""},{"$f":"IF(AD985=\"\",\"\",IF(AE985=1,AreaCi(AK985,BB985),AreaTr(AJ985,AN985,BB985)))","v":""},{"$f":"IF(AD985=\"\",\"\",IF(AE985=1,FrCi(BF985,9.806,BC985,AK985),FrTr(BF985,9.806,AJ985,AN985,BB985)))","v":""},"",{"$f":"IF(AD985=\"\",\"\",IF(AE985=1,LOOKUP(AI985,'Vmáx(material) - Tab.4.3'!$L$2:$L$11,'Vmáx(material) - Tab.4.3'!$M$2:$M$11),LOOKUP(AI985,'Vmáx(material) - Tab.4.3'!$L$15,'Vmáx(material) - Tab.4.3'!$M$15)))","v":""},{"$f":"IF(AD985=\"\",\"\",VLOOKUP($AH985,'Vmáx(material) - Tab.4.3'!$R$35:$X$41,2))","v":""},{"$f":"IF(AD985=\"\",\"\",VLOOKUP($AH985,'Vmáx(material) - Tab.4.3'!$R$35:$X$41,3))","v":""},{"$f":"IF(AD985=\"\",\"\",VLOOKUP($AH985,'Vmáx(material) - Tab.4.3'!$R$35:$X$41,4))","v":""},{"$f":"IF(AD985=\"\",\"\",VLOOKUP($AH985,'Vmáx(material) - Tab.4.3'!$R$35:$X$41,5))","v":""},{"$f":"IF(AD985=\"\",\"\",VLOOKUP($AH985,'Vmáx(material) - Tab.4.3'!$R$35:$X$41,6))","v":""},{"$f":"IF(AD985=\"\",\"\",IF(AD985=\"\",\"\",VLOOKUP($AH985,'Vmáx(material) - Tab.4.3'!$R$35:$X$41,7)))","v":""},{"$f":"IF(AD985=\"\",\"\",IF(AE985=1,FCi(J985,AK985),FTr(J985,AJ985,AK985)))","v":""},"",{"$f":"IF(AD985=\"\",\"\",Hw(BH985,BI985,BJ985,BK985,BL985,BM985,Z,BN985,AO985,AK985))","v":""},"","","","",{"$f":"IF(AD985=\"\",\"\",ho(BT985,AK985,AX985))","v":""},{"$f":"IF(AD985=\"\",\"\",IF(AE985=1,PeriCi(AK985,BB985),PeriTr(AJ985,AN985,BB985)))","v":""},{"$f":"IF(AD985=\"\",\"\",IF(AE985=1,AreaCi(AK985,BB985),AreaTr(AJ985,AN985,BB985)))","v":""},{"$f":"IF(AD985=\"\",\"\",RhCi(BW985,BV985))","v":""},"",{"$f":"IF(AD985=\"\",\"\",hf(AL985,J985,AM985,BW985,BX985))","v":""},{"$f":"IF(AD985=\"\",\"\",LOOKUP(AP985,Tab.4.5!$J$6:$J$27,Tab.4.5!$L$6:$L$27))","v":""},{"$f":"IF(AD985=\"\",\"\",He(CA985,BY985))","v":""},{"$f":"IF(AD985=\"\",\"\",Hs(BY985))","v":""},{"$f":"IF(AD985=\"\",\"\",Hm(BU985,BZ985,CB985,CC985,AL985,AO985))","v":""},"","","","","","",null,null,null,null,null,null,null,null,null,null,null,null,null,null,null,0,0,0,0,0,{"$f":"IF(CK985=\"\",\"\",IF(CL985=1,YcCi(CR985,J985),YcTr(J985,CQ985,CU985)))","v":""},{"$f":"IF(CK985=\"\",\"\",IF(CL985=1,Teta1(DE985,CR985),\"-\"))","v":""},"","",{"$f":"IF(CK985=\"\",\"\",IF(CL985=1,Ynci(CR985,J985,CT985,CV985),YnTr(1,CT985,CQ985,CU985,CV985,J985)))","v":""},{"$f":"IF(CK985=\"\",\"\",IF(CL985=1,Teta1(DI985,CR985),\"-\"))","v":""},{"$f":"IF(CK985=\"\",\"\",IF(CL985=1,AreaCi(CR985,J985),AreaTr(CQ985,CU985,DI985)))","v":""},{"$f":"IF(CK985=\"\",\"\",IF(CL985=1,FrCi(DM985,9.806,DJ985,CR985),FrTr(DM985,9.806,CQ985,CU985,DI985)))","v":""},"",{"$f":"IF(CK985=\"\",\"\",IF(CL985=1,LOOKUP(CP985,'Vmáx(material) - Tab.4.3'!$L$2:$L$11,'Vmáx(material) - Tab.4.3'!$M$2:$M$11),LOOKUP(CP985,'Vmáx(material) - Tab.4.3'!$L$15,'Vmáx(material) - Tab.4.3'!$M$15)))","v":""},{"$f":"IF(CK985=\"\",\"\",VLOOKUP($CO985,'Vmáx(material) - Tab.4.3'!$R$35:$X$41,2))","v":""},{"$f":"IF(CK985=\"\",\"\",VLOOKUP($CO985,'Vmáx(material) - Tab.4.3'!$R$35:$X$41,3))","v":""},{"$f":"IF(CK985=\"\",\"\",VLOOKUP($CO985,'Vmáx(material) - Tab.4.3'!$R$35:$X$41,4))","v":""},{"$f":"IF(CK985=\"\",\"\",VLOOKUP($CO985,'Vmáx(material) - Tab.4.3'!$R$35:$X$41,5))","v":""},{"$f":"IF(CK985=\"\",\"\",VLOOKUP($CO985,'Vmáx(material) - Tab.4.3'!$R$35:$X$41,6))","v":""},{"$f":"IF(CK985=\"\",\"\",IF(CK985=\"\",\"\",VLOOKUP(CO985,'Vmáx(material) - Tab.4.3'!$R$35:$X$41,7)))","v":""},{"$f":"IF(CK985=\"\",\"\",IF(CL985=1,FCi(J985,CR985),FTr(J985,CQ985,CR985)))","v":""},"",{"$f":"IF(CK985=\"\",\"\",Hw(DO985,DP985,DQ985,DR985,DS985,DT985,Z,DU985,CV985,CR985))","v":""},"","","","","",{"$f":"IF(CK985=\"\",\"\",IF(CL985=1,PeriCi(CR985,DI985),PeriTr(CQ985,CU985,DI985)))","v":""},{"$f":"IF(CK985=\"\",\"\",IF(CL985=1,AreaCi(CR985,DI985),AreaTr(CQ985,CU985,DI985)))","v":""},{"$f":"IF(CK985=\"\",\"\",RhCi(DK985,EC985))","v":""},"",{"$f":"IF(CK985=\"\",\"\",hf(CS985,J985,CT985,DK985,EE985))","v":""},{"$f":"IF(CK985=\"\",\"\",LOOKUP(CW985,Tab.4.5!$J$6:$J$27,Tab.4.5!$L$6:$L$27))","v":""},{"$f":"IF(CK985=\"\",\"\",He(EH985,DM985))","v":""},{"$f":"IF(CK985=\"\",\"\",Hs(DM985))","v":""},{"$f":"IF(CK985=\"\",\"\",Hm(EB985,EG985,EI985,EJ985,CS985,CV985))","v":""},"","","","","","","K45+-45000 () ",{"$f":"IF(B985=\"Existe.\",IF(AE985=1,CONCATENATE(#REF!,AK985,\" m.\"),CONCATENATE(#REF!,AJ985,\" m x \",AK985,\" m.\")),IF(CL985=1,CONCATENATE(#REF!,CR985,\" m.\"),CONCATENATE(#REF!,CQ985,\" m x \",CR985,\" m.\")))","v":{"$error":"#REF!"}},"Concreto, L =  m, S = 0 %.","Cota clave eje= 0 msnm.",null,null,null,"","","","","",{"$f":"IF(EV985=\"\",\"\",VLOOKUP(EY985,'Estructura escalonada'!$D$3:$H$953,2))","v":""},"","","","","",""]
[null,null,null,null,null,null,null,null,null,null,null,0,null,0,null,null,null,null,null,null,{"$f":"IF(K986=\"No\",\"\",IF(O986=\"\",YcCi(P986,N986),YcTr(N986,O986,S986)))","v":{"$error":"#VALUE!"}},{"$f":"IF(K986=\"No\",\"\",IF(O986=\"\",Teta1(U986,P986),\"-\"))","v":{"$error":"#VALUE!"}},{"$error":"#VALUE!"},{"$error":"#VALUE!"},{"$f":"IF(K986=\"No\",\"\",IF(O986=\"\",Ynci(P986,N986,R986,T986),YnTr(1,R986,O986,S986,T986,N986)))","v":{"$error":"#VALUE!"}},{"$f":"IF(K986=\"No\",\"\",IF(O986=\"\",Teta1(Y986,P986),\"-\"))","v":{"$error":"#VALUE!"}},{"$f":"IF(K986=\"No\",\"\",IF(O986=\"\",AreaCi(P986,Y986),AreaTr(O986,S986,Y986)))","v":{"$error":"#VALUE!"}},{"$f":"IF(K986=\"No\",\"\",IF(O986=\"\",FrCi(AC986,9.806,Z986,P986),FrTr(AC986,9.806,O986,S986,Y986)))","v":{"$error":"#VALUE!"}},{"$error":"#VALUE!"},null,null,null,null,null,null,null,null,null,null,null,null,null,null,null,0,0,"","","",{"$f":"IF(AD986=\"\",\"\",IF(AE986=1,YcCi(AK986,J986),YcTr(J986,AJ986,AN986)))","v":""},{"$f":"IF(AD986=\"\",\"\",IF(AE986=1,Teta1(AX986,AK986),\"-\"))","v":""},{"$f":"IF(AD986=\"\",\"\",IF(AE986=1,AreaCi(AK986,AX986),AreaTr(AJ986,AN986,AX986)))","v":""},"",{"$f":"IF(AD986=\"\",\"\",IF(AE986=1,Ynci(AK986,J986,AM986,AO986),YnTr(1,AM986,AJ986,AN986,AO986,J986)))","v":""},{"$f":"IF(AD986=\"\",\"\",IF(AE986=1,Teta1(BB986,AK986),\"-\"))","v":""},{"$f":"IF(AD986=\"\",\"\",IF(AE986=1,AreaCi(AK986,BB986),AreaTr(AJ986,AN986,BB986)))","v":""},{"$f":"IF(AD986=\"\",\"\",IF(AE986=1,FrCi(BF986,9.806,BC986,AK986),FrTr(BF986,9.806,AJ986,AN986,BB986)))","v":""},"",{"$f":"IF(AD986=\"\",\"\",IF(AE986=1,LOOKUP(AI986,'Vmáx(material) - Tab.4.3'!$L$2:$L$11,'Vmáx(material) - Tab.4.3'!$M$2:$M$11),LOOKUP(AI986,'Vmáx(material) - Tab.4.3'!$L$15,'Vmáx(material) - Tab.4.3'!$M$15)))","v":""},{"$f":"IF(AD986=\"\",\"\",VLOOKUP($AH986,'Vmáx(material) - Tab.4.3'!$R$35:$X$41,2))","v":""},{"$f":"IF(AD986=\"\",\"\",VLOOKUP($AH986,'Vmáx(material) - Tab.4.3'!$R$35:$X$41,3))","v":""},{"$f":"IF(AD986=\"\",\"\",VLOOKUP($AH986,'Vmáx(material) - Tab.4.3'!$R$35:$X$41,4))","v":""},{"$f":"IF(AD986=\"\",\"\",VLOOKUP($AH986,'Vmáx(material) - Tab.4.3'!$R$35:$X$41,5))","v":""},{"$f":"IF(AD986=\"\",\"\",VLOOKUP($AH986,'Vmáx(material) - Tab.4.3'!$R$35:$X$41,6))","v":""},{"$f":"IF(AD986=\"\",\"\",IF(AD986=\"\",\"\",VLOOKUP($AH986,'Vmáx(material) - Tab.4.3'!$R$35:$X$41,7)))","v":""},{"$f":"IF(AD986=\"\",\"\",IF(AE986=1,FCi(J986,AK986),FTr(J986,AJ986,AK986)))","v":""},"",{"$f":"IF(AD986=\"\",\"\",Hw(BH986,BI986,BJ986,BK986,BL986,BM986,Z,BN986,AO986,AK986))","v":""},"","","","",{"$f":"IF(AD986=\"\",\"\",ho(BT986,AK986,AX986))","v":""},{"$f":"IF(AD986=\"\",\"\",IF(AE986=1,PeriCi(AK986,BB986),PeriTr(AJ986,AN986,BB986)))","v":""},{"$f":"IF(AD986=\"\",\"\",IF(AE986=1,AreaCi(AK986,BB986),AreaTr(AJ986,AN986,BB986)))","v":""},{"$f":"IF(AD986=\"\",\"\",RhCi(BW986,BV986))","v":""},"",{"$f":"IF(AD986=\"\",\"\",hf(AL986,J986,AM986,BW986,BX986))","v":""},{"$f":"IF(AD986=\"\",\"\",LOOKUP(AP986,Tab.4.5!$J$6:$J$27,Tab.4.5!$L$6:$L$27))","v":""},{"$f":"IF(AD986=\"\",\"\",He(CA986,BY986))","v":""},{"$f":"IF(AD986=\"\",\"\",Hs(BY986))","v":""},{"$f":"IF(AD986=\"\",\"\",Hm(BU986,BZ986,CB986,CC986,AL986,AO986))","v":""},"","","","","","",null,null,null,null,null,null,null,null,null,null,null,null,null,null,null,0,0,0,0,0,{"$f":"IF(CK986=\"\",\"\",IF(CL986=1,YcCi(CR986,J986),YcTr(J986,CQ986,CU986)))","v":""},{"$f":"IF(CK986=\"\",\"\",IF(CL986=1,Teta1(DE986,CR986),\"-\"))","v":""},"","",{"$f":"IF(CK986=\"\",\"\",IF(CL986=1,Ynci(CR986,J986,CT986,CV986),YnTr(1,CT986,CQ986,CU986,CV986,J986)))","v":""},{"$f":"IF(CK986=\"\",\"\",IF(CL986=1,Teta1(DI986,CR986),\"-\"))","v":""},{"$f":"IF(CK986=\"\",\"\",IF(CL986=1,AreaCi(CR986,J986),AreaTr(CQ986,CU986,DI986)))","v":""},{"$f":"IF(CK986=\"\",\"\",IF(CL986=1,FrCi(DM986,9.806,DJ986,CR986),FrTr(DM986,9.806,CQ986,CU986,DI986)))","v":""},"",{"$f":"IF(CK986=\"\",\"\",IF(CL986=1,LOOKUP(CP986,'Vmáx(material) - Tab.4.3'!$L$2:$L$11,'Vmáx(material) - Tab.4.3'!$M$2:$M$11),LOOKUP(CP986,'Vmáx(material) - Tab.4.3'!$L$15,'Vmáx(material) - Tab.4.3'!$M$15)))","v":""},{"$f":"IF(CK986=\"\",\"\",VLOOKUP($CO986,'Vmáx(material) - Tab.4.3'!$R$35:$X$41,2))","v":""},{"$f":"IF(CK986=\"\",\"\",VLOOKUP($CO986,'Vmáx(material) - Tab.4.3'!$R$35:$X$41,3))","v":""},{"$f":"IF(CK986=\"\",\"\",VLOOKUP($CO986,'Vmáx(material) - Tab.4.3'!$R$35:$X$41,4))","v":""},{"$f":"IF(CK986=\"\",\"\",VLOOKUP($CO986,'Vmáx(material) - Tab.4.3'!$R$35:$X$41,5))","v":""},{"$f":"IF(CK986=\"\",\"\",VLOOKUP($CO986,'Vmáx(material) - Tab.4.3'!$R$35:$X$41,6))","v":""},{"$f":"IF(CK986=\"\",\"\",IF(CK986=\"\",\"\",VLOOKUP(CO986,'Vmáx(material) - Tab.4.3'!$R$35:$X$41,7)))","v":""},{"$f":"IF(CK986=\"\",\"\",IF(CL986=1,FCi(J986,CR986),FTr(J986,CQ986,CR986)))","v":""},"",{"$f":"IF(CK986=\"\",\"\",Hw(DO986,DP986,DQ986,DR986,DS986,DT986,Z,DU986,CV986,CR986))","v":""},"","","","","",{"$f":"IF(CK986=\"\",\"\",IF(CL986=1,PeriCi(CR986,DI986),PeriTr(CQ986,CU986,DI986)))","v":""},{"$f":"IF(CK986=\"\",\"\",IF(CL986=1,AreaCi(CR986,DI986),AreaTr(CQ986,CU986,DI986)))","v":""},{"$f":"IF(CK986=\"\",\"\",RhCi(DK986,EC986))","v":""},"",{"$f":"IF(CK986=\"\",\"\",hf(CS986,J986,CT986,DK986,EE986))","v":""},{"$f":"IF(CK986=\"\",\"\",LOOKUP(CW986,Tab.4.5!$J$6:$J$27,Tab.4.5!$L$6:$L$27))","v":""},{"$f":"IF(CK986=\"\",\"\",He(EH986,DM986))","v":""},{"$f":"IF(CK986=\"\",\"\",Hs(DM986))","v":""},{"$f":"IF(CK986=\"\",\"\",Hm(EB986,EG986,EI986,EJ986,CS986,CV986))","v":""},"","","","","","","K45+-45000 () ",{"$f":"IF(B986=\"Existe.\",IF(AE986=1,CONCATENATE(#REF!,AK986,\" m.\"),CONCATENATE(#REF!,AJ986,\" m x \",AK986,\" m.\")),IF(CL986=1,CONCATENATE(#REF!,CR986,\" m.\"),CONCATENATE(#REF!,CQ986,\" m x \",CR986,\" m.\")))","v":{"$error":"#REF!"}},"Concreto, L =  m, S = 0 %.","Cota clave eje= 0 msnm.",null,null,null,"","","","","",{"$f":"IF(EV986=\"\",\"\",VLOOKUP(EY986,'Estructura escalonada'!$D$3:$H$953,2))","v":""},"","","","","",""]
[null,null,null,null,null,null,null,null,null,null,null,0,null,0,null,null,null,null,null,null,{"$f":"IF(K987=\"No\",\"\",IF(O987=\"\",YcCi(P987,N987),YcTr(N987,O987,S987)))","v":{"$error":"#VALUE!"}},{"$f":"IF(K987=\"No\",\"\",IF(O987=\"\",Teta1(U987,P987),\"-\"))","v":{"$error":"#VALUE!"}},{"$error":"#VALUE!"},{"$error":"#VALUE!"},{"$f":"IF(K987=\"No\",\"\",IF(O987=\"\",Ynci(P987,N987,R987,T987),YnTr(1,R987,O987,S987,T987,N987)))","v":{"$error":"#VALUE!"}},{"$f":"IF(K987=\"No\",\"\",IF(O987=\"\",Teta1(Y987,P987),\"-\"))","v":{"$error":"#VALUE!"}},{"$f":"IF(K987=\"No\",\"\",IF(O987=\"\",AreaCi(P987,Y987),AreaTr(O987,S987,Y987)))","v":{"$error":"#VALUE!"}},{"$f":"IF(K987=\"No\",\"\",IF(O987=\"\",FrCi(AC987,9.806,Z987,P987),FrTr(AC987,9.806,O987,S987,Y987)))","v":{"$error":"#VALUE!"}},{"$error":"#VALUE!"},null,null,null,null,null,null,null,null,null,null,null,null,null,null,null,0,0,"","","",{"$f":"IF(AD987=\"\",\"\",IF(AE987=1,YcCi(AK987,J987),YcTr(J987,AJ987,AN987)))","v":""},{"$f":"IF(AD987=\"\",\"\",IF(AE987=1,Teta1(AX987,AK987),\"-\"))","v":""},{"$f":"IF(AD987=\"\",\"\",IF(AE987=1,AreaCi(AK987,AX987),AreaTr(AJ987,AN987,AX987)))","v":""},"",{"$f":"IF(AD987=\"\",\"\",IF(AE987=1,Ynci(AK987,J987,AM987,AO987),YnTr(1,AM987,AJ987,AN987,AO987,J987)))","v":""},{"$f":"IF(AD987=\"\",\"\",IF(AE987=1,Teta1(BB987,AK987),\"-\"))","v":""},{"$f":"IF(AD987=\"\",\"\",IF(AE987=1,AreaCi(AK987,BB987),AreaTr(AJ987,AN987,BB987)))","v":""},{"$f":"IF(AD987=\"\",\"\",IF(AE987=1,FrCi(BF987,9.806,BC987,AK987),FrTr(BF987,9.806,AJ987,AN987,BB987)))","v":""},"",{"$f":"IF(AD987=\"\",\"\",IF(AE987=1,LOOKUP(AI987,'Vmáx(material) - Tab.4.3'!$L$2:$L$11,'Vmáx(material) - Tab.4.3'!$M$2:$M$11),LOOKUP(AI987,'Vmáx(material) - Tab.4.3'!$L$15,'Vmáx(material) - Tab.4.3'!$M$15)))","v":""},{"$f":"IF(AD987=\"\",\"\",VLOOKUP($AH987,'Vmáx(material) - Tab.4.3'!$R$35:$X$41,2))","v":""},{"$f":"IF(AD987=\"\",\"\",VLOOKUP($AH987,'Vmáx(material) - Tab.4.3'!$R$35:$X$41,3))","v":""},{"$f":"IF(AD987=\"\",\"\",VLOOKUP($AH987,'Vmáx(material) - Tab.4.3'!$R$35:$X$41,4))","v":""},{"$f":"IF(AD987=\"\",\"\",VLOOKUP($AH987,'Vmáx(material) - Tab.4.3'!$R$35:$X$41,5))","v":""},{"$f":"IF(AD987=\"\",\"\",VLOOKUP($AH987,'Vmáx(material) - Tab.4.3'!$R$35:$X$41,6))","v":""},{"$f":"IF(AD987=\"\",\"\",IF(AD987=\"\",\"\",VLOOKUP($AH987,'Vmáx(material) - Tab.4.3'!$R$35:$X$41,7)))","v":""},{"$f":"IF(AD987=\"\",\"\",IF(AE987=1,FCi(J987,AK987),FTr(J987,AJ987,AK987)))","v":""},"",{"$f":"IF(AD987=\"\",\"\",Hw(BH987,BI987,BJ987,BK987,BL987,BM987,Z,BN987,AO987,AK987))","v":""},"","","","",{"$f":"IF(AD987=\"\",\"\",ho(BT987,AK987,AX987))","v":""},{"$f":"IF(AD987=\"\",\"\",IF(AE987=1,PeriCi(AK987,BB987),PeriTr(AJ987,AN987,BB987)))","v":""},{"$f":"IF(AD987=\"\",\"\",IF(AE987=1,AreaCi(AK987,BB987),AreaTr(AJ987,AN987,BB987)))","v":""},{"$f":"IF(AD987=\"\",\"\",RhCi(BW987,BV987))","v":""},"",{"$f":"IF(AD987=\"\",\"\",hf(AL987,J987,AM987,BW987,BX987))","v":""},{"$f":"IF(AD987=\"\",\"\",LOOKUP(AP987,Tab.4.5!$J$6:$J$27,Tab.4.5!$L$6:$L$27))","v":""},{"$f":"IF(AD987=\"\",\"\",He(CA987,BY987))","v":""},{"$f":"IF(AD987=\"\",\"\",Hs(BY987))","v":""},{"$f":"IF(AD987=\"\",\"\",Hm(BU987,BZ987,CB987,CC987,AL987,AO987))","v":""},"","","","","","",null,null,null,null,null,null,null,null,null,null,null,null,null,null,null,0,0,0,0,0,{"$f":"IF(CK987=\"\",\"\",IF(CL987=1,YcCi(CR987,J987),YcTr(J987,CQ987,CU987)))","v":""},{"$f":"IF(CK987=\"\",\"\",IF(CL987=1,Teta1(DE987,CR987),\"-\"))","v":""},"","",{"$f":"IF(CK987=\"\",\"\",IF(CL987=1,Ynci(CR987,J987,CT987,CV987),YnTr(1,CT987,CQ987,CU987,CV987,J987)))","v":""},{"$f":"IF(CK987=\"\",\"\",IF(CL987=1,Teta1(DI987,CR987),\"-\"))","v":""},{"$f":"IF(CK987=\"\",\"\",IF(CL987=1,AreaCi(CR987,J987),AreaTr(CQ987,CU987,DI987)))","v":""},{"$f":"IF(CK987=\"\",\"\",IF(CL987=1,FrCi(DM987,9.806,DJ987,CR987),FrTr(DM987,9.806,CQ987,CU987,DI987)))","v":""},"",{"$f":"IF(CK987=\"\",\"\",IF(CL987=1,LOOKUP(CP987,'Vmáx(material) - Tab.4.3'!$L$2:$L$11,'Vmáx(material) - Tab.4.3'!$M$2:$M$11),LOOKUP(CP987,'Vmáx(material) - Tab.4.3'!$L$15,'Vmáx(material) - Tab.4.3'!$M$15)))","v":""},{"$f":"IF(CK987=\"\",\"\",VLOOKUP($CO987,'Vmáx(material) - Tab.4.3'!$R$35:$X$41,2))","v":""},{"$f":"IF(CK987=\"\",\"\",VLOOKUP($CO987,'Vmáx(material) - Tab.4.3'!$R$35:$X$41,3))","v":""},{"$f":"IF(CK987=\"\",\"\",VLOOKUP($CO987,'Vmáx(material) - Tab.4.3'!$R$35:$X$41,4))","v":""},{"$f":"IF(CK987=\"\",\"\",VLOOKUP($CO987,'Vmáx(material) - Tab.4.3'!$R$35:$X$41,5))","v":""},{"$f":"IF(CK987=\"\",\"\",VLOOKUP($CO987,'Vmáx(material) - Tab.4.3'!$R$35:$X$41,6))","v":""},{"$f":"IF(CK987=\"\",\"\",IF(CK987=\"\",\"\",VLOOKUP(CO987,'Vmáx(material) - Tab.4.3'!$R$35:$X$41,7)))","v":""},{"$f":"IF(CK987=\"\",\"\",IF(CL987=1,FCi(J987,CR987),FTr(J987,CQ987,CR987)))","v":""},"",{"$f":"IF(CK987=\"\",\"\",Hw(DO987,DP987,DQ987,DR987,DS987,DT987,Z,DU987,CV987,CR987))","v":""},"","","","","",{"$f":"IF(CK987=\"\",\"\",IF(CL987=1,PeriCi(CR987,DI987),PeriTr(CQ987,CU987,DI987)))","v":""},{"$f":"IF(CK987=\"\",\"\",IF(CL987=1,AreaCi(CR987,DI987),AreaTr(CQ987,CU987,DI987)))","v":""},{"$f":"IF(CK987=\"\",\"\",RhCi(DK987,EC987))","v":""},"",{"$f":"IF(CK987=\"\",\"\",hf(CS987,J987,CT987,DK987,EE987))","v":""},{"$f":"IF(CK987=\"\",\"\",LOOKUP(CW987,Tab.4.5!$J$6:$J$27,Tab.4.5!$L$6:$L$27))","v":""},{"$f":"IF(CK987=\"\",\"\",He(EH987,DM987))","v":""},{"$f":"IF(CK987=\"\",\"\",Hs(DM987))","v":""},{"$f":"IF(CK987=\"\",\"\",Hm(EB987,EG987,EI987,EJ987,CS987,CV987))","v":""},"","","","","","","K45+-45000 () ",{"$f":"IF(B987=\"Existe.\",IF(AE987=1,CONCATENATE(#REF!,AK987,\" m.\"),CONCATENATE(#REF!,AJ987,\" m x \",AK987,\" m.\")),IF(CL987=1,CONCATENATE(#REF!,CR987,\" m.\"),CONCATENATE(#REF!,CQ987,\" m x \",CR987,\" m.\")))","v":{"$error":"#REF!"}},"Concreto, L =  m, S = 0 %.","Cota clave eje= 0 msnm.",null,null,null,"","","","","",{"$f":"IF(EV987=\"\",\"\",VLOOKUP(EY987,'Estructura escalonada'!$D$3:$H$953,2))","v":""},"","","","","",""]
[null,null,null,null,null,null,null,null,null,null,null,0,null,0,null,null,null,null,null,null,{"$f":"IF(K988=\"No\",\"\",IF(O988=\"\",YcCi(P988,N988),YcTr(N988,O988,S988)))","v":{"$error":"#VALUE!"}},{"$f":"IF(K988=\"No\",\"\",IF(O988=\"\",Teta1(U988,P988),\"-\"))","v":{"$error":"#VALUE!"}},{"$error":"#VALUE!"},{"$error":"#VALUE!"},{"$f":"IF(K988=\"No\",\"\",IF(O988=\"\",Ynci(P988,N988,R988,T988),YnTr(1,R988,O988,S988,T988,N988)))","v":{"$error":"#VALUE!"}},{"$f":"IF(K988=\"No\",\"\",IF(O988=\"\",Teta1(Y988,P988),\"-\"))","v":{"$error":"#VALUE!"}},{"$f":"IF(K988=\"No\",\"\",IF(O988=\"\",AreaCi(P988,Y988),AreaTr(O988,S988,Y988)))","v":{"$error":"#VALUE!"}},{"$f":"IF(K988=\"No\",\"\",IF(O988=\"\",FrCi(AC988,9.806,Z988,P988),FrTr(AC988,9.806,O988,S988,Y988)))","v":{"$error":"#VALUE!"}},{"$error":"#VALUE!"},null,null,null,null,null,null,null,null,null,null,null,null,null,null,null,0,0,"","","",{"$f":"IF(AD988=\"\",\"\",IF(AE988=1,YcCi(AK988,J988),YcTr(J988,AJ988,AN988)))","v":""},{"$f":"IF(AD988=\"\",\"\",IF(AE988=1,Teta1(AX988,AK988),\"-\"))","v":""},{"$f":"IF(AD988=\"\",\"\",IF(AE988=1,AreaCi(AK988,AX988),AreaTr(AJ988,AN988,AX988)))","v":""},"",{"$f":"IF(AD988=\"\",\"\",IF(AE988=1,Ynci(AK988,J988,AM988,AO988),YnTr(1,AM988,AJ988,AN988,AO988,J988)))","v":""},{"$f":"IF(AD988=\"\",\"\",IF(AE988=1,Teta1(BB988,AK988),\"-\"))","v":""},{"$f":"IF(AD988=\"\",\"\",IF(AE988=1,AreaCi(AK988,BB988),AreaTr(AJ988,AN988,BB988)))","v":""},{"$f":"IF(AD988=\"\",\"\",IF(AE988=1,FrCi(BF988,9.806,BC988,AK988),FrTr(BF988,9.806,AJ988,AN988,BB988)))","v":""},"",{"$f":"IF(AD988=\"\",\"\",IF(AE988=1,LOOKUP(AI988,'Vmáx(material) - Tab.4.3'!$L$2:$L$11,'Vmáx(material) - Tab.4.3'!$M$2:$M$11),LOOKUP(AI988,'Vmáx(material) - Tab.4.3'!$L$15,'Vmáx(material) - Tab.4.3'!$M$15)))","v":""},{"$f":"IF(AD988=\"\",\"\",VLOOKUP($AH988,'Vmáx(material) - Tab.4.3'!$R$35:$X$41,2))","v":""},{"$f":"IF(AD988=\"\",\"\",VLOOKUP($AH988,'Vmáx(material) - Tab.4.3'!$R$35:$X$41,3))","v":""},{"$f":"IF(AD988=\"\",\"\",VLOOKUP($AH988,'Vmáx(material) - Tab.4.3'!$R$35:$X$41,4))","v":""},{"$f":"IF(AD988=\"\",\"\",VLOOKUP($AH988,'Vmáx(material) - Tab.4.3'!$R$35:$X$41,5))","v":""},{"$f":"IF(AD988=\"\",\"\",VLOOKUP($AH988,'Vmáx(material) - Tab.4.3'!$R$35:$X$41,6))","v":""},{"$f":"IF(AD988=\"\",\"\",IF(AD988=\"\",\"\",VLOOKUP($AH988,'Vmáx(material) - Tab.4.3'!$R$35:$X$41,7)))","v":""},{"$f":"IF(AD988=\"\",\"\",IF(AE988=1,FCi(J988,AK988),FTr(J988,AJ988,AK988)))","v":""},"",{"$f":"IF(AD988=\"\",\"\",Hw(BH988,BI988,BJ988,BK988,BL988,BM988,Z,BN988,AO988,AK988))","v":""},"","","","",{"$f":"IF(AD988=\"\",\"\",ho(BT988,AK988,AX988))","v":""},{"$f":"IF(AD988=\"\",\"\",IF(AE988=1,PeriCi(AK988,BB988),PeriTr(AJ988,AN988,BB988)))","v":""},{"$f":"IF(AD988=\"\",\"\",IF(AE988=1,AreaCi(AK988,BB988),AreaTr(AJ988,AN988,BB988)))","v":""},{"$f":"IF(AD988=\"\",\"\",RhCi(BW988,BV988))","v":""},"",{"$f":"IF(AD988=\"\",\"\",hf(AL988,J988,AM988,BW988,BX988))","v":""},{"$f":"IF(AD988=\"\",\"\",LOOKUP(AP988,Tab.4.5!$J$6:$J$27,Tab.4.5!$L$6:$L$27))","v":""},{"$f":"IF(AD988=\"\",\"\",He(CA988,BY988))","v":""},{"$f":"IF(AD988=\"\",\"\",Hs(BY988))","v":""},{"$f":"IF(AD988=\"\",\"\",Hm(BU988,BZ988,CB988,CC988,AL988,AO988))","v":""},"","","","","","",null,null,null,null,null,null,null,null,null,null,null,null,null,null,null,0,0,0,0,0,{"$f":"IF(CK988=\"\",\"\",IF(CL988=1,YcCi(CR988,J988),YcTr(J988,CQ988,CU988)))","v":""},{"$f":"IF(CK988=\"\",\"\",IF(CL988=1,Teta1(DE988,CR988),\"-\"))","v":""},"","",{"$f":"IF(CK988=\"\",\"\",IF(CL988=1,Ynci(CR988,J988,CT988,CV988),YnTr(1,CT988,CQ988,CU988,CV988,J988)))","v":""},{"$f":"IF(CK988=\"\",\"\",IF(CL988=1,Teta1(DI988,CR988),\"-\"))","v":""},{"$f":"IF(CK988=\"\",\"\",IF(CL988=1,AreaCi(CR988,J988),AreaTr(CQ988,CU988,DI988)))","v":""},{"$f":"IF(CK988=\"\",\"\",IF(CL988=1,FrCi(DM988,9.806,DJ988,CR988),FrTr(DM988,9.806,CQ988,CU988,DI988)))","v":""},"",{"$f":"IF(CK988=\"\",\"\",IF(CL988=1,LOOKUP(CP988,'Vmáx(material) - Tab.4.3'!$L$2:$L$11,'Vmáx(material) - Tab.4.3'!$M$2:$M$11),LOOKUP(CP988,'Vmáx(material) - Tab.4.3'!$L$15,'Vmáx(material) - Tab.4.3'!$M$15)))","v":""},{"$f":"IF(CK988=\"\",\"\",VLOOKUP($CO988,'Vmáx(material) - Tab.4.3'!$R$35:$X$41,2))","v":""},{"$f":"IF(CK988=\"\",\"\",VLOOKUP($CO988,'Vmáx(material) - Tab.4.3'!$R$35:$X$41,3))","v":""},{"$f":"IF(CK988=\"\",\"\",VLOOKUP($CO988,'Vmáx(material) - Tab.4.3'!$R$35:$X$41,4))","v":""},{"$f":"IF(CK988=\"\",\"\",VLOOKUP($CO988,'Vmáx(material) - Tab.4.3'!$R$35:$X$41,5))","v":""},{"$f":"IF(CK988=\"\",\"\",VLOOKUP($CO988,'Vmáx(material) - Tab.4.3'!$R$35:$X$41,6))","v":""},{"$f":"IF(CK988=\"\",\"\",IF(CK988=\"\",\"\",VLOOKUP(CO988,'Vmáx(material) - Tab.4.3'!$R$35:$X$41,7)))","v":""},{"$f":"IF(CK988=\"\",\"\",IF(CL988=1,FCi(J988,CR988),FTr(J988,CQ988,CR988)))","v":""},"",{"$f":"IF(CK988=\"\",\"\",Hw(DO988,DP988,DQ988,DR988,DS988,DT988,Z,DU988,CV988,CR988))","v":""},"","","","","",{"$f":"IF(CK988=\"\",\"\",IF(CL988=1,PeriCi(CR988,DI988),PeriTr(CQ988,CU988,DI988)))","v":""},{"$f":"IF(CK988=\"\",\"\",IF(CL988=1,AreaCi(CR988,DI988),AreaTr(CQ988,CU988,DI988)))","v":""},{"$f":"IF(CK988=\"\",\"\",RhCi(DK988,EC988))","v":""},"",{"$f":"IF(CK988=\"\",\"\",hf(CS988,J988,CT988,DK988,EE988))","v":""},{"$f":"IF(CK988=\"\",\"\",LOOKUP(CW988,Tab.4.5!$J$6:$J$27,Tab.4.5!$L$6:$L$27))","v":""},{"$f":"IF(CK988=\"\",\"\",He(EH988,DM988))","v":""},{"$f":"IF(CK988=\"\",\"\",Hs(DM988))","v":""},{"$f":"IF(CK988=\"\",\"\",Hm(EB988,EG988,EI988,EJ988,CS988,CV988))","v":""},"","","","","","","K45+-45000 () ",{"$f":"IF(B988=\"Existe.\",IF(AE988=1,CONCATENATE(#REF!,AK988,\" m.\"),CONCATENATE(#REF!,AJ988,\" m x \",AK988,\" m.\")),IF(CL988=1,CONCATENATE(#REF!,CR988,\" m.\"),CONCATENATE(#REF!,CQ988,\" m x \",CR988,\" m.\")))","v":{"$error":"#REF!"}},"Concreto, L =  m, S = 0 %.","Cota clave eje= 0 msnm.",null,null,null,"","","","","",{"$f":"IF(EV988=\"\",\"\",VLOOKUP(EY988,'Estructura escalonada'!$D$3:$H$953,2))","v":""},"","","","","",""]
[null,null,null,null,null,null,null,null,null,null,null,0,null,0,null,null,null,null,null,null,{"$f":"IF(K989=\"No\",\"\",IF(O989=\"\",YcCi(P989,N989),YcTr(N989,O989,S989)))","v":{"$error":"#VALUE!"}},{"$f":"IF(K989=\"No\",\"\",IF(O989=\"\",Teta1(U989,P989),\"-\"))","v":{"$error":"#VALUE!"}},{"$error":"#VALUE!"},{"$error":"#VALUE!"},{"$f":"IF(K989=\"No\",\"\",IF(O989=\"\",Ynci(P989,N989,R989,T989),YnTr(1,R989,O989,S989,T989,N989)))","v":{"$error":"#VALUE!"}},{"$f":"IF(K989=\"No\",\"\",IF(O989=\"\",Teta1(Y989,P989),\"-\"))","v":{"$error":"#VALUE!"}},{"$f":"IF(K989=\"No\",\"\",IF(O989=\"\",AreaCi(P989,Y989),AreaTr(O989,S989,Y989)))","v":{"$error":"#VALUE!"}},{"$f":"IF(K989=\"No\",\"\",IF(O989=\"\",FrCi(AC989,9.806,Z989,P989),FrTr(AC989,9.806,O989,S989,Y989)))","v":{"$error":"#VALUE!"}},{"$error":"#VALUE!"},null,null,null,null,null,null,null,null,null,null,null,null,null,null,null,0,0,"","","",{"$f":"IF(AD989=\"\",\"\",IF(AE989=1,YcCi(AK989,J989),YcTr(J989,AJ989,AN989)))","v":""},{"$f":"IF(AD989=\"\",\"\",IF(AE989=1,Teta1(AX989,AK989),\"-\"))","v":""},{"$f":"IF(AD989=\"\",\"\",IF(AE989=1,AreaCi(AK989,AX989),AreaTr(AJ989,AN989,AX989)))","v":""},"",{"$f":"IF(AD989=\"\",\"\",IF(AE989=1,Ynci(AK989,J989,AM989,AO989),YnTr(1,AM989,AJ989,AN989,AO989,J989)))","v":""},{"$f":"IF(AD989=\"\",\"\",IF(AE989=1,Teta1(BB989,AK989),\"-\"))","v":""},{"$f":"IF(AD989=\"\",\"\",IF(AE989=1,AreaCi(AK989,BB989),AreaTr(AJ989,AN989,BB989)))","v":""},{"$f":"IF(AD989=\"\",\"\",IF(AE989=1,FrCi(BF989,9.806,BC989,AK989),FrTr(BF989,9.806,AJ989,AN989,BB989)))","v":""},"",{"$f":"IF(AD989=\"\",\"\",IF(AE989=1,LOOKUP(AI989,'Vmáx(material) - Tab.4.3'!$L$2:$L$11,'Vmáx(material) - Tab.4.3'!$M$2:$M$11),LOOKUP(AI989,'Vmáx(material) - Tab.4.3'!$L$15,'Vmáx(material) - Tab.4.3'!$M$15)))","v":""},{"$f":"IF(AD989=\"\",\"\",VLOOKUP($AH989,'Vmáx(material) - Tab.4.3'!$R$35:$X$41,2))","v":""},{"$f":"IF(AD989=\"\",\"\",VLOOKUP($AH989,'Vmáx(material) - Tab.4.3'!$R$35:$X$41,3))","v":""},{"$f":"IF(AD989=\"\",\"\",VLOOKUP($AH989,'Vmáx(material) - Tab.4.3'!$R$35:$X$41,4))","v":""},{"$f":"IF(AD989=\"\",\"\",VLOOKUP($AH989,'Vmáx(material) - Tab.4.3'!$R$35:$X$41,5))","v":""},{"$f":"IF(AD989=\"\",\"\",VLOOKUP($AH989,'Vmáx(material) - Tab.4.3'!$R$35:$X$41,6))","v":""},{"$f":"IF(AD989=\"\",\"\",IF(AD989=\"\",\"\",VLOOKUP($AH989,'Vmáx(material) - Tab.4.3'!$R$35:$X$41,7)))","v":""},{"$f":"IF(AD989=\"\",\"\",IF(AE989=1,FCi(J989,AK989),FTr(J989,AJ989,AK989)))","v":""},"",{"$f":"IF(AD989=\"\",\"\",Hw(BH989,BI989,BJ989,BK989,BL989,BM989,Z,BN989,AO989,AK989))","v":""},"","","","",{"$f":"IF(AD989=\"\",\"\",ho(BT989,AK989,AX989))","v":""},{"$f":"IF(AD989=\"\",\"\",IF(AE989=1,PeriCi(AK989,BB989),PeriTr(AJ989,AN989,BB989)))","v":""},{"$f":"IF(AD989=\"\",\"\",IF(AE989=1,AreaCi(AK989,BB989),AreaTr(AJ989,AN989,BB989)))","v":""},{"$f":"IF(AD989=\"\",\"\",RhCi(BW989,BV989))","v":""},"",{"$f":"IF(AD989=\"\",\"\",hf(AL989,J989,AM989,BW989,BX989))","v":""},{"$f":"IF(AD989=\"\",\"\",LOOKUP(AP989,Tab.4.5!$J$6:$J$27,Tab.4.5!$L$6:$L$27))","v":""},{"$f":"IF(AD989=\"\",\"\",He(CA989,BY989))","v":""},{"$f":"IF(AD989=\"\",\"\",Hs(BY989))","v":""},{"$f":"IF(AD989=\"\",\"\",Hm(BU989,BZ989,CB989,CC989,AL989,AO989))","v":""},"","","","","","",null,null,null,null,null,null,null,null,null,null,null,null,null,null,null,0,0,0,0,0,{"$f":"IF(CK989=\"\",\"\",IF(CL989=1,YcCi(CR989,J989),YcTr(J989,CQ989,CU989)))","v":""},{"$f":"IF(CK989=\"\",\"\",IF(CL989=1,Teta1(DE989,CR989),\"-\"))","v":""},"","",{"$f":"IF(CK989=\"\",\"\",IF(CL989=1,Ynci(CR989,J989,CT989,CV989),YnTr(1,CT989,CQ989,CU989,CV989,J989)))","v":""},{"$f":"IF(CK989=\"\",\"\",IF(CL989=1,Teta1(DI989,CR989),\"-\"))","v":""},{"$f":"IF(CK989=\"\",\"\",IF(CL989=1,AreaCi(CR989,J989),AreaTr(CQ989,CU989,DI989)))","v":""},{"$f":"IF(CK989=\"\",\"\",IF(CL989=1,FrCi(DM989,9.806,DJ989,CR989),FrTr(DM989,9.806,CQ989,CU989,DI989)))","v":""},"",{"$f":"IF(CK989=\"\",\"\",IF(CL989=1,LOOKUP(CP989,'Vmáx(material) - Tab.4.3'!$L$2:$L$11,'Vmáx(material) - Tab.4.3'!$M$2:$M$11),LOOKUP(CP989,'Vmáx(material) - Tab.4.3'!$L$15,'Vmáx(material) - Tab.4.3'!$M$15)))","v":""},{"$f":"IF(CK989=\"\",\"\",VLOOKUP($CO989,'Vmáx(material) - Tab.4.3'!$R$35:$X$41,2))","v":""},{"$f":"IF(CK989=\"\",\"\",VLOOKUP($CO989,'Vmáx(material) - Tab.4.3'!$R$35:$X$41,3))","v":""},{"$f":"IF(CK989=\"\",\"\",VLOOKUP($CO989,'Vmáx(material) - Tab.4.3'!$R$35:$X$41,4))","v":""},{"$f":"IF(CK989=\"\",\"\",VLOOKUP($CO989,'Vmáx(material) - Tab.4.3'!$R$35:$X$41,5))","v":""},{"$f":"IF(CK989=\"\",\"\",VLOOKUP($CO989,'Vmáx(material) - Tab.4.3'!$R$35:$X$41,6))","v":""},{"$f":"IF(CK989=\"\",\"\",IF(CK989=\"\",\"\",VLOOKUP(CO989,'Vmáx(material) - Tab.4.3'!$R$35:$X$41,7)))","v":""},{"$f":"IF(CK989=\"\",\"\",IF(CL989=1,FCi(J989,CR989),FTr(J989,CQ989,CR989)))","v":""},"",{"$f":"IF(CK989=\"\",\"\",Hw(DO989,DP989,DQ989,DR989,DS989,DT989,Z,DU989,CV989,CR989))","v":""},"","","","","",{"$f":"IF(CK989=\"\",\"\",IF(CL989=1,PeriCi(CR989,DI989),PeriTr(CQ989,CU989,DI989)))","v":""},{"$f":"IF(CK989=\"\",\"\",IF(CL989=1,AreaCi(CR989,DI989),AreaTr(CQ989,CU989,DI989)))","v":""},{"$f":"IF(CK989=\"\",\"\",RhCi(DK989,EC989))","v":""},"",{"$f":"IF(CK989=\"\",\"\",hf(CS989,J989,CT989,DK989,EE989))","v":""},{"$f":"IF(CK989=\"\",\"\",LOOKUP(CW989,Tab.4.5!$J$6:$J$27,Tab.4.5!$L$6:$L$27))","v":""},{"$f":"IF(CK989=\"\",\"\",He(EH989,DM989))","v":""},{"$f":"IF(CK989=\"\",\"\",Hs(DM989))","v":""},{"$f":"IF(CK989=\"\",\"\",Hm(EB989,EG989,EI989,EJ989,CS989,CV989))","v":""},"","","","","","","K45+-45000 () ",{"$f":"IF(B989=\"Existe.\",IF(AE989=1,CONCATENATE(#REF!,AK989,\" m.\"),CONCATENATE(#REF!,AJ989,\" m x \",AK989,\" m.\")),IF(CL989=1,CONCATENATE(#REF!,CR989,\" m.\"),CONCATENATE(#REF!,CQ989,\" m x \",CR989,\" m.\")))","v":{"$error":"#REF!"}},"Concreto, L =  m, S = 0 %.","Cota clave eje= 0 msnm.",null,null,null,"","","","","",{"$f":"IF(EV989=\"\",\"\",VLOOKUP(EY989,'Estructura escalonada'!$D$3:$H$953,2))","v":""},"","","","","",""]
[null,null,null,null,null,null,null,null,null,null,null,0,null,0,null,null,null,null,null,null,{"$f":"IF(K990=\"No\",\"\",IF(O990=\"\",YcCi(P990,N990),YcTr(N990,O990,S990)))","v":{"$error":"#VALUE!"}},{"$f":"IF(K990=\"No\",\"\",IF(O990=\"\",Teta1(U990,P990),\"-\"))","v":{"$error":"#VALUE!"}},{"$error":"#VALUE!"},{"$error":"#VALUE!"},{"$f":"IF(K990=\"No\",\"\",IF(O990=\"\",Ynci(P990,N990,R990,T990),YnTr(1,R990,O990,S990,T990,N990)))","v":{"$error":"#VALUE!"}},{"$f":"IF(K990=\"No\",\"\",IF(O990=\"\",Teta1(Y990,P990),\"-\"))","v":{"$error":"#VALUE!"}},{"$f":"IF(K990=\"No\",\"\",IF(O990=\"\",AreaCi(P990,Y990),AreaTr(O990,S990,Y990)))","v":{"$error":"#VALUE!"}},{"$f":"IF(K990=\"No\",\"\",IF(O990=\"\",FrCi(AC990,9.806,Z990,P990),FrTr(AC990,9.806,O990,S990,Y990)))","v":{"$error":"#VALUE!"}},{"$error":"#VALUE!"},null,null,null,null,null,null,null,null,null,null,null,null,null,null,null,0,0,"","","",{"$f":"IF(AD990=\"\",\"\",IF(AE990=1,YcCi(AK990,J990),YcTr(J990,AJ990,AN990)))","v":""},{"$f":"IF(AD990=\"\",\"\",IF(AE990=1,Teta1(AX990,AK990),\"-\"))","v":""},{"$f":"IF(AD990=\"\",\"\",IF(AE990=1,AreaCi(AK990,AX990),AreaTr(AJ990,AN990,AX990)))","v":""},"",{"$f":"IF(AD990=\"\",\"\",IF(AE990=1,Ynci(AK990,J990,AM990,AO990),YnTr(1,AM990,AJ990,AN990,AO990,J990)))","v":""},{"$f":"IF(AD990=\"\",\"\",IF(AE990=1,Teta1(BB990,AK990),\"-\"))","v":""},{"$f":"IF(AD990=\"\",\"\",IF(AE990=1,AreaCi(AK990,BB990),AreaTr(AJ990,AN990,BB990)))","v":""},{"$f":"IF(AD990=\"\",\"\",IF(AE990=1,FrCi(BF990,9.806,BC990,AK990),FrTr(BF990,9.806,AJ990,AN990,BB990)))","v":""},"",{"$f":"IF(AD990=\"\",\"\",IF(AE990=1,LOOKUP(AI990,'Vmáx(material) - Tab.4.3'!$L$2:$L$11,'Vmáx(material) - Tab.4.3'!$M$2:$M$11),LOOKUP(AI990,'Vmáx(material) - Tab.4.3'!$L$15,'Vmáx(material) - Tab.4.3'!$M$15)))","v":""},{"$f":"IF(AD990=\"\",\"\",VLOOKUP($AH990,'Vmáx(material) - Tab.4.3'!$R$35:$X$41,2))","v":""},{"$f":"IF(AD990=\"\",\"\",VLOOKUP($AH990,'Vmáx(material) - Tab.4.3'!$R$35:$X$41,3))","v":""},{"$f":"IF(AD990=\"\",\"\",VLOOKUP($AH990,'Vmáx(material) - Tab.4.3'!$R$35:$X$41,4))","v":""},{"$f":"IF(AD990=\"\",\"\",VLOOKUP($AH990,'Vmáx(material) - Tab.4.3'!$R$35:$X$41,5))","v":""},{"$f":"IF(AD990=\"\",\"\",VLOOKUP($AH990,'Vmáx(material) - Tab.4.3'!$R$35:$X$41,6))","v":""},{"$f":"IF(AD990=\"\",\"\",IF(AD990=\"\",\"\",VLOOKUP($AH990,'Vmáx(material) - Tab.4.3'!$R$35:$X$41,7)))","v":""},{"$f":"IF(AD990=\"\",\"\",IF(AE990=1,FCi(J990,AK990),FTr(J990,AJ990,AK990)))","v":""},"",{"$f":"IF(AD990=\"\",\"\",Hw(BH990,BI990,BJ990,BK990,BL990,BM990,Z,BN990,AO990,AK990))","v":""},"","","","",{"$f":"IF(AD990=\"\",\"\",ho(BT990,AK990,AX990))","v":""},{"$f":"IF(AD990=\"\",\"\",IF(AE990=1,PeriCi(AK990,BB990),PeriTr(AJ990,AN990,BB990)))","v":""},{"$f":"IF(AD990=\"\",\"\",IF(AE990=1,AreaCi(AK990,BB990),AreaTr(AJ990,AN990,BB990)))","v":""},{"$f":"IF(AD990=\"\",\"\",RhCi(BW990,BV990))","v":""},"",{"$f":"IF(AD990=\"\",\"\",hf(AL990,J990,AM990,BW990,BX990))","v":""},{"$f":"IF(AD990=\"\",\"\",LOOKUP(AP990,Tab.4.5!$J$6:$J$27,Tab.4.5!$L$6:$L$27))","v":""},{"$f":"IF(AD990=\"\",\"\",He(CA990,BY990))","v":""},{"$f":"IF(AD990=\"\",\"\",Hs(BY990))","v":""},{"$f":"IF(AD990=\"\",\"\",Hm(BU990,BZ990,CB990,CC990,AL990,AO990))","v":""},"","","","","","",null,null,null,null,null,null,null,null,null,null,null,null,null,null,null,0,0,0,0,0,{"$f":"IF(CK990=\"\",\"\",IF(CL990=1,YcCi(CR990,J990),YcTr(J990,CQ990,CU990)))","v":""},{"$f":"IF(CK990=\"\",\"\",IF(CL990=1,Teta1(DE990,CR990),\"-\"))","v":""},"","",{"$f":"IF(CK990=\"\",\"\",IF(CL990=1,Ynci(CR990,J990,CT990,CV990),YnTr(1,CT990,CQ990,CU990,CV990,J990)))","v":""},{"$f":"IF(CK990=\"\",\"\",IF(CL990=1,Teta1(DI990,CR990),\"-\"))","v":""},{"$f":"IF(CK990=\"\",\"\",IF(CL990=1,AreaCi(CR990,J990),AreaTr(CQ990,CU990,DI990)))","v":""},{"$f":"IF(CK990=\"\",\"\",IF(CL990=1,FrCi(DM990,9.806,DJ990,CR990),FrTr(DM990,9.806,CQ990,CU990,DI990)))","v":""},"",{"$f":"IF(CK990=\"\",\"\",IF(CL990=1,LOOKUP(CP990,'Vmáx(material) - Tab.4.3'!$L$2:$L$11,'Vmáx(material) - Tab.4.3'!$M$2:$M$11),LOOKUP(CP990,'Vmáx(material) - Tab.4.3'!$L$15,'Vmáx(material) - Tab.4.3'!$M$15)))","v":""},{"$f":"IF(CK990=\"\",\"\",VLOOKUP($CO990,'Vmáx(material) - Tab.4.3'!$R$35:$X$41,2))","v":""},{"$f":"IF(CK990=\"\",\"\",VLOOKUP($CO990,'Vmáx(material) - Tab.4.3'!$R$35:$X$41,3))","v":""},{"$f":"IF(CK990=\"\",\"\",VLOOKUP($CO990,'Vmáx(material) - Tab.4.3'!$R$35:$X$41,4))","v":""},{"$f":"IF(CK990=\"\",\"\",VLOOKUP($CO990,'Vmáx(material) - Tab.4.3'!$R$35:$X$41,5))","v":""},{"$f":"IF(CK990=\"\",\"\",VLOOKUP($CO990,'Vmáx(material) - Tab.4.3'!$R$35:$X$41,6))","v":""},{"$f":"IF(CK990=\"\",\"\",IF(CK990=\"\",\"\",VLOOKUP(CO990,'Vmáx(material) - Tab.4.3'!$R$35:$X$41,7)))","v":""},{"$f":"IF(CK990=\"\",\"\",IF(CL990=1,FCi(J990,CR990),FTr(J990,CQ990,CR990)))","v":""},"",{"$f":"IF(CK990=\"\",\"\",Hw(DO990,DP990,DQ990,DR990,DS990,DT990,Z,DU990,CV990,CR990))","v":""},"","","","","",{"$f":"IF(CK990=\"\",\"\",IF(CL990=1,PeriCi(CR990,DI990),PeriTr(CQ990,CU990,DI990)))","v":""},{"$f":"IF(CK990=\"\",\"\",IF(CL990=1,AreaCi(CR990,DI990),AreaTr(CQ990,CU990,DI990)))","v":""},{"$f":"IF(CK990=\"\",\"\",RhCi(DK990,EC990))","v":""},"",{"$f":"IF(CK990=\"\",\"\",hf(CS990,J990,CT990,DK990,EE990))","v":""},{"$f":"IF(CK990=\"\",\"\",LOOKUP(CW990,Tab.4.5!$J$6:$J$27,Tab.4.5!$L$6:$L$27))","v":""},{"$f":"IF(CK990=\"\",\"\",He(EH990,DM990))","v":""},{"$f":"IF(CK990=\"\",\"\",Hs(DM990))","v":""},{"$f":"IF(CK990=\"\",\"\",Hm(EB990,EG990,EI990,EJ990,CS990,CV990))","v":""},"","","","","","","K45+-45000 () ",{"$f":"IF(B990=\"Existe.\",IF(AE990=1,CONCATENATE(#REF!,AK990,\" m.\"),CONCATENATE(#REF!,AJ990,\" m x \",AK990,\" m.\")),IF(CL990=1,CONCATENATE(#REF!,CR990,\" m.\"),CONCATENATE(#REF!,CQ990,\" m x \",CR990,\" m.\")))","v":{"$error":"#REF!"}},"Concreto, L =  m, S = 0 %.","Cota clave eje= 0 msnm.",null,null,null,"","","","","",{"$f":"IF(EV990=\"\",\"\",VLOOKUP(EY990,'Estructura escalonada'!$D$3:$H$953,2))","v":""},"","","","","",""]
[null,null,null,null,null,null,null,null,null,null,null,0,null,0,null,null,null,null,null,null,{"$f":"IF(K991=\"No\",\"\",IF(O991=\"\",YcCi(P991,N991),YcTr(N991,O991,S991)))","v":{"$error":"#VALUE!"}},{"$f":"IF(K991=\"No\",\"\",IF(O991=\"\",Teta1(U991,P991),\"-\"))","v":{"$error":"#VALUE!"}},{"$error":"#VALUE!"},{"$error":"#VALUE!"},{"$f":"IF(K991=\"No\",\"\",IF(O991=\"\",Ynci(P991,N991,R991,T991),YnTr(1,R991,O991,S991,T991,N991)))","v":{"$error":"#VALUE!"}},{"$f":"IF(K991=\"No\",\"\",IF(O991=\"\",Teta1(Y991,P991),\"-\"))","v":{"$error":"#VALUE!"}},{"$f":"IF(K991=\"No\",\"\",IF(O991=\"\",AreaCi(P991,Y991),AreaTr(O991,S991,Y991)))","v":{"$error":"#VALUE!"}},{"$f":"IF(K991=\"No\",\"\",IF(O991=\"\",FrCi(AC991,9.806,Z991,P991),FrTr(AC991,9.806,O991,S991,Y991)))","v":{"$error":"#VALUE!"}},{"$error":"#VALUE!"},null,null,null,null,null,null,null,null,null,null,null,null,null,null,null,0,0,"","","",{"$f":"IF(AD991=\"\",\"\",IF(AE991=1,YcCi(AK991,J991),YcTr(J991,AJ991,AN991)))","v":""},{"$f":"IF(AD991=\"\",\"\",IF(AE991=1,Teta1(AX991,AK991),\"-\"))","v":""},{"$f":"IF(AD991=\"\",\"\",IF(AE991=1,AreaCi(AK991,AX991),AreaTr(AJ991,AN991,AX991)))","v":""},"",{"$f":"IF(AD991=\"\",\"\",IF(AE991=1,Ynci(AK991,J991,AM991,AO991),YnTr(1,AM991,AJ991,AN991,AO991,J991)))","v":""},{"$f":"IF(AD991=\"\",\"\",IF(AE991=1,Teta1(BB991,AK991),\"-\"))","v":""},{"$f":"IF(AD991=\"\",\"\",IF(AE991=1,AreaCi(AK991,BB991),AreaTr(AJ991,AN991,BB991)))","v":""},{"$f":"IF(AD991=\"\",\"\",IF(AE991=1,FrCi(BF991,9.806,BC991,AK991),FrTr(BF991,9.806,AJ991,AN991,BB991)))","v":""},"",{"$f":"IF(AD991=\"\",\"\",IF(AE991=1,LOOKUP(AI991,'Vmáx(material) - Tab.4.3'!$L$2:$L$11,'Vmáx(material) - Tab.4.3'!$M$2:$M$11),LOOKUP(AI991,'Vmáx(material) - Tab.4.3'!$L$15,'Vmáx(material) - Tab.4.3'!$M$15)))","v":""},{"$f":"IF(AD991=\"\",\"\",VLOOKUP($AH991,'Vmáx(material) - Tab.4.3'!$R$35:$X$41,2))","v":""},{"$f":"IF(AD991=\"\",\"\",VLOOKUP($AH991,'Vmáx(material) - Tab.4.3'!$R$35:$X$41,3))","v":""},{"$f":"IF(AD991=\"\",\"\",VLOOKUP($AH991,'Vmáx(material) - Tab.4.3'!$R$35:$X$41,4))","v":""},{"$f":"IF(AD991=\"\",\"\",VLOOKUP($AH991,'Vmáx(material) - Tab.4.3'!$R$35:$X$41,5))","v":""},{"$f":"IF(AD991=\"\",\"\",VLOOKUP($AH991,'Vmáx(material) - Tab.4.3'!$R$35:$X$41,6))","v":""},{"$f":"IF(AD991=\"\",\"\",IF(AD991=\"\",\"\",VLOOKUP($AH991,'Vmáx(material) - Tab.4.3'!$R$35:$X$41,7)))","v":""},{"$f":"IF(AD991=\"\",\"\",IF(AE991=1,FCi(J991,AK991),FTr(J991,AJ991,AK991)))","v":""},"",{"$f":"IF(AD991=\"\",\"\",Hw(BH991,BI991,BJ991,BK991,BL991,BM991,Z,BN991,AO991,AK991))","v":""},"","","","",{"$f":"IF(AD991=\"\",\"\",ho(BT991,AK991,AX991))","v":""},{"$f":"IF(AD991=\"\",\"\",IF(AE991=1,PeriCi(AK991,BB991),PeriTr(AJ991,AN991,BB991)))","v":""},{"$f":"IF(AD991=\"\",\"\",IF(AE991=1,AreaCi(AK991,BB991),AreaTr(AJ991,AN991,BB991)))","v":""},{"$f":"IF(AD991=\"\",\"\",RhCi(BW991,BV991))","v":""},"",{"$f":"IF(AD991=\"\",\"\",hf(AL991,J991,AM991,BW991,BX991))","v":""},{"$f":"IF(AD991=\"\",\"\",LOOKUP(AP991,Tab.4.5!$J$6:$J$27,Tab.4.5!$L$6:$L$27))","v":""},{"$f":"IF(AD991=\"\",\"\",He(CA991,BY991))","v":""},{"$f":"IF(AD991=\"\",\"\",Hs(BY991))","v":""},{"$f":"IF(AD991=\"\",\"\",Hm(BU991,BZ991,CB991,CC991,AL991,AO991))","v":""},"","","","","","",null,null,null,null,null,null,null,null,null,null,null,null,null,null,null,0,0,0,0,0,{"$f":"IF(CK991=\"\",\"\",IF(CL991=1,YcCi(CR991,J991),YcTr(J991,CQ991,CU991)))","v":""},{"$f":"IF(CK991=\"\",\"\",IF(CL991=1,Teta1(DE991,CR991),\"-\"))","v":""},"","",{"$f":"IF(CK991=\"\",\"\",IF(CL991=1,Ynci(CR991,J991,CT991,CV991),YnTr(1,CT991,CQ991,CU991,CV991,J991)))","v":""},{"$f":"IF(CK991=\"\",\"\",IF(CL991=1,Teta1(DI991,CR991),\"-\"))","v":""},{"$f":"IF(CK991=\"\",\"\",IF(CL991=1,AreaCi(CR991,J991),AreaTr(CQ991,CU991,DI991)))","v":""},{"$f":"IF(CK991=\"\",\"\",IF(CL991=1,FrCi(DM991,9.806,DJ991,CR991),FrTr(DM991,9.806,CQ991,CU991,DI991)))","v":""},"",{"$f":"IF(CK991=\"\",\"\",IF(CL991=1,LOOKUP(CP991,'Vmáx(material) - Tab.4.3'!$L$2:$L$11,'Vmáx(material) - Tab.4.3'!$M$2:$M$11),LOOKUP(CP991,'Vmáx(material) - Tab.4.3'!$L$15,'Vmáx(material) - Tab.4.3'!$M$15)))","v":""},{"$f":"IF(CK991=\"\",\"\",VLOOKUP($CO991,'Vmáx(material) - Tab.4.3'!$R$35:$X$41,2))","v":""},{"$f":"IF(CK991=\"\",\"\",VLOOKUP($CO991,'Vmáx(material) - Tab.4.3'!$R$35:$X$41,3))","v":""},{"$f":"IF(CK991=\"\",\"\",VLOOKUP($CO991,'Vmáx(material) - Tab.4.3'!$R$35:$X$41,4))","v":""},{"$f":"IF(CK991=\"\",\"\",VLOOKUP($CO991,'Vmáx(material) - Tab.4.3'!$R$35:$X$41,5))","v":""},{"$f":"IF(CK991=\"\",\"\",VLOOKUP($CO991,'Vmáx(material) - Tab.4.3'!$R$35:$X$41,6))","v":""},{"$f":"IF(CK991=\"\",\"\",IF(CK991=\"\",\"\",VLOOKUP(CO991,'Vmáx(material) - Tab.4.3'!$R$35:$X$41,7)))","v":""},{"$f":"IF(CK991=\"\",\"\",IF(CL991=1,FCi(J991,CR991),FTr(J991,CQ991,CR991)))","v":""},"",{"$f":"IF(CK991=\"\",\"\",Hw(DO991,DP991,DQ991,DR991,DS991,DT991,Z,DU991,CV991,CR991))","v":""},"","","","","",{"$f":"IF(CK991=\"\",\"\",IF(CL991=1,PeriCi(CR991,DI991),PeriTr(CQ991,CU991,DI991)))","v":""},{"$f":"IF(CK991=\"\",\"\",IF(CL991=1,AreaCi(CR991,DI991),AreaTr(CQ991,CU991,DI991)))","v":""},{"$f":"IF(CK991=\"\",\"\",RhCi(DK991,EC991))","v":""},"",{"$f":"IF(CK991=\"\",\"\",hf(CS991,J991,CT991,DK991,EE991))","v":""},{"$f":"IF(CK991=\"\",\"\",LOOKUP(CW991,Tab.4.5!$J$6:$J$27,Tab.4.5!$L$6:$L$27))","v":""},{"$f":"IF(CK991=\"\",\"\",He(EH991,DM991))","v":""},{"$f":"IF(CK991=\"\",\"\",Hs(DM991))","v":""},{"$f":"IF(CK991=\"\",\"\",Hm(EB991,EG991,EI991,EJ991,CS991,CV991))","v":""},"","","","","","","K45+-45000 () ",{"$f":"IF(B991=\"Existe.\",IF(AE991=1,CONCATENATE(#REF!,AK991,\" m.\"),CONCATENATE(#REF!,AJ991,\" m x \",AK991,\" m.\")),IF(CL991=1,CONCATENATE(#REF!,CR991,\" m.\"),CONCATENATE(#REF!,CQ991,\" m x \",CR991,\" m.\")))","v":{"$error":"#REF!"}},"Concreto, L =  m, S = 0 %.","Cota clave eje= 0 msnm.",null,null,null,"","","","","",{"$f":"IF(EV991=\"\",\"\",VLOOKUP(EY991,'Estructura escalonada'!$D$3:$H$953,2))","v":""},"","","","","",""]
[null,null,null,null,null,null,null,null,null,null,null,0,null,0,null,null,null,null,null,null,{"$f":"IF(K992=\"No\",\"\",IF(O992=\"\",YcCi(P992,N992),YcTr(N992,O992,S992)))","v":{"$error":"#VALUE!"}},{"$f":"IF(K992=\"No\",\"\",IF(O992=\"\",Teta1(U992,P992),\"-\"))","v":{"$error":"#VALUE!"}},{"$error":"#VALUE!"},{"$error":"#VALUE!"},{"$f":"IF(K992=\"No\",\"\",IF(O992=\"\",Ynci(P992,N992,R992,T992),YnTr(1,R992,O992,S992,T992,N992)))","v":{"$error":"#VALUE!"}},{"$f":"IF(K992=\"No\",\"\",IF(O992=\"\",Teta1(Y992,P992),\"-\"))","v":{"$error":"#VALUE!"}},{"$f":"IF(K992=\"No\",\"\",IF(O992=\"\",AreaCi(P992,Y992),AreaTr(O992,S992,Y992)))","v":{"$error":"#VALUE!"}},{"$f":"IF(K992=\"No\",\"\",IF(O992=\"\",FrCi(AC992,9.806,Z992,P992),FrTr(AC992,9.806,O992,S992,Y992)))","v":{"$error":"#VALUE!"}},{"$error":"#VALUE!"},null,null,null,null,null,null,null,null,null,null,null,null,null,null,null,0,0,"","","",{"$f":"IF(AD992=\"\",\"\",IF(AE992=1,YcCi(AK992,J992),YcTr(J992,AJ992,AN992)))","v":""},{"$f":"IF(AD992=\"\",\"\",IF(AE992=1,Teta1(AX992,AK992),\"-\"))","v":""},{"$f":"IF(AD992=\"\",\"\",IF(AE992=1,AreaCi(AK992,AX992),AreaTr(AJ992,AN992,AX992)))","v":""},"",{"$f":"IF(AD992=\"\",\"\",IF(AE992=1,Ynci(AK992,J992,AM992,AO992),YnTr(1,AM992,AJ992,AN992,AO992,J992)))","v":""},{"$f":"IF(AD992=\"\",\"\",IF(AE992=1,Teta1(BB992,AK992),\"-\"))","v":""},{"$f":"IF(AD992=\"\",\"\",IF(AE992=1,AreaCi(AK992,BB992),AreaTr(AJ992,AN992,BB992)))","v":""},{"$f":"IF(AD992=\"\",\"\",IF(AE992=1,FrCi(BF992,9.806,BC992,AK992),FrTr(BF992,9.806,AJ992,AN992,BB992)))","v":""},"",{"$f":"IF(AD992=\"\",\"\",IF(AE992=1,LOOKUP(AI992,'Vmáx(material) - Tab.4.3'!$L$2:$L$11,'Vmáx(material) - Tab.4.3'!$M$2:$M$11),LOOKUP(AI992,'Vmáx(material) - Tab.4.3'!$L$15,'Vmáx(material) - Tab.4.3'!$M$15)))","v":""},{"$f":"IF(AD992=\"\",\"\",VLOOKUP($AH992,'Vmáx(material) - Tab.4.3'!$R$35:$X$41,2))","v":""},{"$f":"IF(AD992=\"\",\"\",VLOOKUP($AH992,'Vmáx(material) - Tab.4.3'!$R$35:$X$41,3))","v":""},{"$f":"IF(AD992=\"\",\"\",VLOOKUP($AH992,'Vmáx(material) - Tab.4.3'!$R$35:$X$41,4))","v":""},{"$f":"IF(AD992=\"\",\"\",VLOOKUP($AH992,'Vmáx(material) - Tab.4.3'!$R$35:$X$41,5))","v":""},{"$f":"IF(AD992=\"\",\"\",VLOOKUP($AH992,'Vmáx(material) - Tab.4.3'!$R$35:$X$41,6))","v":""},{"$f":"IF(AD992=\"\",\"\",IF(AD992=\"\",\"\",VLOOKUP($AH992,'Vmáx(material) - Tab.4.3'!$R$35:$X$41,7)))","v":""},{"$f":"IF(AD992=\"\",\"\",IF(AE992=1,FCi(J992,AK992),FTr(J992,AJ992,AK992)))","v":""},"",{"$f":"IF(AD992=\"\",\"\",Hw(BH992,BI992,BJ992,BK992,BL992,BM992,Z,BN992,AO992,AK992))","v":""},"","","","",{"$f":"IF(AD992=\"\",\"\",ho(BT992,AK992,AX992))","v":""},{"$f":"IF(AD992=\"\",\"\",IF(AE992=1,PeriCi(AK992,BB992),PeriTr(AJ992,AN992,BB992)))","v":""},{"$f":"IF(AD992=\"\",\"\",IF(AE992=1,AreaCi(AK992,BB992),AreaTr(AJ992,AN992,BB992)))","v":""},{"$f":"IF(AD992=\"\",\"\",RhCi(BW992,BV992))","v":""},"",{"$f":"IF(AD992=\"\",\"\",hf(AL992,J992,AM992,BW992,BX992))","v":""},{"$f":"IF(AD992=\"\",\"\",LOOKUP(AP992,Tab.4.5!$J$6:$J$27,Tab.4.5!$L$6:$L$27))","v":""},{"$f":"IF(AD992=\"\",\"\",He(CA992,BY992))","v":""},{"$f":"IF(AD992=\"\",\"\",Hs(BY992))","v":""},{"$f":"IF(AD992=\"\",\"\",Hm(BU992,BZ992,CB992,CC992,AL992,AO992))","v":""},"","","","","","",null,null,null,null,null,null,null,null,null,null,null,null,null,null,null,0,0,0,0,0,{"$f":"IF(CK992=\"\",\"\",IF(CL992=1,YcCi(CR992,J992),YcTr(J992,CQ992,CU992)))","v":""},{"$f":"IF(CK992=\"\",\"\",IF(CL992=1,Teta1(DE992,CR992),\"-\"))","v":""},"","",{"$f":"IF(CK992=\"\",\"\",IF(CL992=1,Ynci(CR992,J992,CT992,CV992),YnTr(1,CT992,CQ992,CU992,CV992,J992)))","v":""},{"$f":"IF(CK992=\"\",\"\",IF(CL992=1,Teta1(DI992,CR992),\"-\"))","v":""},{"$f":"IF(CK992=\"\",\"\",IF(CL992=1,AreaCi(CR992,J992),AreaTr(CQ992,CU992,DI992)))","v":""},{"$f":"IF(CK992=\"\",\"\",IF(CL992=1,FrCi(DM992,9.806,DJ992,CR992),FrTr(DM992,9.806,CQ992,CU992,DI992)))","v":""},"",{"$f":"IF(CK992=\"\",\"\",IF(CL992=1,LOOKUP(CP992,'Vmáx(material) - Tab.4.3'!$L$2:$L$11,'Vmáx(material) - Tab.4.3'!$M$2:$M$11),LOOKUP(CP992,'Vmáx(material) - Tab.4.3'!$L$15,'Vmáx(material) - Tab.4.3'!$M$15)))","v":""},{"$f":"IF(CK992=\"\",\"\",VLOOKUP($CO992,'Vmáx(material) - Tab.4.3'!$R$35:$X$41,2))","v":""},{"$f":"IF(CK992=\"\",\"\",VLOOKUP($CO992,'Vmáx(material) - Tab.4.3'!$R$35:$X$41,3))","v":""},{"$f":"IF(CK992=\"\",\"\",VLOOKUP($CO992,'Vmáx(material) - Tab.4.3'!$R$35:$X$41,4))","v":""},{"$f":"IF(CK992=\"\",\"\",VLOOKUP($CO992,'Vmáx(material) - Tab.4.3'!$R$35:$X$41,5))","v":""},{"$f":"IF(CK992=\"\",\"\",VLOOKUP($CO992,'Vmáx(material) - Tab.4.3'!$R$35:$X$41,6))","v":""},{"$f":"IF(CK992=\"\",\"\",IF(CK992=\"\",\"\",VLOOKUP(CO992,'Vmáx(material) - Tab.4.3'!$R$35:$X$41,7)))","v":""},{"$f":"IF(CK992=\"\",\"\",IF(CL992=1,FCi(J992,CR992),FTr(J992,CQ992,CR992)))","v":""},"",{"$f":"IF(CK992=\"\",\"\",Hw(DO992,DP992,DQ992,DR992,DS992,DT992,Z,DU992,CV992,CR992))","v":""},"","","","","",{"$f":"IF(CK992=\"\",\"\",IF(CL992=1,PeriCi(CR992,DI992),PeriTr(CQ992,CU992,DI992)))","v":""},{"$f":"IF(CK992=\"\",\"\",IF(CL992=1,AreaCi(CR992,DI992),AreaTr(CQ992,CU992,DI992)))","v":""},{"$f":"IF(CK992=\"\",\"\",RhCi(DK992,EC992))","v":""},"",{"$f":"IF(CK992=\"\",\"\",hf(CS992,J992,CT992,DK992,EE992))","v":""},{"$f":"IF(CK992=\"\",\"\",LOOKUP(CW992,Tab.4.5!$J$6:$J$27,Tab.4.5!$L$6:$L$27))","v":""},{"$f":"IF(CK992=\"\",\"\",He(EH992,DM992))","v":""},{"$f":"IF(CK992=\"\",\"\",Hs(DM992))","v":""},{"$f":"IF(CK992=\"\",\"\",Hm(EB992,EG992,EI992,EJ992,CS992,CV992))","v":""},"","","","","","","K45+-45000 () ",{"$f":"IF(B992=\"Existe.\",IF(AE992=1,CONCATENATE(#REF!,AK992,\" m.\"),CONCATENATE(#REF!,AJ992,\" m x \",AK992,\" m.\")),IF(CL992=1,CONCATENATE(#REF!,CR992,\" m.\"),CONCATENATE(#REF!,CQ992,\" m x \",CR992,\" m.\")))","v":{"$error":"#REF!"}},"Concreto, L =  m, S = 0 %.","Cota clave eje= 0 msnm.",null,null,null,"","","","","",{"$f":"IF(EV992=\"\",\"\",VLOOKUP(EY992,'Estructura escalonada'!$D$3:$H$953,2))","v":""},"","","","","",""]
[null,null,null,null,null,null,null,null,null,null,null,0,null,0,null,null,null,null,null,null,{"$f":"IF(K993=\"No\",\"\",IF(O993=\"\",YcCi(P993,N993),YcTr(N993,O993,S993)))","v":{"$error":"#VALUE!"}},{"$f":"IF(K993=\"No\",\"\",IF(O993=\"\",Teta1(U993,P993),\"-\"))","v":{"$error":"#VALUE!"}},{"$error":"#VALUE!"},{"$error":"#VALUE!"},{"$f":"IF(K993=\"No\",\"\",IF(O993=\"\",Ynci(P993,N993,R993,T993),YnTr(1,R993,O993,S993,T993,N993)))","v":{"$error":"#VALUE!"}},{"$f":"IF(K993=\"No\",\"\",IF(O993=\"\",Teta1(Y993,P993),\"-\"))","v":{"$error":"#VALUE!"}},{"$f":"IF(K993=\"No\",\"\",IF(O993=\"\",AreaCi(P993,Y993),AreaTr(O993,S993,Y993)))","v":{"$error":"#VALUE!"}},{"$f":"IF(K993=\"No\",\"\",IF(O993=\"\",FrCi(AC993,9.806,Z993,P993),FrTr(AC993,9.806,O993,S993,Y993)))","v":{"$error":"#VALUE!"}},{"$error":"#VALUE!"},null,null,null,null,null,null,null,null,null,null,null,null,null,null,null,0,0,"","","",{"$f":"IF(AD993=\"\",\"\",IF(AE993=1,YcCi(AK993,J993),YcTr(J993,AJ993,AN993)))","v":""},{"$f":"IF(AD993=\"\",\"\",IF(AE993=1,Teta1(AX993,AK993),\"-\"))","v":""},{"$f":"IF(AD993=\"\",\"\",IF(AE993=1,AreaCi(AK993,AX993),AreaTr(AJ993,AN993,AX993)))","v":""},"",{"$f":"IF(AD993=\"\",\"\",IF(AE993=1,Ynci(AK993,J993,AM993,AO993),YnTr(1,AM993,AJ993,AN993,AO993,J993)))","v":""},{"$f":"IF(AD993=\"\",\"\",IF(AE993=1,Teta1(BB993,AK993),\"-\"))","v":""},{"$f":"IF(AD993=\"\",\"\",IF(AE993=1,AreaCi(AK993,BB993),AreaTr(AJ993,AN993,BB993)))","v":""},{"$f":"IF(AD993=\"\",\"\",IF(AE993=1,FrCi(BF993,9.806,BC993,AK993),FrTr(BF993,9.806,AJ993,AN993,BB993)))","v":""},"",{"$f":"IF(AD993=\"\",\"\",IF(AE993=1,LOOKUP(AI993,'Vmáx(material) - Tab.4.3'!$L$2:$L$11,'Vmáx(material) - Tab.4.3'!$M$2:$M$11),LOOKUP(AI993,'Vmáx(material) - Tab.4.3'!$L$15,'Vmáx(material) - Tab.4.3'!$M$15)))","v":""},{"$f":"IF(AD993=\"\",\"\",VLOOKUP($AH993,'Vmáx(material) - Tab.4.3'!$R$35:$X$41,2))","v":""},{"$f":"IF(AD993=\"\",\"\",VLOOKUP($AH993,'Vmáx(material) - Tab.4.3'!$R$35:$X$41,3))","v":""},{"$f":"IF(AD993=\"\",\"\",VLOOKUP($AH993,'Vmáx(material) - Tab.4.3'!$R$35:$X$41,4))","v":""},{"$f":"IF(AD993=\"\",\"\",VLOOKUP($AH993,'Vmáx(material) - Tab.4.3'!$R$35:$X$41,5))","v":""},{"$f":"IF(AD993=\"\",\"\",VLOOKUP($AH993,'Vmáx(material) - Tab.4.3'!$R$35:$X$41,6))","v":""},{"$f":"IF(AD993=\"\",\"\",IF(AD993=\"\",\"\",VLOOKUP($AH993,'Vmáx(material) - Tab.4.3'!$R$35:$X$41,7)))","v":""},{"$f":"IF(AD993=\"\",\"\",IF(AE993=1,FCi(J993,AK993),FTr(J993,AJ993,AK993)))","v":""},"",{"$f":"IF(AD993=\"\",\"\",Hw(BH993,BI993,BJ993,BK993,BL993,BM993,Z,BN993,AO993,AK993))","v":""},"","","","",{"$f":"IF(AD993=\"\",\"\",ho(BT993,AK993,AX993))","v":""},{"$f":"IF(AD993=\"\",\"\",IF(AE993=1,PeriCi(AK993,BB993),PeriTr(AJ993,AN993,BB993)))","v":""},{"$f":"IF(AD993=\"\",\"\",IF(AE993=1,AreaCi(AK993,BB993),AreaTr(AJ993,AN993,BB993)))","v":""},{"$f":"IF(AD993=\"\",\"\",RhCi(BW993,BV993))","v":""},"",{"$f":"IF(AD993=\"\",\"\",hf(AL993,J993,AM993,BW993,BX993))","v":""},{"$f":"IF(AD993=\"\",\"\",LOOKUP(AP993,Tab.4.5!$J$6:$J$27,Tab.4.5!$L$6:$L$27))","v":""},{"$f":"IF(AD993=\"\",\"\",He(CA993,BY993))","v":""},{"$f":"IF(AD993=\"\",\"\",Hs(BY993))","v":""},{"$f":"IF(AD993=\"\",\"\",Hm(BU993,BZ993,CB993,CC993,AL993,AO993))","v":""},"","","","","","",null,null,null,null,null,null,null,null,null,null,null,null,null,null,null,0,0,0,0,0,{"$f":"IF(CK993=\"\",\"\",IF(CL993=1,YcCi(CR993,J993),YcTr(J993,CQ993,CU993)))","v":""},{"$f":"IF(CK993=\"\",\"\",IF(CL993=1,Teta1(DE993,CR993),\"-\"))","v":""},"","",{"$f":"IF(CK993=\"\",\"\",IF(CL993=1,Ynci(CR993,J993,CT993,CV993),YnTr(1,CT993,CQ993,CU993,CV993,J993)))","v":""},{"$f":"IF(CK993=\"\",\"\",IF(CL993=1,Teta1(DI993,CR993),\"-\"))","v":""},{"$f":"IF(CK993=\"\",\"\",IF(CL993=1,AreaCi(CR993,J993),AreaTr(CQ993,CU993,DI993)))","v":""},{"$f":"IF(CK993=\"\",\"\",IF(CL993=1,FrCi(DM993,9.806,DJ993,CR993),FrTr(DM993,9.806,CQ993,CU993,DI993)))","v":""},"",{"$f":"IF(CK993=\"\",\"\",IF(CL993=1,LOOKUP(CP993,'Vmáx(material) - Tab.4.3'!$L$2:$L$11,'Vmáx(material) - Tab.4.3'!$M$2:$M$11),LOOKUP(CP993,'Vmáx(material) - Tab.4.3'!$L$15,'Vmáx(material) - Tab.4.3'!$M$15)))","v":""},{"$f":"IF(CK993=\"\",\"\",VLOOKUP($CO993,'Vmáx(material) - Tab.4.3'!$R$35:$X$41,2))","v":""},{"$f":"IF(CK993=\"\",\"\",VLOOKUP($CO993,'Vmáx(material) - Tab.4.3'!$R$35:$X$41,3))","v":""},{"$f":"IF(CK993=\"\",\"\",VLOOKUP($CO993,'Vmáx(material) - Tab.4.3'!$R$35:$X$41,4))","v":""},{"$f":"IF(CK993=\"\",\"\",VLOOKUP($CO993,'Vmáx(material) - Tab.4.3'!$R$35:$X$41,5))","v":""},{"$f":"IF(CK993=\"\",\"\",VLOOKUP($CO993,'Vmáx(material) - Tab.4.3'!$R$35:$X$41,6))","v":""},{"$f":"IF(CK993=\"\",\"\",IF(CK993=\"\",\"\",VLOOKUP(CO993,'Vmáx(material) - Tab.4.3'!$R$35:$X$41,7)))","v":""},{"$f":"IF(CK993=\"\",\"\",IF(CL993=1,FCi(J993,CR993),FTr(J993,CQ993,CR993)))","v":""},"",{"$f":"IF(CK993=\"\",\"\",Hw(DO993,DP993,DQ993,DR993,DS993,DT993,Z,DU993,CV993,CR993))","v":""},"","","","","",{"$f":"IF(CK993=\"\",\"\",IF(CL993=1,PeriCi(CR993,DI993),PeriTr(CQ993,CU993,DI993)))","v":""},{"$f":"IF(CK993=\"\",\"\",IF(CL993=1,AreaCi(CR993,DI993),AreaTr(CQ993,CU993,DI993)))","v":""},{"$f":"IF(CK993=\"\",\"\",RhCi(DK993,EC993))","v":""},"",{"$f":"IF(CK993=\"\",\"\",hf(CS993,J993,CT993,DK993,EE993))","v":""},{"$f":"IF(CK993=\"\",\"\",LOOKUP(CW993,Tab.4.5!$J$6:$J$27,Tab.4.5!$L$6:$L$27))","v":""},{"$f":"IF(CK993=\"\",\"\",He(EH993,DM993))","v":""},{"$f":"IF(CK993=\"\",\"\",Hs(DM993))","v":""},{"$f":"IF(CK993=\"\",\"\",Hm(EB993,EG993,EI993,EJ993,CS993,CV993))","v":""},"","","","","","","K45+-45000 () ",{"$f":"IF(B993=\"Existe.\",IF(AE993=1,CONCATENATE(#REF!,AK993,\" m.\"),CONCATENATE(#REF!,AJ993,\" m x \",AK993,\" m.\")),IF(CL993=1,CONCATENATE(#REF!,CR993,\" m.\"),CONCATENATE(#REF!,CQ993,\" m x \",CR993,\" m.\")))","v":{"$error":"#REF!"}},"Concreto, L =  m, S = 0 %.","Cota clave eje= 0 msnm.",null,null,null,"","","","","",{"$f":"IF(EV993=\"\",\"\",VLOOKUP(EY993,'Estructura escalonada'!$D$3:$H$953,2))","v":""},"","","","","",""]
[null,null,null,null,null,null,null,null,null,null,null,0,null,0,null,null,null,null,null,null,{"$f":"IF(K994=\"No\",\"\",IF(O994=\"\",YcCi(P994,N994),YcTr(N994,O994,S994)))","v":{"$error":"#VALUE!"}},{"$f":"IF(K994=\"No\",\"\",IF(O994=\"\",Teta1(U994,P994),\"-\"))","v":{"$error":"#VALUE!"}},{"$error":"#VALUE!"},{"$error":"#VALUE!"},{"$f":"IF(K994=\"No\",\"\",IF(O994=\"\",Ynci(P994,N994,R994,T994),YnTr(1,R994,O994,S994,T994,N994)))","v":{"$error":"#VALUE!"}},{"$f":"IF(K994=\"No\",\"\",IF(O994=\"\",Teta1(Y994,P994),\"-\"))","v":{"$error":"#VALUE!"}},{"$f":"IF(K994=\"No\",\"\",IF(O994=\"\",AreaCi(P994,Y994),AreaTr(O994,S994,Y994)))","v":{"$error":"#VALUE!"}},{"$f":"IF(K994=\"No\",\"\",IF(O994=\"\",FrCi(AC994,9.806,Z994,P994),FrTr(AC994,9.806,O994,S994,Y994)))","v":{"$error":"#VALUE!"}},{"$error":"#VALUE!"},null,null,null,null,null,null,null,null,null,null,null,null,null,null,null,0,0,"","","",{"$f":"IF(AD994=\"\",\"\",IF(AE994=1,YcCi(AK994,J994),YcTr(J994,AJ994,AN994)))","v":""},{"$f":"IF(AD994=\"\",\"\",IF(AE994=1,Teta1(AX994,AK994),\"-\"))","v":""},{"$f":"IF(AD994=\"\",\"\",IF(AE994=1,AreaCi(AK994,AX994),AreaTr(AJ994,AN994,AX994)))","v":""},"",{"$f":"IF(AD994=\"\",\"\",IF(AE994=1,Ynci(AK994,J994,AM994,AO994),YnTr(1,AM994,AJ994,AN994,AO994,J994)))","v":""},{"$f":"IF(AD994=\"\",\"\",IF(AE994=1,Teta1(BB994,AK994),\"-\"))","v":""},{"$f":"IF(AD994=\"\",\"\",IF(AE994=1,AreaCi(AK994,BB994),AreaTr(AJ994,AN994,BB994)))","v":""},{"$f":"IF(AD994=\"\",\"\",IF(AE994=1,FrCi(BF994,9.806,BC994,AK994),FrTr(BF994,9.806,AJ994,AN994,BB994)))","v":""},"",{"$f":"IF(AD994=\"\",\"\",IF(AE994=1,LOOKUP(AI994,'Vmáx(material) - Tab.4.3'!$L$2:$L$11,'Vmáx(material) - Tab.4.3'!$M$2:$M$11),LOOKUP(AI994,'Vmáx(material) - Tab.4.3'!$L$15,'Vmáx(material) - Tab.4.3'!$M$15)))","v":""},{"$f":"IF(AD994=\"\",\"\",VLOOKUP($AH994,'Vmáx(material) - Tab.4.3'!$R$35:$X$41,2))","v":""},{"$f":"IF(AD994=\"\",\"\",VLOOKUP($AH994,'Vmáx(material) - Tab.4.3'!$R$35:$X$41,3))","v":""},{"$f":"IF(AD994=\"\",\"\",VLOOKUP($AH994,'Vmáx(material) - Tab.4.3'!$R$35:$X$41,4))","v":""},{"$f":"IF(AD994=\"\",\"\",VLOOKUP($AH994,'Vmáx(material) - Tab.4.3'!$R$35:$X$41,5))","v":""},{"$f":"IF(AD994=\"\",\"\",VLOOKUP($AH994,'Vmáx(material) - Tab.4.3'!$R$35:$X$41,6))","v":""},{"$f":"IF(AD994=\"\",\"\",IF(AD994=\"\",\"\",VLOOKUP($AH994,'Vmáx(material) - Tab.4.3'!$R$35:$X$41,7)))","v":""},{"$f":"IF(AD994=\"\",\"\",IF(AE994=1,FCi(J994,AK994),FTr(J994,AJ994,AK994)))","v":""},"",{"$f":"IF(AD994=\"\",\"\",Hw(BH994,BI994,BJ994,BK994,BL994,BM994,Z,BN994,AO994,AK994))","v":""},"","","","",{"$f":"IF(AD994=\"\",\"\",ho(BT994,AK994,AX994))","v":""},{"$f":"IF(AD994=\"\",\"\",IF(AE994=1,PeriCi(AK994,BB994),PeriTr(AJ994,AN994,BB994)))","v":""},{"$f":"IF(AD994=\"\",\"\",IF(AE994=1,AreaCi(AK994,BB994),AreaTr(AJ994,AN994,BB994)))","v":""},{"$f":"IF(AD994=\"\",\"\",RhCi(BW994,BV994))","v":""},"",{"$f":"IF(AD994=\"\",\"\",hf(AL994,J994,AM994,BW994,BX994))","v":""},{"$f":"IF(AD994=\"\",\"\",LOOKUP(AP994,Tab.4.5!$J$6:$J$27,Tab.4.5!$L$6:$L$27))","v":""},{"$f":"IF(AD994=\"\",\"\",He(CA994,BY994))","v":""},{"$f":"IF(AD994=\"\",\"\",Hs(BY994))","v":""},{"$f":"IF(AD994=\"\",\"\",Hm(BU994,BZ994,CB994,CC994,AL994,AO994))","v":""},"","","","","","",null,null,null,null,null,null,null,null,null,null,null,null,null,null,null,0,0,0,0,0,{"$f":"IF(CK994=\"\",\"\",IF(CL994=1,YcCi(CR994,J994),YcTr(J994,CQ994,CU994)))","v":""},{"$f":"IF(CK994=\"\",\"\",IF(CL994=1,Teta1(DE994,CR994),\"-\"))","v":""},"","",{"$f":"IF(CK994=\"\",\"\",IF(CL994=1,Ynci(CR994,J994,CT994,CV994),YnTr(1,CT994,CQ994,CU994,CV994,J994)))","v":""},{"$f":"IF(CK994=\"\",\"\",IF(CL994=1,Teta1(DI994,CR994),\"-\"))","v":""},{"$f":"IF(CK994=\"\",\"\",IF(CL994=1,AreaCi(CR994,J994),AreaTr(CQ994,CU994,DI994)))","v":""},{"$f":"IF(CK994=\"\",\"\",IF(CL994=1,FrCi(DM994,9.806,DJ994,CR994),FrTr(DM994,9.806,CQ994,CU994,DI994)))","v":""},"",{"$f":"IF(CK994=\"\",\"\",IF(CL994=1,LOOKUP(CP994,'Vmáx(material) - Tab.4.3'!$L$2:$L$11,'Vmáx(material) - Tab.4.3'!$M$2:$M$11),LOOKUP(CP994,'Vmáx(material) - Tab.4.3'!$L$15,'Vmáx(material) - Tab.4.3'!$M$15)))","v":""},{"$f":"IF(CK994=\"\",\"\",VLOOKUP($CO994,'Vmáx(material) - Tab.4.3'!$R$35:$X$41,2))","v":""},{"$f":"IF(CK994=\"\",\"\",VLOOKUP($CO994,'Vmáx(material) - Tab.4.3'!$R$35:$X$41,3))","v":""},{"$f":"IF(CK994=\"\",\"\",VLOOKUP($CO994,'Vmáx(material) - Tab.4.3'!$R$35:$X$41,4))","v":""},{"$f":"IF(CK994=\"\",\"\",VLOOKUP($CO994,'Vmáx(material) - Tab.4.3'!$R$35:$X$41,5))","v":""},{"$f":"IF(CK994=\"\",\"\",VLOOKUP($CO994,'Vmáx(material) - Tab.4.3'!$R$35:$X$41,6))","v":""},{"$f":"IF(CK994=\"\",\"\",IF(CK994=\"\",\"\",VLOOKUP(CO994,'Vmáx(material) - Tab.4.3'!$R$35:$X$41,7)))","v":""},{"$f":"IF(CK994=\"\",\"\",IF(CL994=1,FCi(J994,CR994),FTr(J994,CQ994,CR994)))","v":""},"",{"$f":"IF(CK994=\"\",\"\",Hw(DO994,DP994,DQ994,DR994,DS994,DT994,Z,DU994,CV994,CR994))","v":""},"","","","","",{"$f":"IF(CK994=\"\",\"\",IF(CL994=1,PeriCi(CR994,DI994),PeriTr(CQ994,CU994,DI994)))","v":""},{"$f":"IF(CK994=\"\",\"\",IF(CL994=1,AreaCi(CR994,DI994),AreaTr(CQ994,CU994,DI994)))","v":""},{"$f":"IF(CK994=\"\",\"\",RhCi(DK994,EC994))","v":""},"",{"$f":"IF(CK994=\"\",\"\",hf(CS994,J994,CT994,DK994,EE994))","v":""},{"$f":"IF(CK994=\"\",\"\",LOOKUP(CW994,Tab.4.5!$J$6:$J$27,Tab.4.5!$L$6:$L$27))","v":""},{"$f":"IF(CK994=\"\",\"\",He(EH994,DM994))","v":""},{"$f":"IF(CK994=\"\",\"\",Hs(DM994))","v":""},{"$f":"IF(CK994=\"\",\"\",Hm(EB994,EG994,EI994,EJ994,CS994,CV994))","v":""},"","","","","","","K45+-45000 () ",{"$f":"IF(B994=\"Existe.\",IF(AE994=1,CONCATENATE(#REF!,AK994,\" m.\"),CONCATENATE(#REF!,AJ994,\" m x \",AK994,\" m.\")),IF(CL994=1,CONCATENATE(#REF!,CR994,\" m.\"),CONCATENATE(#REF!,CQ994,\" m x \",CR994,\" m.\")))","v":{"$error":"#REF!"}},"Concreto, L =  m, S = 0 %.","Cota clave eje= 0 msnm.",null,null,null,"","","","","",{"$f":"IF(EV994=\"\",\"\",VLOOKUP(EY994,'Estructura escalonada'!$D$3:$H$953,2))","v":""},"","","","","",""]
[null,null,null,null,null,null,null,null,null,null,null,0,null,0,null,null,null,null,null,null,{"$f":"IF(K995=\"No\",\"\",IF(O995=\"\",YcCi(P995,N995),YcTr(N995,O995,S995)))","v":{"$error":"#VALUE!"}},{"$f":"IF(K995=\"No\",\"\",IF(O995=\"\",Teta1(U995,P995),\"-\"))","v":{"$error":"#VALUE!"}},{"$error":"#VALUE!"},{"$error":"#VALUE!"},{"$f":"IF(K995=\"No\",\"\",IF(O995=\"\",Ynci(P995,N995,R995,T995),YnTr(1,R995,O995,S995,T995,N995)))","v":{"$error":"#VALUE!"}},{"$f":"IF(K995=\"No\",\"\",IF(O995=\"\",Teta1(Y995,P995),\"-\"))","v":{"$error":"#VALUE!"}},{"$f":"IF(K995=\"No\",\"\",IF(O995=\"\",AreaCi(P995,Y995),AreaTr(O995,S995,Y995)))","v":{"$error":"#VALUE!"}},{"$f":"IF(K995=\"No\",\"\",IF(O995=\"\",FrCi(AC995,9.806,Z995,P995),FrTr(AC995,9.806,O995,S995,Y995)))","v":{"$error":"#VALUE!"}},{"$error":"#VALUE!"},null,null,null,null,null,null,null,null,null,null,null,null,null,null,null,0,0,"","","",{"$f":"IF(AD995=\"\",\"\",IF(AE995=1,YcCi(AK995,J995),YcTr(J995,AJ995,AN995)))","v":""},{"$f":"IF(AD995=\"\",\"\",IF(AE995=1,Teta1(AX995,AK995),\"-\"))","v":""},{"$f":"IF(AD995=\"\",\"\",IF(AE995=1,AreaCi(AK995,AX995),AreaTr(AJ995,AN995,AX995)))","v":""},"",{"$f":"IF(AD995=\"\",\"\",IF(AE995=1,Ynci(AK995,J995,AM995,AO995),YnTr(1,AM995,AJ995,AN995,AO995,J995)))","v":""},{"$f":"IF(AD995=\"\",\"\",IF(AE995=1,Teta1(BB995,AK995),\"-\"))","v":""},{"$f":"IF(AD995=\"\",\"\",IF(AE995=1,AreaCi(AK995,BB995),AreaTr(AJ995,AN995,BB995)))","v":""},{"$f":"IF(AD995=\"\",\"\",IF(AE995=1,FrCi(BF995,9.806,BC995,AK995),FrTr(BF995,9.806,AJ995,AN995,BB995)))","v":""},"",{"$f":"IF(AD995=\"\",\"\",IF(AE995=1,LOOKUP(AI995,'Vmáx(material) - Tab.4.3'!$L$2:$L$11,'Vmáx(material) - Tab.4.3'!$M$2:$M$11),LOOKUP(AI995,'Vmáx(material) - Tab.4.3'!$L$15,'Vmáx(material) - Tab.4.3'!$M$15)))","v":""},{"$f":"IF(AD995=\"\",\"\",VLOOKUP($AH995,'Vmáx(material) - Tab.4.3'!$R$35:$X$41,2))","v":""},{"$f":"IF(AD995=\"\",\"\",VLOOKUP($AH995,'Vmáx(material) - Tab.4.3'!$R$35:$X$41,3))","v":""},{"$f":"IF(AD995=\"\",\"\",VLOOKUP($AH995,'Vmáx(material) - Tab.4.3'!$R$35:$X$41,4))","v":""},{"$f":"IF(AD995=\"\",\"\",VLOOKUP($AH995,'Vmáx(material) - Tab.4.3'!$R$35:$X$41,5))","v":""},{"$f":"IF(AD995=\"\",\"\",VLOOKUP($AH995,'Vmáx(material) - Tab.4.3'!$R$35:$X$41,6))","v":""},{"$f":"IF(AD995=\"\",\"\",IF(AD995=\"\",\"\",VLOOKUP($AH995,'Vmáx(material) - Tab.4.3'!$R$35:$X$41,7)))","v":""},{"$f":"IF(AD995=\"\",\"\",IF(AE995=1,FCi(J995,AK995),FTr(J995,AJ995,AK995)))","v":""},"",{"$f":"IF(AD995=\"\",\"\",Hw(BH995,BI995,BJ995,BK995,BL995,BM995,Z,BN995,AO995,AK995))","v":""},"","","","",{"$f":"IF(AD995=\"\",\"\",ho(BT995,AK995,AX995))","v":""},{"$f":"IF(AD995=\"\",\"\",IF(AE995=1,PeriCi(AK995,BB995),PeriTr(AJ995,AN995,BB995)))","v":""},{"$f":"IF(AD995=\"\",\"\",IF(AE995=1,AreaCi(AK995,BB995),AreaTr(AJ995,AN995,BB995)))","v":""},{"$f":"IF(AD995=\"\",\"\",RhCi(BW995,BV995))","v":""},"",{"$f":"IF(AD995=\"\",\"\",hf(AL995,J995,AM995,BW995,BX995))","v":""},{"$f":"IF(AD995=\"\",\"\",LOOKUP(AP995,Tab.4.5!$J$6:$J$27,Tab.4.5!$L$6:$L$27))","v":""},{"$f":"IF(AD995=\"\",\"\",He(CA995,BY995))","v":""},{"$f":"IF(AD995=\"\",\"\",Hs(BY995))","v":""},{"$f":"IF(AD995=\"\",\"\",Hm(BU995,BZ995,CB995,CC995,AL995,AO995))","v":""},"","","","","","",null,null,null,null,null,null,null,null,null,null,null,null,null,null,null,0,0,0,0,0,{"$f":"IF(CK995=\"\",\"\",IF(CL995=1,YcCi(CR995,J995),YcTr(J995,CQ995,CU995)))","v":""},{"$f":"IF(CK995=\"\",\"\",IF(CL995=1,Teta1(DE995,CR995),\"-\"))","v":""},"","",{"$f":"IF(CK995=\"\",\"\",IF(CL995=1,Ynci(CR995,J995,CT995,CV995),YnTr(1,CT995,CQ995,CU995,CV995,J995)))","v":""},{"$f":"IF(CK995=\"\",\"\",IF(CL995=1,Teta1(DI995,CR995),\"-\"))","v":""},{"$f":"IF(CK995=\"\",\"\",IF(CL995=1,AreaCi(CR995,J995),AreaTr(CQ995,CU995,DI995)))","v":""},{"$f":"IF(CK995=\"\",\"\",IF(CL995=1,FrCi(DM995,9.806,DJ995,CR995),FrTr(DM995,9.806,CQ995,CU995,DI995)))","v":""},"",{"$f":"IF(CK995=\"\",\"\",IF(CL995=1,LOOKUP(CP995,'Vmáx(material) - Tab.4.3'!$L$2:$L$11,'Vmáx(material) - Tab.4.3'!$M$2:$M$11),LOOKUP(CP995,'Vmáx(material) - Tab.4.3'!$L$15,'Vmáx(material) - Tab.4.3'!$M$15)))","v":""},{"$f":"IF(CK995=\"\",\"\",VLOOKUP($CO995,'Vmáx(material) - Tab.4.3'!$R$35:$X$41,2))","v":""},{"$f":"IF(CK995=\"\",\"\",VLOOKUP($CO995,'Vmáx(material) - Tab.4.3'!$R$35:$X$41,3))","v":""},{"$f":"IF(CK995=\"\",\"\",VLOOKUP($CO995,'Vmáx(material) - Tab.4.3'!$R$35:$X$41,4))","v":""},{"$f":"IF(CK995=\"\",\"\",VLOOKUP($CO995,'Vmáx(material) - Tab.4.3'!$R$35:$X$41,5))","v":""},{"$f":"IF(CK995=\"\",\"\",VLOOKUP($CO995,'Vmáx(material) - Tab.4.3'!$R$35:$X$41,6))","v":""},{"$f":"IF(CK995=\"\",\"\",IF(CK995=\"\",\"\",VLOOKUP(CO995,'Vmáx(material) - Tab.4.3'!$R$35:$X$41,7)))","v":""},{"$f":"IF(CK995=\"\",\"\",IF(CL995=1,FCi(J995,CR995),FTr(J995,CQ995,CR995)))","v":""},"",{"$f":"IF(CK995=\"\",\"\",Hw(DO995,DP995,DQ995,DR995,DS995,DT995,Z,DU995,CV995,CR995))","v":""},"","","","","",{"$f":"IF(CK995=\"\",\"\",IF(CL995=1,PeriCi(CR995,DI995),PeriTr(CQ995,CU995,DI995)))","v":""},{"$f":"IF(CK995=\"\",\"\",IF(CL995=1,AreaCi(CR995,DI995),AreaTr(CQ995,CU995,DI995)))","v":""},{"$f":"IF(CK995=\"\",\"\",RhCi(DK995,EC995))","v":""},"",{"$f":"IF(CK995=\"\",\"\",hf(CS995,J995,CT995,DK995,EE995))","v":""},{"$f":"IF(CK995=\"\",\"\",LOOKUP(CW995,Tab.4.5!$J$6:$J$27,Tab.4.5!$L$6:$L$27))","v":""},{"$f":"IF(CK995=\"\",\"\",He(EH995,DM995))","v":""},{"$f":"IF(CK995=\"\",\"\",Hs(DM995))","v":""},{"$f":"IF(CK995=\"\",\"\",Hm(EB995,EG995,EI995,EJ995,CS995,CV995))","v":""},"","","","","","","K45+-45000 () ",{"$f":"IF(B995=\"Existe.\",IF(AE995=1,CONCATENATE(#REF!,AK995,\" m.\"),CONCATENATE(#REF!,AJ995,\" m x \",AK995,\" m.\")),IF(CL995=1,CONCATENATE(#REF!,CR995,\" m.\"),CONCATENATE(#REF!,CQ995,\" m x \",CR995,\" m.\")))","v":{"$error":"#REF!"}},"Concreto, L =  m, S = 0 %.","Cota clave eje= 0 msnm.",null,null,null,"","","","","",{"$f":"IF(EV995=\"\",\"\",VLOOKUP(EY995,'Estructura escalonada'!$D$3:$H$953,2))","v":""},"","","","","",""]
[null,null,null,null,null,null,null,null,null,null,null,0,null,0,null,null,null,null,null,null,{"$f":"IF(K996=\"No\",\"\",IF(O996=\"\",YcCi(P996,N996),YcTr(N996,O996,S996)))","v":{"$error":"#VALUE!"}},{"$f":"IF(K996=\"No\",\"\",IF(O996=\"\",Teta1(U996,P996),\"-\"))","v":{"$error":"#VALUE!"}},{"$error":"#VALUE!"},{"$error":"#VALUE!"},{"$f":"IF(K996=\"No\",\"\",IF(O996=\"\",Ynci(P996,N996,R996,T996),YnTr(1,R996,O996,S996,T996,N996)))","v":{"$error":"#VALUE!"}},{"$f":"IF(K996=\"No\",\"\",IF(O996=\"\",Teta1(Y996,P996),\"-\"))","v":{"$error":"#VALUE!"}},{"$f":"IF(K996=\"No\",\"\",IF(O996=\"\",AreaCi(P996,Y996),AreaTr(O996,S996,Y996)))","v":{"$error":"#VALUE!"}},{"$f":"IF(K996=\"No\",\"\",IF(O996=\"\",FrCi(AC996,9.806,Z996,P996),FrTr(AC996,9.806,O996,S996,Y996)))","v":{"$error":"#VALUE!"}},{"$error":"#VALUE!"},null,null,null,null,null,null,null,null,null,null,null,null,null,null,null,0,0,"","","",{"$f":"IF(AD996=\"\",\"\",IF(AE996=1,YcCi(AK996,J996),YcTr(J996,AJ996,AN996)))","v":""},{"$f":"IF(AD996=\"\",\"\",IF(AE996=1,Teta1(AX996,AK996),\"-\"))","v":""},{"$f":"IF(AD996=\"\",\"\",IF(AE996=1,AreaCi(AK996,AX996),AreaTr(AJ996,AN996,AX996)))","v":""},"",{"$f":"IF(AD996=\"\",\"\",IF(AE996=1,Ynci(AK996,J996,AM996,AO996),YnTr(1,AM996,AJ996,AN996,AO996,J996)))","v":""},{"$f":"IF(AD996=\"\",\"\",IF(AE996=1,Teta1(BB996,AK996),\"-\"))","v":""},{"$f":"IF(AD996=\"\",\"\",IF(AE996=1,AreaCi(AK996,BB996),AreaTr(AJ996,AN996,BB996)))","v":""},{"$f":"IF(AD996=\"\",\"\",IF(AE996=1,FrCi(BF996,9.806,BC996,AK996),FrTr(BF996,9.806,AJ996,AN996,BB996)))","v":""},"",{"$f":"IF(AD996=\"\",\"\",IF(AE996=1,LOOKUP(AI996,'Vmáx(material) - Tab.4.3'!$L$2:$L$11,'Vmáx(material) - Tab.4.3'!$M$2:$M$11),LOOKUP(AI996,'Vmáx(material) - Tab.4.3'!$L$15,'Vmáx(material) - Tab.4.3'!$M$15)))","v":""},{"$f":"IF(AD996=\"\",\"\",VLOOKUP($AH996,'Vmáx(material) - Tab.4.3'!$R$35:$X$41,2))","v":""},{"$f":"IF(AD996=\"\",\"\",VLOOKUP($AH996,'Vmáx(material) - Tab.4.3'!$R$35:$X$41,3))","v":""},{"$f":"IF(AD996=\"\",\"\",VLOOKUP($AH996,'Vmáx(material) - Tab.4.3'!$R$35:$X$41,4))","v":""},{"$f":"IF(AD996=\"\",\"\",VLOOKUP($AH996,'Vmáx(material) - Tab.4.3'!$R$35:$X$41,5))","v":""},{"$f":"IF(AD996=\"\",\"\",VLOOKUP($AH996,'Vmáx(material) - Tab.4.3'!$R$35:$X$41,6))","v":""},{"$f":"IF(AD996=\"\",\"\",IF(AD996=\"\",\"\",VLOOKUP($AH996,'Vmáx(material) - Tab.4.3'!$R$35:$X$41,7)))","v":""},{"$f":"IF(AD996=\"\",\"\",IF(AE996=1,FCi(J996,AK996),FTr(J996,AJ996,AK996)))","v":""},"",{"$f":"IF(AD996=\"\",\"\",Hw(BH996,BI996,BJ996,BK996,BL996,BM996,Z,BN996,AO996,AK996))","v":""},"","","","",{"$f":"IF(AD996=\"\",\"\",ho(BT996,AK996,AX996))","v":""},{"$f":"IF(AD996=\"\",\"\",IF(AE996=1,PeriCi(AK996,BB996),PeriTr(AJ996,AN996,BB996)))","v":""},{"$f":"IF(AD996=\"\",\"\",IF(AE996=1,AreaCi(AK996,BB996),AreaTr(AJ996,AN996,BB996)))","v":""},{"$f":"IF(AD996=\"\",\"\",RhCi(BW996,BV996))","v":""},"",{"$f":"IF(AD996=\"\",\"\",hf(AL996,J996,AM996,BW996,BX996))","v":""},{"$f":"IF(AD996=\"\",\"\",LOOKUP(AP996,Tab.4.5!$J$6:$J$27,Tab.4.5!$L$6:$L$27))","v":""},{"$f":"IF(AD996=\"\",\"\",He(CA996,BY996))","v":""},{"$f":"IF(AD996=\"\",\"\",Hs(BY996))","v":""},{"$f":"IF(AD996=\"\",\"\",Hm(BU996,BZ996,CB996,CC996,AL996,AO996))","v":""},"","","","","","",null,null,null,null,null,null,null,null,null,null,null,null,null,null,null,0,0,0,0,0,{"$f":"IF(CK996=\"\",\"\",IF(CL996=1,YcCi(CR996,J996),YcTr(J996,CQ996,CU996)))","v":""},{"$f":"IF(CK996=\"\",\"\",IF(CL996=1,Teta1(DE996,CR996),\"-\"))","v":""},"","",{"$f":"IF(CK996=\"\",\"\",IF(CL996=1,Ynci(CR996,J996,CT996,CV996),YnTr(1,CT996,CQ996,CU996,CV996,J996)))","v":""},{"$f":"IF(CK996=\"\",\"\",IF(CL996=1,Teta1(DI996,CR996),\"-\"))","v":""},{"$f":"IF(CK996=\"\",\"\",IF(CL996=1,AreaCi(CR996,J996),AreaTr(CQ996,CU996,DI996)))","v":""},{"$f":"IF(CK996=\"\",\"\",IF(CL996=1,FrCi(DM996,9.806,DJ996,CR996),FrTr(DM996,9.806,CQ996,CU996,DI996)))","v":""},"",{"$f":"IF(CK996=\"\",\"\",IF(CL996=1,LOOKUP(CP996,'Vmáx(material) - Tab.4.3'!$L$2:$L$11,'Vmáx(material) - Tab.4.3'!$M$2:$M$11),LOOKUP(CP996,'Vmáx(material) - Tab.4.3'!$L$15,'Vmáx(material) - Tab.4.3'!$M$15)))","v":""},{"$f":"IF(CK996=\"\",\"\",VLOOKUP($CO996,'Vmáx(material) - Tab.4.3'!$R$35:$X$41,2))","v":""},{"$f":"IF(CK996=\"\",\"\",VLOOKUP($CO996,'Vmáx(material) - Tab.4.3'!$R$35:$X$41,3))","v":""},{"$f":"IF(CK996=\"\",\"\",VLOOKUP($CO996,'Vmáx(material) - Tab.4.3'!$R$35:$X$41,4))","v":""},{"$f":"IF(CK996=\"\",\"\",VLOOKUP($CO996,'Vmáx(material) - Tab.4.3'!$R$35:$X$41,5))","v":""},{"$f":"IF(CK996=\"\",\"\",VLOOKUP($CO996,'Vmáx(material) - Tab.4.3'!$R$35:$X$41,6))","v":""},{"$f":"IF(CK996=\"\",\"\",IF(CK996=\"\",\"\",VLOOKUP(CO996,'Vmáx(material) - Tab.4.3'!$R$35:$X$41,7)))","v":""},{"$f":"IF(CK996=\"\",\"\",IF(CL996=1,FCi(J996,CR996),FTr(J996,CQ996,CR996)))","v":""},"",{"$f":"IF(CK996=\"\",\"\",Hw(DO996,DP996,DQ996,DR996,DS996,DT996,Z,DU996,CV996,CR996))","v":""},"","","","","",{"$f":"IF(CK996=\"\",\"\",IF(CL996=1,PeriCi(CR996,DI996),PeriTr(CQ996,CU996,DI996)))","v":""},{"$f":"IF(CK996=\"\",\"\",IF(CL996=1,AreaCi(CR996,DI996),AreaTr(CQ996,CU996,DI996)))","v":""},{"$f":"IF(CK996=\"\",\"\",RhCi(DK996,EC996))","v":""},"",{"$f":"IF(CK996=\"\",\"\",hf(CS996,J996,CT996,DK996,EE996))","v":""},{"$f":"IF(CK996=\"\",\"\",LOOKUP(CW996,Tab.4.5!$J$6:$J$27,Tab.4.5!$L$6:$L$27))","v":""},{"$f":"IF(CK996=\"\",\"\",He(EH996,DM996))","v":""},{"$f":"IF(CK996=\"\",\"\",Hs(DM996))","v":""},{"$f":"IF(CK996=\"\",\"\",Hm(EB996,EG996,EI996,EJ996,CS996,CV996))","v":""},"","","","","","","K45+-45000 () ",{"$f":"IF(B996=\"Existe.\",IF(AE996=1,CONCATENATE(#REF!,AK996,\" m.\"),CONCATENATE(#REF!,AJ996,\" m x \",AK996,\" m.\")),IF(CL996=1,CONCATENATE(#REF!,CR996,\" m.\"),CONCATENATE(#REF!,CQ996,\" m x \",CR996,\" m.\")))","v":{"$error":"#REF!"}},"Concreto, L =  m, S = 0 %.","Cota clave eje= 0 msnm.",null,null,null,"","","","","",{"$f":"IF(EV996=\"\",\"\",VLOOKUP(EY996,'Estructura escalonada'!$D$3:$H$953,2))","v":""},"","","","","",""]
[null,null,null,null,null,null,null,null,null,null,null,0,null,0,null,null,null,null,null,null,{"$f":"IF(K997=\"No\",\"\",IF(O997=\"\",YcCi(P997,N997),YcTr(N997,O997,S997)))","v":{"$error":"#VALUE!"}},{"$f":"IF(K997=\"No\",\"\",IF(O997=\"\",Teta1(U997,P997),\"-\"))","v":{"$error":"#VALUE!"}},{"$error":"#VALUE!"},{"$error":"#VALUE!"},{"$f":"IF(K997=\"No\",\"\",IF(O997=\"\",Ynci(P997,N997,R997,T997),YnTr(1,R997,O997,S997,T997,N997)))","v":{"$error":"#VALUE!"}},{"$f":"IF(K997=\"No\",\"\",IF(O997=\"\",Teta1(Y997,P997),\"-\"))","v":{"$error":"#VALUE!"}},{"$f":"IF(K997=\"No\",\"\",IF(O997=\"\",AreaCi(P997,Y997),AreaTr(O997,S997,Y997)))","v":{"$error":"#VALUE!"}},{"$f":"IF(K997=\"No\",\"\",IF(O997=\"\",FrCi(AC997,9.806,Z997,P997),FrTr(AC997,9.806,O997,S997,Y997)))","v":{"$error":"#VALUE!"}},{"$error":"#VALUE!"},null,null,null,null,null,null,null,null,null,null,null,null,null,null,null,0,0,"","","",{"$f":"IF(AD997=\"\",\"\",IF(AE997=1,YcCi(AK997,J997),YcTr(J997,AJ997,AN997)))","v":""},{"$f":"IF(AD997=\"\",\"\",IF(AE997=1,Teta1(AX997,AK997),\"-\"))","v":""},{"$f":"IF(AD997=\"\",\"\",IF(AE997=1,AreaCi(AK997,AX997),AreaTr(AJ997,AN997,AX997)))","v":""},"",{"$f":"IF(AD997=\"\",\"\",IF(AE997=1,Ynci(AK997,J997,AM997,AO997),YnTr(1,AM997,AJ997,AN997,AO997,J997)))","v":""},{"$f":"IF(AD997=\"\",\"\",IF(AE997=1,Teta1(BB997,AK997),\"-\"))","v":""},{"$f":"IF(AD997=\"\",\"\",IF(AE997=1,AreaCi(AK997,BB997),AreaTr(AJ997,AN997,BB997)))","v":""},{"$f":"IF(AD997=\"\",\"\",IF(AE997=1,FrCi(BF997,9.806,BC997,AK997),FrTr(BF997,9.806,AJ997,AN997,BB997)))","v":""},"",{"$f":"IF(AD997=\"\",\"\",IF(AE997=1,LOOKUP(AI997,'Vmáx(material) - Tab.4.3'!$L$2:$L$11,'Vmáx(material) - Tab.4.3'!$M$2:$M$11),LOOKUP(AI997,'Vmáx(material) - Tab.4.3'!$L$15,'Vmáx(material) - Tab.4.3'!$M$15)))","v":""},{"$f":"IF(AD997=\"\",\"\",VLOOKUP($AH997,'Vmáx(material) - Tab.4.3'!$R$35:$X$41,2))","v":""},{"$f":"IF(AD997=\"\",\"\",VLOOKUP($AH997,'Vmáx(material) - Tab.4.3'!$R$35:$X$41,3))","v":""},{"$f":"IF(AD997=\"\",\"\",VLOOKUP($AH997,'Vmáx(material) - Tab.4.3'!$R$35:$X$41,4))","v":""},{"$f":"IF(AD997=\"\",\"\",VLOOKUP($AH997,'Vmáx(material) - Tab.4.3'!$R$35:$X$41,5))","v":""},{"$f":"IF(AD997=\"\",\"\",VLOOKUP($AH997,'Vmáx(material) - Tab.4.3'!$R$35:$X$41,6))","v":""},{"$f":"IF(AD997=\"\",\"\",IF(AD997=\"\",\"\",VLOOKUP($AH997,'Vmáx(material) - Tab.4.3'!$R$35:$X$41,7)))","v":""},{"$f":"IF(AD997=\"\",\"\",IF(AE997=1,FCi(J997,AK997),FTr(J997,AJ997,AK997)))","v":""},"",{"$f":"IF(AD997=\"\",\"\",Hw(BH997,BI997,BJ997,BK997,BL997,BM997,Z,BN997,AO997,AK997))","v":""},"","","","",{"$f":"IF(AD997=\"\",\"\",ho(BT997,AK997,AX997))","v":""},{"$f":"IF(AD997=\"\",\"\",IF(AE997=1,PeriCi(AK997,BB997),PeriTr(AJ997,AN997,BB997)))","v":""},{"$f":"IF(AD997=\"\",\"\",IF(AE997=1,AreaCi(AK997,BB997),AreaTr(AJ997,AN997,BB997)))","v":""},{"$f":"IF(AD997=\"\",\"\",RhCi(BW997,BV997))","v":""},"",{"$f":"IF(AD997=\"\",\"\",hf(AL997,J997,AM997,BW997,BX997))","v":""},{"$f":"IF(AD997=\"\",\"\",LOOKUP(AP997,Tab.4.5!$J$6:$J$27,Tab.4.5!$L$6:$L$27))","v":""},{"$f":"IF(AD997=\"\",\"\",He(CA997,BY997))","v":""},{"$f":"IF(AD997=\"\",\"\",Hs(BY997))","v":""},{"$f":"IF(AD997=\"\",\"\",Hm(BU997,BZ997,CB997,CC997,AL997,AO997))","v":""},"","","","","","",null,null,null,null,null,null,null,null,null,null,null,null,null,null,null,0,0,0,0,0,{"$f":"IF(CK997=\"\",\"\",IF(CL997=1,YcCi(CR997,J997),YcTr(J997,CQ997,CU997)))","v":""},{"$f":"IF(CK997=\"\",\"\",IF(CL997=1,Teta1(DE997,CR997),\"-\"))","v":""},"","",{"$f":"IF(CK997=\"\",\"\",IF(CL997=1,Ynci(CR997,J997,CT997,CV997),YnTr(1,CT997,CQ997,CU997,CV997,J997)))","v":""},{"$f":"IF(CK997=\"\",\"\",IF(CL997=1,Teta1(DI997,CR997),\"-\"))","v":""},{"$f":"IF(CK997=\"\",\"\",IF(CL997=1,AreaCi(CR997,J997),AreaTr(CQ997,CU997,DI997)))","v":""},{"$f":"IF(CK997=\"\",\"\",IF(CL997=1,FrCi(DM997,9.806,DJ997,CR997),FrTr(DM997,9.806,CQ997,CU997,DI997)))","v":""},"",{"$f":"IF(CK997=\"\",\"\",IF(CL997=1,LOOKUP(CP997,'Vmáx(material) - Tab.4.3'!$L$2:$L$11,'Vmáx(material) - Tab.4.3'!$M$2:$M$11),LOOKUP(CP997,'Vmáx(material) - Tab.4.3'!$L$15,'Vmáx(material) - Tab.4.3'!$M$15)))","v":""},{"$f":"IF(CK997=\"\",\"\",VLOOKUP($CO997,'Vmáx(material) - Tab.4.3'!$R$35:$X$41,2))","v":""},{"$f":"IF(CK997=\"\",\"\",VLOOKUP($CO997,'Vmáx(material) - Tab.4.3'!$R$35:$X$41,3))","v":""},{"$f":"IF(CK997=\"\",\"\",VLOOKUP($CO997,'Vmáx(material) - Tab.4.3'!$R$35:$X$41,4))","v":""},{"$f":"IF(CK997=\"\",\"\",VLOOKUP($CO997,'Vmáx(material) - Tab.4.3'!$R$35:$X$41,5))","v":""},{"$f":"IF(CK997=\"\",\"\",VLOOKUP($CO997,'Vmáx(material) - Tab.4.3'!$R$35:$X$41,6))","v":""},{"$f":"IF(CK997=\"\",\"\",IF(CK997=\"\",\"\",VLOOKUP(CO997,'Vmáx(material) - Tab.4.3'!$R$35:$X$41,7)))","v":""},{"$f":"IF(CK997=\"\",\"\",IF(CL997=1,FCi(J997,CR997),FTr(J997,CQ997,CR997)))","v":""},"",{"$f":"IF(CK997=\"\",\"\",Hw(DO997,DP997,DQ997,DR997,DS997,DT997,Z,DU997,CV997,CR997))","v":""},"","","","","",{"$f":"IF(CK997=\"\",\"\",IF(CL997=1,PeriCi(CR997,DI997),PeriTr(CQ997,CU997,DI997)))","v":""},{"$f":"IF(CK997=\"\",\"\",IF(CL997=1,AreaCi(CR997,DI997),AreaTr(CQ997,CU997,DI997)))","v":""},{"$f":"IF(CK997=\"\",\"\",RhCi(DK997,EC997))","v":""},"",{"$f":"IF(CK997=\"\",\"\",hf(CS997,J997,CT997,DK997,EE997))","v":""},{"$f":"IF(CK997=\"\",\"\",LOOKUP(CW997,Tab.4.5!$J$6:$J$27,Tab.4.5!$L$6:$L$27))","v":""},{"$f":"IF(CK997=\"\",\"\",He(EH997,DM997))","v":""},{"$f":"IF(CK997=\"\",\"\",Hs(DM997))","v":""},{"$f":"IF(CK997=\"\",\"\",Hm(EB997,EG997,EI997,EJ997,CS997,CV997))","v":""},"","","","","","","K45+-45000 () ",{"$f":"IF(B997=\"Existe.\",IF(AE997=1,CONCATENATE(#REF!,AK997,\" m.\"),CONCATENATE(#REF!,AJ997,\" m x \",AK997,\" m.\")),IF(CL997=1,CONCATENATE(#REF!,CR997,\" m.\"),CONCATENATE(#REF!,CQ997,\" m x \",CR997,\" m.\")))","v":{"$error":"#REF!"}},"Concreto, L =  m, S = 0 %.","Cota clave eje= 0 msnm.",null,null,null,"","","","","",{"$f":"IF(EV997=\"\",\"\",VLOOKUP(EY997,'Estructura escalonada'!$D$3:$H$953,2))","v":""},"","","","","",""]
[null,null,null,null,null,null,null,null,null,null,null,0,null,0,null,null,null,null,null,null,{"$f":"IF(K998=\"No\",\"\",IF(O998=\"\",YcCi(P998,N998),YcTr(N998,O998,S998)))","v":{"$error":"#VALUE!"}},{"$f":"IF(K998=\"No\",\"\",IF(O998=\"\",Teta1(U998,P998),\"-\"))","v":{"$error":"#VALUE!"}},{"$error":"#VALUE!"},{"$error":"#VALUE!"},{"$f":"IF(K998=\"No\",\"\",IF(O998=\"\",Ynci(P998,N998,R998,T998),YnTr(1,R998,O998,S998,T998,N998)))","v":{"$error":"#VALUE!"}},{"$f":"IF(K998=\"No\",\"\",IF(O998=\"\",Teta1(Y998,P998),\"-\"))","v":{"$error":"#VALUE!"}},{"$f":"IF(K998=\"No\",\"\",IF(O998=\"\",AreaCi(P998,Y998),AreaTr(O998,S998,Y998)))","v":{"$error":"#VALUE!"}},{"$f":"IF(K998=\"No\",\"\",IF(O998=\"\",FrCi(AC998,9.806,Z998,P998),FrTr(AC998,9.806,O998,S998,Y998)))","v":{"$error":"#VALUE!"}},{"$error":"#VALUE!"},null,null,null,null,null,null,null,null,null,null,null,null,null,null,null,0,0,"","","",{"$f":"IF(AD998=\"\",\"\",IF(AE998=1,YcCi(AK998,J998),YcTr(J998,AJ998,AN998)))","v":""},{"$f":"IF(AD998=\"\",\"\",IF(AE998=1,Teta1(AX998,AK998),\"-\"))","v":""},{"$f":"IF(AD998=\"\",\"\",IF(AE998=1,AreaCi(AK998,AX998),AreaTr(AJ998,AN998,AX998)))","v":""},"",{"$f":"IF(AD998=\"\",\"\",IF(AE998=1,Ynci(AK998,J998,AM998,AO998),YnTr(1,AM998,AJ998,AN998,AO998,J998)))","v":""},{"$f":"IF(AD998=\"\",\"\",IF(AE998=1,Teta1(BB998,AK998),\"-\"))","v":""},{"$f":"IF(AD998=\"\",\"\",IF(AE998=1,AreaCi(AK998,BB998),AreaTr(AJ998,AN998,BB998)))","v":""},{"$f":"IF(AD998=\"\",\"\",IF(AE998=1,FrCi(BF998,9.806,BC998,AK998),FrTr(BF998,9.806,AJ998,AN998,BB998)))","v":""},"",{"$f":"IF(AD998=\"\",\"\",IF(AE998=1,LOOKUP(AI998,'Vmáx(material) - Tab.4.3'!$L$2:$L$11,'Vmáx(material) - Tab.4.3'!$M$2:$M$11),LOOKUP(AI998,'Vmáx(material) - Tab.4.3'!$L$15,'Vmáx(material) - Tab.4.3'!$M$15)))","v":""},{"$f":"IF(AD998=\"\",\"\",VLOOKUP($AH998,'Vmáx(material) - Tab.4.3'!$R$35:$X$41,2))","v":""},{"$f":"IF(AD998=\"\",\"\",VLOOKUP($AH998,'Vmáx(material) - Tab.4.3'!$R$35:$X$41,3))","v":""},{"$f":"IF(AD998=\"\",\"\",VLOOKUP($AH998,'Vmáx(material) - Tab.4.3'!$R$35:$X$41,4))","v":""},{"$f":"IF(AD998=\"\",\"\",VLOOKUP($AH998,'Vmáx(material) - Tab.4.3'!$R$35:$X$41,5))","v":""},{"$f":"IF(AD998=\"\",\"\",VLOOKUP($AH998,'Vmáx(material) - Tab.4.3'!$R$35:$X$41,6))","v":""},{"$f":"IF(AD998=\"\",\"\",IF(AD998=\"\",\"\",VLOOKUP($AH998,'Vmáx(material) - Tab.4.3'!$R$35:$X$41,7)))","v":""},{"$f":"IF(AD998=\"\",\"\",IF(AE998=1,FCi(J998,AK998),FTr(J998,AJ998,AK998)))","v":""},"",{"$f":"IF(AD998=\"\",\"\",Hw(BH998,BI998,BJ998,BK998,BL998,BM998,Z,BN998,AO998,AK998))","v":""},"","","","",{"$f":"IF(AD998=\"\",\"\",ho(BT998,AK998,AX998))","v":""},{"$f":"IF(AD998=\"\",\"\",IF(AE998=1,PeriCi(AK998,BB998),PeriTr(AJ998,AN998,BB998)))","v":""},{"$f":"IF(AD998=\"\",\"\",IF(AE998=1,AreaCi(AK998,BB998),AreaTr(AJ998,AN998,BB998)))","v":""},{"$f":"IF(AD998=\"\",\"\",RhCi(BW998,BV998))","v":""},"",{"$f":"IF(AD998=\"\",\"\",hf(AL998,J998,AM998,BW998,BX998))","v":""},{"$f":"IF(AD998=\"\",\"\",LOOKUP(AP998,Tab.4.5!$J$6:$J$27,Tab.4.5!$L$6:$L$27))","v":""},{"$f":"IF(AD998=\"\",\"\",He(CA998,BY998))","v":""},{"$f":"IF(AD998=\"\",\"\",Hs(BY998))","v":""},{"$f":"IF(AD998=\"\",\"\",Hm(BU998,BZ998,CB998,CC998,AL998,AO998))","v":""},"","","","","","",null,null,null,null,null,null,null,null,null,null,null,null,null,null,null,0,0,0,0,0,{"$f":"IF(CK998=\"\",\"\",IF(CL998=1,YcCi(CR998,J998),YcTr(J998,CQ998,CU998)))","v":""},{"$f":"IF(CK998=\"\",\"\",IF(CL998=1,Teta1(DE998,CR998),\"-\"))","v":""},"","",{"$f":"IF(CK998=\"\",\"\",IF(CL998=1,Ynci(CR998,J998,CT998,CV998),YnTr(1,CT998,CQ998,CU998,CV998,J998)))","v":""},{"$f":"IF(CK998=\"\",\"\",IF(CL998=1,Teta1(DI998,CR998),\"-\"))","v":""},{"$f":"IF(CK998=\"\",\"\",IF(CL998=1,AreaCi(CR998,J998),AreaTr(CQ998,CU998,DI998)))","v":""},{"$f":"IF(CK998=\"\",\"\",IF(CL998=1,FrCi(DM998,9.806,DJ998,CR998),FrTr(DM998,9.806,CQ998,CU998,DI998)))","v":""},"",{"$f":"IF(CK998=\"\",\"\",IF(CL998=1,LOOKUP(CP998,'Vmáx(material) - Tab.4.3'!$L$2:$L$11,'Vmáx(material) - Tab.4.3'!$M$2:$M$11),LOOKUP(CP998,'Vmáx(material) - Tab.4.3'!$L$15,'Vmáx(material) - Tab.4.3'!$M$15)))","v":""},{"$f":"IF(CK998=\"\",\"\",VLOOKUP($CO998,'Vmáx(material) - Tab.4.3'!$R$35:$X$41,2))","v":""},{"$f":"IF(CK998=\"\",\"\",VLOOKUP($CO998,'Vmáx(material) - Tab.4.3'!$R$35:$X$41,3))","v":""},{"$f":"IF(CK998=\"\",\"\",VLOOKUP($CO998,'Vmáx(material) - Tab.4.3'!$R$35:$X$41,4))","v":""},{"$f":"IF(CK998=\"\",\"\",VLOOKUP($CO998,'Vmáx(material) - Tab.4.3'!$R$35:$X$41,5))","v":""},{"$f":"IF(CK998=\"\",\"\",VLOOKUP($CO998,'Vmáx(material) - Tab.4.3'!$R$35:$X$41,6))","v":""},{"$f":"IF(CK998=\"\",\"\",IF(CK998=\"\",\"\",VLOOKUP(CO998,'Vmáx(material) - Tab.4.3'!$R$35:$X$41,7)))","v":""},{"$f":"IF(CK998=\"\",\"\",IF(CL998=1,FCi(J998,CR998),FTr(J998,CQ998,CR998)))","v":""},"",{"$f":"IF(CK998=\"\",\"\",Hw(DO998,DP998,DQ998,DR998,DS998,DT998,Z,DU998,CV998,CR998))","v":""},"","","","","",{"$f":"IF(CK998=\"\",\"\",IF(CL998=1,PeriCi(CR998,DI998),PeriTr(CQ998,CU998,DI998)))","v":""},{"$f":"IF(CK998=\"\",\"\",IF(CL998=1,AreaCi(CR998,DI998),AreaTr(CQ998,CU998,DI998)))","v":""},{"$f":"IF(CK998=\"\",\"\",RhCi(DK998,EC998))","v":""},"",{"$f":"IF(CK998=\"\",\"\",hf(CS998,J998,CT998,DK998,EE998))","v":""},{"$f":"IF(CK998=\"\",\"\",LOOKUP(CW998,Tab.4.5!$J$6:$J$27,Tab.4.5!$L$6:$L$27))","v":""},{"$f":"IF(CK998=\"\",\"\",He(EH998,DM998))","v":""},{"$f":"IF(CK998=\"\",\"\",Hs(DM998))","v":""},{"$f":"IF(CK998=\"\",\"\",Hm(EB998,EG998,EI998,EJ998,CS998,CV998))","v":""},"","","","","","","K45+-45000 () ",{"$f":"IF(B998=\"Existe.\",IF(AE998=1,CONCATENATE(#REF!,AK998,\" m.\"),CONCATENATE(#REF!,AJ998,\" m x \",AK998,\" m.\")),IF(CL998=1,CONCATENATE(#REF!,CR998,\" m.\"),CONCATENATE(#REF!,CQ998,\" m x \",CR998,\" m.\")))","v":{"$error":"#REF!"}},"Concreto, L =  m, S = 0 %.","Cota clave eje= 0 msnm.",null,null,null,"","","","","",{"$f":"IF(EV998=\"\",\"\",VLOOKUP(EY998,'Estructura escalonada'!$D$3:$H$953,2))","v":""},"","","","","",""]
[null,null,null,null,null,null,null,null,null,null,null,0,null,0,null,null,null,null,null,null,{"$f":"IF(K999=\"No\",\"\",IF(O999=\"\",YcCi(P999,N999),YcTr(N999,O999,S999)))","v":{"$error":"#VALUE!"}},{"$f":"IF(K999=\"No\",\"\",IF(O999=\"\",Teta1(U999,P999),\"-\"))","v":{"$error":"#VALUE!"}},{"$error":"#VALUE!"},{"$error":"#VALUE!"},{"$f":"IF(K999=\"No\",\"\",IF(O999=\"\",Ynci(P999,N999,R999,T999),YnTr(1,R999,O999,S999,T999,N999)))","v":{"$error":"#VALUE!"}},{"$f":"IF(K999=\"No\",\"\",IF(O999=\"\",Teta1(Y999,P999),\"-\"))","v":{"$error":"#VALUE!"}},{"$f":"IF(K999=\"No\",\"\",IF(O999=\"\",AreaCi(P999,Y999),AreaTr(O999,S999,Y999)))","v":{"$error":"#VALUE!"}},{"$f":"IF(K999=\"No\",\"\",IF(O999=\"\",FrCi(AC999,9.806,Z999,P999),FrTr(AC999,9.806,O999,S999,Y999)))","v":{"$error":"#VALUE!"}},{"$error":"#VALUE!"},null,null,null,null,null,null,null,null,null,null,null,null,null,null,null,0,0,"","","",{"$f":"IF(AD999=\"\",\"\",IF(AE999=1,YcCi(AK999,J999),YcTr(J999,AJ999,AN999)))","v":""},{"$f":"IF(AD999=\"\",\"\",IF(AE999=1,Teta1(AX999,AK999),\"-\"))","v":""},{"$f":"IF(AD999=\"\",\"\",IF(AE999=1,AreaCi(AK999,AX999),AreaTr(AJ999,AN999,AX999)))","v":""},"",{"$f":"IF(AD999=\"\",\"\",IF(AE999=1,Ynci(AK999,J999,AM999,AO999),YnTr(1,AM999,AJ999,AN999,AO999,J999)))","v":""},{"$f":"IF(AD999=\"\",\"\",IF(AE999=1,Teta1(BB999,AK999),\"-\"))","v":""},{"$f":"IF(AD999=\"\",\"\",IF(AE999=1,AreaCi(AK999,BB999),AreaTr(AJ999,AN999,BB999)))","v":""},{"$f":"IF(AD999=\"\",\"\",IF(AE999=1,FrCi(BF999,9.806,BC999,AK999),FrTr(BF999,9.806,AJ999,AN999,BB999)))","v":""},"",{"$f":"IF(AD999=\"\",\"\",IF(AE999=1,LOOKUP(AI999,'Vmáx(material) - Tab.4.3'!$L$2:$L$11,'Vmáx(material) - Tab.4.3'!$M$2:$M$11),LOOKUP(AI999,'Vmáx(material) - Tab.4.3'!$L$15,'Vmáx(material) - Tab.4.3'!$M$15)))","v":""},{"$f":"IF(AD999=\"\",\"\",VLOOKUP($AH999,'Vmáx(material) - Tab.4.3'!$R$35:$X$41,2))","v":""},{"$f":"IF(AD999=\"\",\"\",VLOOKUP($AH999,'Vmáx(material) - Tab.4.3'!$R$35:$X$41,3))","v":""},{"$f":"IF(AD999=\"\",\"\",VLOOKUP($AH999,'Vmáx(material) - Tab.4.3'!$R$35:$X$41,4))","v":""},{"$f":"IF(AD999=\"\",\"\",VLOOKUP($AH999,'Vmáx(material) - Tab.4.3'!$R$35:$X$41,5))","v":""},{"$f":"IF(AD999=\"\",\"\",VLOOKUP($AH999,'Vmáx(material) - Tab.4.3'!$R$35:$X$41,6))","v":""},{"$f":"IF(AD999=\"\",\"\",IF(AD999=\"\",\"\",VLOOKUP($AH999,'Vmáx(material) - Tab.4.3'!$R$35:$X$41,7)))","v":""},{"$f":"IF(AD999=\"\",\"\",IF(AE999=1,FCi(J999,AK999),FTr(J999,AJ999,AK999)))","v":""},"",{"$f":"IF(AD999=\"\",\"\",Hw(BH999,BI999,BJ999,BK999,BL999,BM999,Z,BN999,AO999,AK999))","v":""},"","","","",{"$f":"IF(AD999=\"\",\"\",ho(BT999,AK999,AX999))","v":""},{"$f":"IF(AD999=\"\",\"\",IF(AE999=1,PeriCi(AK999,BB999),PeriTr(AJ999,AN999,BB999)))","v":""},{"$f":"IF(AD999=\"\",\"\",IF(AE999=1,AreaCi(AK999,BB999),AreaTr(AJ999,AN999,BB999)))","v":""},{"$f":"IF(AD999=\"\",\"\",RhCi(BW999,BV999))","v":""},"",{"$f":"IF(AD999=\"\",\"\",hf(AL999,J999,AM999,BW999,BX999))","v":""},{"$f":"IF(AD999=\"\",\"\",LOOKUP(AP999,Tab.4.5!$J$6:$J$27,Tab.4.5!$L$6:$L$27))","v":""},{"$f":"IF(AD999=\"\",\"\",He(CA999,BY999))","v":""},{"$f":"IF(AD999=\"\",\"\",Hs(BY999))","v":""},{"$f":"IF(AD999=\"\",\"\",Hm(BU999,BZ999,CB999,CC999,AL999,AO999))","v":""},"","","","","","",null,null,null,null,null,null,null,null,null,null,null,null,null,null,null,0,0,0,0,0,{"$f":"IF(CK999=\"\",\"\",IF(CL999=1,YcCi(CR999,J999),YcTr(J999,CQ999,CU999)))","v":""},{"$f":"IF(CK999=\"\",\"\",IF(CL999=1,Teta1(DE999,CR999),\"-\"))","v":""},"","",{"$f":"IF(CK999=\"\",\"\",IF(CL999=1,Ynci(CR999,J999,CT999,CV999),YnTr(1,CT999,CQ999,CU999,CV999,J999)))","v":""},{"$f":"IF(CK999=\"\",\"\",IF(CL999=1,Teta1(DI999,CR999),\"-\"))","v":""},{"$f":"IF(CK999=\"\",\"\",IF(CL999=1,AreaCi(CR999,J999),AreaTr(CQ999,CU999,DI999)))","v":""},{"$f":"IF(CK999=\"\",\"\",IF(CL999=1,FrCi(DM999,9.806,DJ999,CR999),FrTr(DM999,9.806,CQ999,CU999,DI999)))","v":""},"",{"$f":"IF(CK999=\"\",\"\",IF(CL999=1,LOOKUP(CP999,'Vmáx(material) - Tab.4.3'!$L$2:$L$11,'Vmáx(material) - Tab.4.3'!$M$2:$M$11),LOOKUP(CP999,'Vmáx(material) - Tab.4.3'!$L$15,'Vmáx(material) - Tab.4.3'!$M$15)))","v":""},{"$f":"IF(CK999=\"\",\"\",VLOOKUP($CO999,'Vmáx(material) - Tab.4.3'!$R$35:$X$41,2))","v":""},{"$f":"IF(CK999=\"\",\"\",VLOOKUP($CO999,'Vmáx(material) - Tab.4.3'!$R$35:$X$41,3))","v":""},{"$f":"IF(CK999=\"\",\"\",VLOOKUP($CO999,'Vmáx(material) - Tab.4.3'!$R$35:$X$41,4))","v":""},{"$f":"IF(CK999=\"\",\"\",VLOOKUP($CO999,'Vmáx(material) - Tab.4.3'!$R$35:$X$41,5))","v":""},{"$f":"IF(CK999=\"\",\"\",VLOOKUP($CO999,'Vmáx(material) - Tab.4.3'!$R$35:$X$41,6))","v":""},{"$f":"IF(CK999=\"\",\"\",IF(CK999=\"\",\"\",VLOOKUP(CO999,'Vmáx(material) - Tab.4.3'!$R$35:$X$41,7)))","v":""},{"$f":"IF(CK999=\"\",\"\",IF(CL999=1,FCi(J999,CR999),FTr(J999,CQ999,CR999)))","v":""},"",{"$f":"IF(CK999=\"\",\"\",Hw(DO999,DP999,DQ999,DR999,DS999,DT999,Z,DU999,CV999,CR999))","v":""},"","","","","",{"$f":"IF(CK999=\"\",\"\",IF(CL999=1,PeriCi(CR999,DI999),PeriTr(CQ999,CU999,DI999)))","v":""},{"$f":"IF(CK999=\"\",\"\",IF(CL999=1,AreaCi(CR999,DI999),AreaTr(CQ999,CU999,DI999)))","v":""},{"$f":"IF(CK999=\"\",\"\",RhCi(DK999,EC999))","v":""},"",{"$f":"IF(CK999=\"\",\"\",hf(CS999,J999,CT999,DK999,EE999))","v":""},{"$f":"IF(CK999=\"\",\"\",LOOKUP(CW999,Tab.4.5!$J$6:$J$27,Tab.4.5!$L$6:$L$27))","v":""},{"$f":"IF(CK999=\"\",\"\",He(EH999,DM999))","v":""},{"$f":"IF(CK999=\"\",\"\",Hs(DM999))","v":""},{"$f":"IF(CK999=\"\",\"\",Hm(EB999,EG999,EI999,EJ999,CS999,CV999))","v":""},"","","","","","","K45+-45000 () ",{"$f":"IF(B999=\"Existe.\",IF(AE999=1,CONCATENATE(#REF!,AK999,\" m.\"),CONCATENATE(#REF!,AJ999,\" m x \",AK999,\" m.\")),IF(CL999=1,CONCATENATE(#REF!,CR999,\" m.\"),CONCATENATE(#REF!,CQ999,\" m x \",CR999,\" m.\")))","v":{"$error":"#REF!"}},"Concreto, L =  m, S = 0 %.","Cota clave eje= 0 msnm.",null,null,null,"","","","","",{"$f":"IF(EV999=\"\",\"\",VLOOKUP(EY999,'Estructura escalonada'!$D$3:$H$953,2))","v":""},"","","","","",""]
[null,null,null,null,null,null,null,null,null,null,null,0,null,0,null,null,null,null,null,null,{"$f":"IF(K1000=\"No\",\"\",IF(O1000=\"\",YcCi(P1000,N1000),YcTr(N1000,O1000,S1000)))","v":{"$error":"#VALUE!"}},{"$f":"IF(K1000=\"No\",\"\",IF(O1000=\"\",Teta1(U1000,P1000),\"-\"))","v":{"$error":"#VALUE!"}},{"$error":"#VALUE!"},{"$error":"#VALUE!"},{"$f":"IF(K1000=\"No\",\"\",IF(O1000=\"\",Ynci(P1000,N1000,R1000,T1000),YnTr(1,R1000,O1000,S1000,T1000,N1000)))","v":{"$error":"#VALUE!"}},{"$f":"IF(K1000=\"No\",\"\",IF(O1000=\"\",Teta1(Y1000,P1000),\"-\"))","v":{"$error":"#VALUE!"}},{"$f":"IF(K1000=\"No\",\"\",IF(O1000=\"\",AreaCi(P1000,Y1000),AreaTr(O1000,S1000,Y1000)))","v":{"$error":"#VALUE!"}},{"$f":"IF(K1000=\"No\",\"\",IF(O1000=\"\",FrCi(AC1000,9.806,Z1000,P1000),FrTr(AC1000,9.806,O1000,S1000,Y1000)))","v":{"$error":"#VALUE!"}},{"$error":"#VALUE!"},null,null,null,null,null,null,null,null,null,null,null,null,null,null,null,0,0,"","","",{"$f":"IF(AD1000=\"\",\"\",IF(AE1000=1,YcCi(AK1000,J1000),YcTr(J1000,AJ1000,AN1000)))","v":""},{"$f":"IF(AD1000=\"\",\"\",IF(AE1000=1,Teta1(AX1000,AK1000),\"-\"))","v":""},{"$f":"IF(AD1000=\"\",\"\",IF(AE1000=1,AreaCi(AK1000,AX1000),AreaTr(AJ1000,AN1000,AX1000)))","v":""},"",{"$f":"IF(AD1000=\"\",\"\",IF(AE1000=1,Ynci(AK1000,J1000,AM1000,AO1000),YnTr(1,AM1000,AJ1000,AN1000,AO1000,J1000)))","v":""},{"$f":"IF(AD1000=\"\",\"\",IF(AE1000=1,Teta1(BB1000,AK1000),\"-\"))","v":""},{"$f":"IF(AD1000=\"\",\"\",IF(AE1000=1,AreaCi(AK1000,BB1000),AreaTr(AJ1000,AN1000,BB1000)))","v":""},{"$f":"IF(AD1000=\"\",\"\",IF(AE1000=1,FrCi(BF1000,9.806,BC1000,AK1000),FrTr(BF1000,9.806,AJ1000,AN1000,BB1000)))","v":""},"",{"$f":"IF(AD1000=\"\",\"\",IF(AE1000=1,LOOKUP(AI1000,'Vmáx(material) - Tab.4.3'!$L$2:$L$11,'Vmáx(material) - Tab.4.3'!$M$2:$M$11),LOOKUP(AI1000,'Vmáx(material) - Tab.4.3'!$L$15,'Vmáx(material) - Tab.4.3'!$M$15)))","v":""},{"$f":"IF(AD1000=\"\",\"\",VLOOKUP($AH1000,'Vmáx(material) - Tab.4.3'!$R$35:$X$41,2))","v":""},{"$f":"IF(AD1000=\"\",\"\",VLOOKUP($AH1000,'Vmáx(material) - Tab.4.3'!$R$35:$X$41,3))","v":""},{"$f":"IF(AD1000=\"\",\"\",VLOOKUP($AH1000,'Vmáx(material) - Tab.4.3'!$R$35:$X$41,4))","v":""},{"$f":"IF(AD1000=\"\",\"\",VLOOKUP($AH1000,'Vmáx(material) - Tab.4.3'!$R$35:$X$41,5))","v":""},{"$f":"IF(AD1000=\"\",\"\",VLOOKUP($AH1000,'Vmáx(material) - Tab.4.3'!$R$35:$X$41,6))","v":""},{"$f":"IF(AD1000=\"\",\"\",IF(AD1000=\"\",\"\",VLOOKUP($AH1000,'Vmáx(material) - Tab.4.3'!$R$35:$X$41,7)))","v":""},{"$f":"IF(AD1000=\"\",\"\",IF(AE1000=1,FCi(J1000,AK1000),FTr(J1000,AJ1000,AK1000)))","v":""},"",{"$f":"IF(AD1000=\"\",\"\",Hw(BH1000,BI1000,BJ1000,BK1000,BL1000,BM1000,Z,BN1000,AO1000,AK1000))","v":""},"","","","",{"$f":"IF(AD1000=\"\",\"\",ho(BT1000,AK1000,AX1000))","v":""},{"$f":"IF(AD1000=\"\",\"\",IF(AE1000=1,PeriCi(AK1000,BB1000),PeriTr(AJ1000,AN1000,BB1000)))","v":""},{"$f":"IF(AD1000=\"\",\"\",IF(AE1000=1,AreaCi(AK1000,BB1000),AreaTr(AJ1000,AN1000,BB1000)))","v":""},{"$f":"IF(AD1000=\"\",\"\",RhCi(BW1000,BV1000))","v":""},"",{"$f":"IF(AD1000=\"\",\"\",hf(AL1000,J1000,AM1000,BW1000,BX1000))","v":""},{"$f":"IF(AD1000=\"\",\"\",LOOKUP(AP1000,Tab.4.5!$J$6:$J$27,Tab.4.5!$L$6:$L$27))","v":""},{"$f":"IF(AD1000=\"\",\"\",He(CA1000,BY1000))","v":""},{"$f":"IF(AD1000=\"\",\"\",Hs(BY1000))","v":""},{"$f":"IF(AD1000=\"\",\"\",Hm(BU1000,BZ1000,CB1000,CC1000,AL1000,AO1000))","v":""},"","","","","","",null,null,null,null,null,null,null,null,null,null,null,null,null,null,null,0,0,0,0,0,{"$f":"IF(CK1000=\"\",\"\",IF(CL1000=1,YcCi(CR1000,J1000),YcTr(J1000,CQ1000,CU1000)))","v":""},{"$f":"IF(CK1000=\"\",\"\",IF(CL1000=1,Teta1(DE1000,CR1000),\"-\"))","v":""},"","",{"$f":"IF(CK1000=\"\",\"\",IF(CL1000=1,Ynci(CR1000,J1000,CT1000,CV1000),YnTr(1,CT1000,CQ1000,CU1000,CV1000,J1000)))","v":""},{"$f":"IF(CK1000=\"\",\"\",IF(CL1000=1,Teta1(DI1000,CR1000),\"-\"))","v":""},{"$f":"IF(CK1000=\"\",\"\",IF(CL1000=1,AreaCi(CR1000,J1000),AreaTr(CQ1000,CU1000,DI1000)))","v":""},{"$f":"IF(CK1000=\"\",\"\",IF(CL1000=1,FrCi(DM1000,9.806,DJ1000,CR1000),FrTr(DM1000,9.806,CQ1000,CU1000,DI1000)))","v":""},"",{"$f":"IF(CK1000=\"\",\"\",IF(CL1000=1,LOOKUP(CP1000,'Vmáx(material) - Tab.4.3'!$L$2:$L$11,'Vmáx(material) - Tab.4.3'!$M$2:$M$11),LOOKUP(CP1000,'Vmáx(material) - Tab.4.3'!$L$15,'Vmáx(material) - Tab.4.3'!$M$15)))","v":""},{"$f":"IF(CK1000=\"\",\"\",VLOOKUP($CO1000,'Vmáx(material) - Tab.4.3'!$R$35:$X$41,2))","v":""},{"$f":"IF(CK1000=\"\",\"\",VLOOKUP($CO1000,'Vmáx(material) - Tab.4.3'!$R$35:$X$41,3))","v":""},{"$f":"IF(CK1000=\"\",\"\",VLOOKUP($CO1000,'Vmáx(material) - Tab.4.3'!$R$35:$X$41,4))","v":""},{"$f":"IF(CK1000=\"\",\"\",VLOOKUP($CO1000,'Vmáx(material) - Tab.4.3'!$R$35:$X$41,5))","v":""},{"$f":"IF(CK1000=\"\",\"\",VLOOKUP($CO1000,'Vmáx(material) - Tab.4.3'!$R$35:$X$41,6))","v":""},{"$f":"IF(CK1000=\"\",\"\",IF(CK1000=\"\",\"\",VLOOKUP(CO1000,'Vmáx(material) - Tab.4.3'!$R$35:$X$41,7)))","v":""},{"$f":"IF(CK1000=\"\",\"\",IF(CL1000=1,FCi(J1000,CR1000),FTr(J1000,CQ1000,CR1000)))","v":""},"",{"$f":"IF(CK1000=\"\",\"\",Hw(DO1000,DP1000,DQ1000,DR1000,DS1000,DT1000,Z,DU1000,CV1000,CR1000))","v":""},"","","","","",{"$f":"IF(CK1000=\"\",\"\",IF(CL1000=1,PeriCi(CR1000,DI1000),PeriTr(CQ1000,CU1000,DI1000)))","v":""},{"$f":"IF(CK1000=\"\",\"\",IF(CL1000=1,AreaCi(CR1000,DI1000),AreaTr(CQ1000,CU1000,DI1000)))","v":""},{"$f":"IF(CK1000=\"\",\"\",RhCi(DK1000,EC1000))","v":""},"",{"$f":"IF(CK1000=\"\",\"\",hf(CS1000,J1000,CT1000,DK1000,EE1000))","v":""},{"$f":"IF(CK1000=\"\",\"\",LOOKUP(CW1000,Tab.4.5!$J$6:$J$27,Tab.4.5!$L$6:$L$27))","v":""},{"$f":"IF(CK1000=\"\",\"\",He(EH1000,DM1000))","v":""},{"$f":"IF(CK1000=\"\",\"\",Hs(DM1000))","v":""},{"$f":"IF(CK1000=\"\",\"\",Hm(EB1000,EG1000,EI1000,EJ1000,CS1000,CV1000))","v":""},"","","","","","","K45+-45000 () ",{"$f":"IF(B1000=\"Existe.\",IF(AE1000=1,CONCATENATE(#REF!,AK1000,\" m.\"),CONCATENATE(#REF!,AJ1000,\" m x \",AK1000,\" m.\")),IF(CL1000=1,CONCATENATE(#REF!,CR1000,\" m.\"),CONCATENATE(#REF!,CQ1000,\" m x \",CR1000,\" m.\")))","v":{"$error":"#REF!"}},"Concreto, L =  m, S = 0 %.","Cota clave eje= 0 msnm.",null,null,null,"","","","","",{"$f":"IF(EV1000=\"\",\"\",VLOOKUP(EY1000,'Estructura escalonada'!$D$3:$H$953,2))","v":""},"","","","","",""]
[null,null,null,null,null,null,null,null,null,null,null,0,null,0,null,null,null,null,null,null,{"$f":"IF(K1001=\"No\",\"\",IF(O1001=\"\",YcCi(P1001,N1001),YcTr(N1001,O1001,S1001)))","v":{"$error":"#VALUE!"}},{"$f":"IF(K1001=\"No\",\"\",IF(O1001=\"\",Teta1(U1001,P1001),\"-\"))","v":{"$error":"#VALUE!"}},{"$error":"#VALUE!"},{"$error":"#VALUE!"},{"$f":"IF(K1001=\"No\",\"\",IF(O1001=\"\",Ynci(P1001,N1001,R1001,T1001),YnTr(1,R1001,O1001,S1001,T1001,N1001)))","v":{"$error":"#VALUE!"}},{"$f":"IF(K1001=\"No\",\"\",IF(O1001=\"\",Teta1(Y1001,P1001),\"-\"))","v":{"$error":"#VALUE!"}},{"$f":"IF(K1001=\"No\",\"\",IF(O1001=\"\",AreaCi(P1001,Y1001),AreaTr(O1001,S1001,Y1001)))","v":{"$error":"#VALUE!"}},{"$f":"IF(K1001=\"No\",\"\",IF(O1001=\"\",FrCi(AC1001,9.806,Z1001,P1001),FrTr(AC1001,9.806,O1001,S1001,Y1001)))","v":{"$error":"#VALUE!"}},{"$error":"#VALUE!"},null,null,null,null,null,null,null,null,null,null,null,null,null,null,null,0,0,"","","",{"$f":"IF(AD1001=\"\",\"\",IF(AE1001=1,YcCi(AK1001,J1001),YcTr(J1001,AJ1001,AN1001)))","v":""},{"$f":"IF(AD1001=\"\",\"\",IF(AE1001=1,Teta1(AX1001,AK1001),\"-\"))","v":""},{"$f":"IF(AD1001=\"\",\"\",IF(AE1001=1,AreaCi(AK1001,AX1001),AreaTr(AJ1001,AN1001,AX1001)))","v":""},"",{"$f":"IF(AD1001=\"\",\"\",IF(AE1001=1,Ynci(AK1001,J1001,AM1001,AO1001),YnTr(1,AM1001,AJ1001,AN1001,AO1001,J1001)))","v":""},{"$f":"IF(AD1001=\"\",\"\",IF(AE1001=1,Teta1(BB1001,AK1001),\"-\"))","v":""},{"$f":"IF(AD1001=\"\",\"\",IF(AE1001=1,AreaCi(AK1001,BB1001),AreaTr(AJ1001,AN1001,BB1001)))","v":""},{"$f":"IF(AD1001=\"\",\"\",IF(AE1001=1,FrCi(BF1001,9.806,BC1001,AK1001),FrTr(BF1001,9.806,AJ1001,AN1001,BB1001)))","v":""},"",{"$f":"IF(AD1001=\"\",\"\",IF(AE1001=1,LOOKUP(AI1001,'Vmáx(material) - Tab.4.3'!$L$2:$L$11,'Vmáx(material) - Tab.4.3'!$M$2:$M$11),LOOKUP(AI1001,'Vmáx(material) - Tab.4.3'!$L$15,'Vmáx(material) - Tab.4.3'!$M$15)))","v":""},{"$f":"IF(AD1001=\"\",\"\",VLOOKUP($AH1001,'Vmáx(material) - Tab.4.3'!$R$35:$X$41,2))","v":""},{"$f":"IF(AD1001=\"\",\"\",VLOOKUP($AH1001,'Vmáx(material) - Tab.4.3'!$R$35:$X$41,3))","v":""},{"$f":"IF(AD1001=\"\",\"\",VLOOKUP($AH1001,'Vmáx(material) - Tab.4.3'!$R$35:$X$41,4))","v":""},{"$f":"IF(AD1001=\"\",\"\",VLOOKUP($AH1001,'Vmáx(material) - Tab.4.3'!$R$35:$X$41,5))","v":""},{"$f":"IF(AD1001=\"\",\"\",VLOOKUP($AH1001,'Vmáx(material) - Tab.4.3'!$R$35:$X$41,6))","v":""},{"$f":"IF(AD1001=\"\",\"\",IF(AD1001=\"\",\"\",VLOOKUP($AH1001,'Vmáx(material) - Tab.4.3'!$R$35:$X$41,7)))","v":""},{"$f":"IF(AD1001=\"\",\"\",IF(AE1001=1,FCi(J1001,AK1001),FTr(J1001,AJ1001,AK1001)))","v":""},"",{"$f":"IF(AD1001=\"\",\"\",Hw(BH1001,BI1001,BJ1001,BK1001,BL1001,BM1001,Z,BN1001,AO1001,AK1001))","v":""},"","","","",{"$f":"IF(AD1001=\"\",\"\",ho(BT1001,AK1001,AX1001))","v":""},{"$f":"IF(AD1001=\"\",\"\",IF(AE1001=1,PeriCi(AK1001,BB1001),PeriTr(AJ1001,AN1001,BB1001)))","v":""},{"$f":"IF(AD1001=\"\",\"\",IF(AE1001=1,AreaCi(AK1001,BB1001),AreaTr(AJ1001,AN1001,BB1001)))","v":""},{"$f":"IF(AD1001=\"\",\"\",RhCi(BW1001,BV1001))","v":""},"",{"$f":"IF(AD1001=\"\",\"\",hf(AL1001,J1001,AM1001,BW1001,BX1001))","v":""},{"$f":"IF(AD1001=\"\",\"\",LOOKUP(AP1001,Tab.4.5!$J$6:$J$27,Tab.4.5!$L$6:$L$27))","v":""},{"$f":"IF(AD1001=\"\",\"\",He(CA1001,BY1001))","v":""},{"$f":"IF(AD1001=\"\",\"\",Hs(BY1001))","v":""},{"$f":"IF(AD1001=\"\",\"\",Hm(BU1001,BZ1001,CB1001,CC1001,AL1001,AO1001))","v":""},"","","","","","",null,null,null,null,null,null,null,null,null,null,null,null,null,null,null,0,0,0,0,0,{"$f":"IF(CK1001=\"\",\"\",IF(CL1001=1,YcCi(CR1001,J1001),YcTr(J1001,CQ1001,CU1001)))","v":""},{"$f":"IF(CK1001=\"\",\"\",IF(CL1001=1,Teta1(DE1001,CR1001),\"-\"))","v":""},"","",{"$f":"IF(CK1001=\"\",\"\",IF(CL1001=1,Ynci(CR1001,J1001,CT1001,CV1001),YnTr(1,CT1001,CQ1001,CU1001,CV1001,J1001)))","v":""},{"$f":"IF(CK1001=\"\",\"\",IF(CL1001=1,Teta1(DI1001,CR1001),\"-\"))","v":""},{"$f":"IF(CK1001=\"\",\"\",IF(CL1001=1,AreaCi(CR1001,J1001),AreaTr(CQ1001,CU1001,DI1001)))","v":""},{"$f":"IF(CK1001=\"\",\"\",IF(CL1001=1,FrCi(DM1001,9.806,DJ1001,CR1001),FrTr(DM1001,9.806,CQ1001,CU1001,DI1001)))","v":""},"",{"$f":"IF(CK1001=\"\",\"\",IF(CL1001=1,LOOKUP(CP1001,'Vmáx(material) - Tab.4.3'!$L$2:$L$11,'Vmáx(material) - Tab.4.3'!$M$2:$M$11),LOOKUP(CP1001,'Vmáx(material) - Tab.4.3'!$L$15,'Vmáx(material) - Tab.4.3'!$M$15)))","v":""},{"$f":"IF(CK1001=\"\",\"\",VLOOKUP($CO1001,'Vmáx(material) - Tab.4.3'!$R$35:$X$41,2))","v":""},{"$f":"IF(CK1001=\"\",\"\",VLOOKUP($CO1001,'Vmáx(material) - Tab.4.3'!$R$35:$X$41,3))","v":""},{"$f":"IF(CK1001=\"\",\"\",VLOOKUP($CO1001,'Vmáx(material) - Tab.4.3'!$R$35:$X$41,4))","v":""},{"$f":"IF(CK1001=\"\",\"\",VLOOKUP($CO1001,'Vmáx(material) - Tab.4.3'!$R$35:$X$41,5))","v":""},{"$f":"IF(CK1001=\"\",\"\",VLOOKUP($CO1001,'Vmáx(material) - Tab.4.3'!$R$35:$X$41,6))","v":""},{"$f":"IF(CK1001=\"\",\"\",IF(CK1001=\"\",\"\",VLOOKUP(CO1001,'Vmáx(material) - Tab.4.3'!$R$35:$X$41,7)))","v":""},{"$f":"IF(CK1001=\"\",\"\",IF(CL1001=1,FCi(J1001,CR1001),FTr(J1001,CQ1001,CR1001)))","v":""},"",{"$f":"IF(CK1001=\"\",\"\",Hw(DO1001,DP1001,DQ1001,DR1001,DS1001,DT1001,Z,DU1001,CV1001,CR1001))","v":""},"","","","","",{"$f":"IF(CK1001=\"\",\"\",IF(CL1001=1,PeriCi(CR1001,DI1001),PeriTr(CQ1001,CU1001,DI1001)))","v":""},{"$f":"IF(CK1001=\"\",\"\",IF(CL1001=1,AreaCi(CR1001,DI1001),AreaTr(CQ1001,CU1001,DI1001)))","v":""},{"$f":"IF(CK1001=\"\",\"\",RhCi(DK1001,EC1001))","v":""},"",{"$f":"IF(CK1001=\"\",\"\",hf(CS1001,J1001,CT1001,DK1001,EE1001))","v":""},{"$f":"IF(CK1001=\"\",\"\",LOOKUP(CW1001,Tab.4.5!$J$6:$J$27,Tab.4.5!$L$6:$L$27))","v":""},{"$f":"IF(CK1001=\"\",\"\",He(EH1001,DM1001))","v":""},{"$f":"IF(CK1001=\"\",\"\",Hs(DM1001))","v":""},{"$f":"IF(CK1001=\"\",\"\",Hm(EB1001,EG1001,EI1001,EJ1001,CS1001,CV1001))","v":""},"","","","","","","K45+-45000 () ",{"$f":"IF(B1001=\"Existe.\",IF(AE1001=1,CONCATENATE(#REF!,AK1001,\" m.\"),CONCATENATE(#REF!,AJ1001,\" m x \",AK1001,\" m.\")),IF(CL1001=1,CONCATENATE(#REF!,CR1001,\" m.\"),CONCATENATE(#REF!,CQ1001,\" m x \",CR1001,\" m.\")))","v":{"$error":"#REF!"}},"Concreto, L =  m, S = 0 %.","Cota clave eje= 0 msnm.",null,null,null,"","","","","",{"$f":"IF(EV1001=\"\",\"\",VLOOKUP(EY1001,'Estructura escalonada'!$D$3:$H$953,2))","v":""},"","","","","",""]
[null,null,null,null,null,null,null,null,null,null,null,0,null,0,null,null,null,null,null,null,{"$f":"IF(K1002=\"No\",\"\",IF(O1002=\"\",YcCi(P1002,N1002),YcTr(N1002,O1002,S1002)))","v":{"$error":"#VALUE!"}},{"$f":"IF(K1002=\"No\",\"\",IF(O1002=\"\",Teta1(U1002,P1002),\"-\"))","v":{"$error":"#VALUE!"}},{"$error":"#VALUE!"},{"$error":"#VALUE!"},{"$f":"IF(K1002=\"No\",\"\",IF(O1002=\"\",Ynci(P1002,N1002,R1002,T1002),YnTr(1,R1002,O1002,S1002,T1002,N1002)))","v":{"$error":"#VALUE!"}},{"$f":"IF(K1002=\"No\",\"\",IF(O1002=\"\",Teta1(Y1002,P1002),\"-\"))","v":{"$error":"#VALUE!"}},{"$f":"IF(K1002=\"No\",\"\",IF(O1002=\"\",AreaCi(P1002,Y1002),AreaTr(O1002,S1002,Y1002)))","v":{"$error":"#VALUE!"}},{"$f":"IF(K1002=\"No\",\"\",IF(O1002=\"\",FrCi(AC1002,9.806,Z1002,P1002),FrTr(AC1002,9.806,O1002,S1002,Y1002)))","v":{"$error":"#VALUE!"}},{"$error":"#VALUE!"},null,null,null,null,null,null,null,null,null,null,null,null,null,null,null,0,0,"","","",{"$f":"IF(AD1002=\"\",\"\",IF(AE1002=1,YcCi(AK1002,J1002),YcTr(J1002,AJ1002,AN1002)))","v":""},{"$f":"IF(AD1002=\"\",\"\",IF(AE1002=1,Teta1(AX1002,AK1002),\"-\"))","v":""},{"$f":"IF(AD1002=\"\",\"\",IF(AE1002=1,AreaCi(AK1002,AX1002),AreaTr(AJ1002,AN1002,AX1002)))","v":""},"",{"$f":"IF(AD1002=\"\",\"\",IF(AE1002=1,Ynci(AK1002,J1002,AM1002,AO1002),YnTr(1,AM1002,AJ1002,AN1002,AO1002,J1002)))","v":""},{"$f":"IF(AD1002=\"\",\"\",IF(AE1002=1,Teta1(BB1002,AK1002),\"-\"))","v":""},{"$f":"IF(AD1002=\"\",\"\",IF(AE1002=1,AreaCi(AK1002,BB1002),AreaTr(AJ1002,AN1002,BB1002)))","v":""},{"$f":"IF(AD1002=\"\",\"\",IF(AE1002=1,FrCi(BF1002,9.806,BC1002,AK1002),FrTr(BF1002,9.806,AJ1002,AN1002,BB1002)))","v":""},"",{"$f":"IF(AD1002=\"\",\"\",IF(AE1002=1,LOOKUP(AI1002,'Vmáx(material) - Tab.4.3'!$L$2:$L$11,'Vmáx(material) - Tab.4.3'!$M$2:$M$11),LOOKUP(AI1002,'Vmáx(material) - Tab.4.3'!$L$15,'Vmáx(material) - Tab.4.3'!$M$15)))","v":""},{"$f":"IF(AD1002=\"\",\"\",VLOOKUP($AH1002,'Vmáx(material) - Tab.4.3'!$R$35:$X$41,2))","v":""},{"$f":"IF(AD1002=\"\",\"\",VLOOKUP($AH1002,'Vmáx(material) - Tab.4.3'!$R$35:$X$41,3))","v":""},{"$f":"IF(AD1002=\"\",\"\",VLOOKUP($AH1002,'Vmáx(material) - Tab.4.3'!$R$35:$X$41,4))","v":""},{"$f":"IF(AD1002=\"\",\"\",VLOOKUP($AH1002,'Vmáx(material) - Tab.4.3'!$R$35:$X$41,5))","v":""},{"$f":"IF(AD1002=\"\",\"\",VLOOKUP($AH1002,'Vmáx(material) - Tab.4.3'!$R$35:$X$41,6))","v":""},{"$f":"IF(AD1002=\"\",\"\",IF(AD1002=\"\",\"\",VLOOKUP($AH1002,'Vmáx(material) - Tab.4.3'!$R$35:$X$41,7)))","v":""},{"$f":"IF(AD1002=\"\",\"\",IF(AE1002=1,FCi(J1002,AK1002),FTr(J1002,AJ1002,AK1002)))","v":""},"",{"$f":"IF(AD1002=\"\",\"\",Hw(BH1002,BI1002,BJ1002,BK1002,BL1002,BM1002,Z,BN1002,AO1002,AK1002))","v":""},"","","","",{"$f":"IF(AD1002=\"\",\"\",ho(BT1002,AK1002,AX1002))","v":""},{"$f":"IF(AD1002=\"\",\"\",IF(AE1002=1,PeriCi(AK1002,BB1002),PeriTr(AJ1002,AN1002,BB1002)))","v":""},{"$f":"IF(AD1002=\"\",\"\",IF(AE1002=1,AreaCi(AK1002,BB1002),AreaTr(AJ1002,AN1002,BB1002)))","v":""},{"$f":"IF(AD1002=\"\",\"\",RhCi(BW1002,BV1002))","v":""},"",{"$f":"IF(AD1002=\"\",\"\",hf(AL1002,J1002,AM1002,BW1002,BX1002))","v":""},{"$f":"IF(AD1002=\"\",\"\",LOOKUP(AP1002,Tab.4.5!$J$6:$J$27,Tab.4.5!$L$6:$L$27))","v":""},{"$f":"IF(AD1002=\"\",\"\",He(CA1002,BY1002))","v":""},{"$f":"IF(AD1002=\"\",\"\",Hs(BY1002))","v":""},{"$f":"IF(AD1002=\"\",\"\",Hm(BU1002,BZ1002,CB1002,CC1002,AL1002,AO1002))","v":""},"","","","","","",null,null,null,null,null,null,null,null,null,null,null,null,null,null,null,0,0,0,0,0,{"$f":"IF(CK1002=\"\",\"\",IF(CL1002=1,YcCi(CR1002,J1002),YcTr(J1002,CQ1002,CU1002)))","v":""},{"$f":"IF(CK1002=\"\",\"\",IF(CL1002=1,Teta1(DE1002,CR1002),\"-\"))","v":""},"","",{"$f":"IF(CK1002=\"\",\"\",IF(CL1002=1,Ynci(CR1002,J1002,CT1002,CV1002),YnTr(1,CT1002,CQ1002,CU1002,CV1002,J1002)))","v":""},{"$f":"IF(CK1002=\"\",\"\",IF(CL1002=1,Teta1(DI1002,CR1002),\"-\"))","v":""},{"$f":"IF(CK1002=\"\",\"\",IF(CL1002=1,AreaCi(CR1002,J1002),AreaTr(CQ1002,CU1002,DI1002)))","v":""},{"$f":"IF(CK1002=\"\",\"\",IF(CL1002=1,FrCi(DM1002,9.806,DJ1002,CR1002),FrTr(DM1002,9.806,CQ1002,CU1002,DI1002)))","v":""},"",{"$f":"IF(CK1002=\"\",\"\",IF(CL1002=1,LOOKUP(CP1002,'Vmáx(material) - Tab.4.3'!$L$2:$L$11,'Vmáx(material) - Tab.4.3'!$M$2:$M$11),LOOKUP(CP1002,'Vmáx(material) - Tab.4.3'!$L$15,'Vmáx(material) - Tab.4.3'!$M$15)))","v":""},{"$f":"IF(CK1002=\"\",\"\",VLOOKUP($CO1002,'Vmáx(material) - Tab.4.3'!$R$35:$X$41,2))","v":""},{"$f":"IF(CK1002=\"\",\"\",VLOOKUP($CO1002,'Vmáx(material) - Tab.4.3'!$R$35:$X$41,3))","v":""},{"$f":"IF(CK1002=\"\",\"\",VLOOKUP($CO1002,'Vmáx(material) - Tab.4.3'!$R$35:$X$41,4))","v":""},{"$f":"IF(CK1002=\"\",\"\",VLOOKUP($CO1002,'Vmáx(material) - Tab.4.3'!$R$35:$X$41,5))","v":""},{"$f":"IF(CK1002=\"\",\"\",VLOOKUP($CO1002,'Vmáx(material) - Tab.4.3'!$R$35:$X$41,6))","v":""},{"$f":"IF(CK1002=\"\",\"\",IF(CK1002=\"\",\"\",VLOOKUP(CO1002,'Vmáx(material) - Tab.4.3'!$R$35:$X$41,7)))","v":""},{"$f":"IF(CK1002=\"\",\"\",IF(CL1002=1,FCi(J1002,CR1002),FTr(J1002,CQ1002,CR1002)))","v":""},"",{"$f":"IF(CK1002=\"\",\"\",Hw(DO1002,DP1002,DQ1002,DR1002,DS1002,DT1002,Z,DU1002,CV1002,CR1002))","v":""},"","","","","",{"$f":"IF(CK1002=\"\",\"\",IF(CL1002=1,PeriCi(CR1002,DI1002),PeriTr(CQ1002,CU1002,DI1002)))","v":""},{"$f":"IF(CK1002=\"\",\"\",IF(CL1002=1,AreaCi(CR1002,DI1002),AreaTr(CQ1002,CU1002,DI1002)))","v":""},{"$f":"IF(CK1002=\"\",\"\",RhCi(DK1002,EC1002))","v":""},"",{"$f":"IF(CK1002=\"\",\"\",hf(CS1002,J1002,CT1002,DK1002,EE1002))","v":""},{"$f":"IF(CK1002=\"\",\"\",LOOKUP(CW1002,Tab.4.5!$J$6:$J$27,Tab.4.5!$L$6:$L$27))","v":""},{"$f":"IF(CK1002=\"\",\"\",He(EH1002,DM1002))","v":""},{"$f":"IF(CK1002=\"\",\"\",Hs(DM1002))","v":""},{"$f":"IF(CK1002=\"\",\"\",Hm(EB1002,EG1002,EI1002,EJ1002,CS1002,CV1002))","v":""},"","","","","","","K45+-45000 () ",{"$f":"IF(B1002=\"Existe.\",IF(AE1002=1,CONCATENATE(#REF!,AK1002,\" m.\"),CONCATENATE(#REF!,AJ1002,\" m x \",AK1002,\" m.\")),IF(CL1002=1,CONCATENATE(#REF!,CR1002,\" m.\"),CONCATENATE(#REF!,CQ1002,\" m x \",CR1002,\" m.\")))","v":{"$error":"#REF!"}},"Concreto, L =  m, S = 0 %.","Cota clave eje= 0 msnm.",null,null,null,"","","","","",{"$f":"IF(EV1002=\"\",\"\",VLOOKUP(EY1002,'Estructura escalonada'!$D$3:$H$953,2))","v":""},"","","","","",""]
[null,null,null,null,null,null,null,null,null,null,null,0,null,0,null,null,null,null,null,null,{"$f":"IF(K1003=\"No\",\"\",IF(O1003=\"\",YcCi(P1003,N1003),YcTr(N1003,O1003,S1003)))","v":{"$error":"#VALUE!"}},{"$f":"IF(K1003=\"No\",\"\",IF(O1003=\"\",Teta1(U1003,P1003),\"-\"))","v":{"$error":"#VALUE!"}},{"$error":"#VALUE!"},{"$error":"#VALUE!"},{"$f":"IF(K1003=\"No\",\"\",IF(O1003=\"\",Ynci(P1003,N1003,R1003,T1003),YnTr(1,R1003,O1003,S1003,T1003,N1003)))","v":{"$error":"#VALUE!"}},{"$f":"IF(K1003=\"No\",\"\",IF(O1003=\"\",Teta1(Y1003,P1003),\"-\"))","v":{"$error":"#VALUE!"}},{"$f":"IF(K1003=\"No\",\"\",IF(O1003=\"\",AreaCi(P1003,Y1003),AreaTr(O1003,S1003,Y1003)))","v":{"$error":"#VALUE!"}},{"$f":"IF(K1003=\"No\",\"\",IF(O1003=\"\",FrCi(AC1003,9.806,Z1003,P1003),FrTr(AC1003,9.806,O1003,S1003,Y1003)))","v":{"$error":"#VALUE!"}},{"$error":"#VALUE!"},null,null,null,null,null,null,null,null,null,null,null,null,null,null,null,0,0,"","","",{"$f":"IF(AD1003=\"\",\"\",IF(AE1003=1,YcCi(AK1003,J1003),YcTr(J1003,AJ1003,AN1003)))","v":""},{"$f":"IF(AD1003=\"\",\"\",IF(AE1003=1,Teta1(AX1003,AK1003),\"-\"))","v":""},{"$f":"IF(AD1003=\"\",\"\",IF(AE1003=1,AreaCi(AK1003,AX1003),AreaTr(AJ1003,AN1003,AX1003)))","v":""},"",{"$f":"IF(AD1003=\"\",\"\",IF(AE1003=1,Ynci(AK1003,J1003,AM1003,AO1003),YnTr(1,AM1003,AJ1003,AN1003,AO1003,J1003)))","v":""},{"$f":"IF(AD1003=\"\",\"\",IF(AE1003=1,Teta1(BB1003,AK1003),\"-\"))","v":""},{"$f":"IF(AD1003=\"\",\"\",IF(AE1003=1,AreaCi(AK1003,BB1003),AreaTr(AJ1003,AN1003,BB1003)))","v":""},{"$f":"IF(AD1003=\"\",\"\",IF(AE1003=1,FrCi(BF1003,9.806,BC1003,AK1003),FrTr(BF1003,9.806,AJ1003,AN1003,BB1003)))","v":""},"",{"$f":"IF(AD1003=\"\",\"\",IF(AE1003=1,LOOKUP(AI1003,'Vmáx(material) - Tab.4.3'!$L$2:$L$11,'Vmáx(material) - Tab.4.3'!$M$2:$M$11),LOOKUP(AI1003,'Vmáx(material) - Tab.4.3'!$L$15,'Vmáx(material) - Tab.4.3'!$M$15)))","v":""},{"$f":"IF(AD1003=\"\",\"\",VLOOKUP($AH1003,'Vmáx(material) - Tab.4.3'!$R$35:$X$41,2))","v":""},{"$f":"IF(AD1003=\"\",\"\",VLOOKUP($AH1003,'Vmáx(material) - Tab.4.3'!$R$35:$X$41,3))","v":""},{"$f":"IF(AD1003=\"\",\"\",VLOOKUP($AH1003,'Vmáx(material) - Tab.4.3'!$R$35:$X$41,4))","v":""},{"$f":"IF(AD1003=\"\",\"\",VLOOKUP($AH1003,'Vmáx(material) - Tab.4.3'!$R$35:$X$41,5))","v":""},{"$f":"IF(AD1003=\"\",\"\",VLOOKUP($AH1003,'Vmáx(material) - Tab.4.3'!$R$35:$X$41,6))","v":""},{"$f":"IF(AD1003=\"\",\"\",IF(AD1003=\"\",\"\",VLOOKUP($AH1003,'Vmáx(material) - Tab.4.3'!$R$35:$X$41,7)))","v":""},{"$f":"IF(AD1003=\"\",\"\",IF(AE1003=1,FCi(J1003,AK1003),FTr(J1003,AJ1003,AK1003)))","v":""},"",{"$f":"IF(AD1003=\"\",\"\",Hw(BH1003,BI1003,BJ1003,BK1003,BL1003,BM1003,Z,BN1003,AO1003,AK1003))","v":""},"","","","",{"$f":"IF(AD1003=\"\",\"\",ho(BT1003,AK1003,AX1003))","v":""},{"$f":"IF(AD1003=\"\",\"\",IF(AE1003=1,PeriCi(AK1003,BB1003),PeriTr(AJ1003,AN1003,BB1003)))","v":""},{"$f":"IF(AD1003=\"\",\"\",IF(AE1003=1,AreaCi(AK1003,BB1003),AreaTr(AJ1003,AN1003,BB1003)))","v":""},{"$f":"IF(AD1003=\"\",\"\",RhCi(BW1003,BV1003))","v":""},"",{"$f":"IF(AD1003=\"\",\"\",hf(AL1003,J1003,AM1003,BW1003,BX1003))","v":""},{"$f":"IF(AD1003=\"\",\"\",LOOKUP(AP1003,Tab.4.5!$J$6:$J$27,Tab.4.5!$L$6:$L$27))","v":""},{"$f":"IF(AD1003=\"\",\"\",He(CA1003,BY1003))","v":""},{"$f":"IF(AD1003=\"\",\"\",Hs(BY1003))","v":""},{"$f":"IF(AD1003=\"\",\"\",Hm(BU1003,BZ1003,CB1003,CC1003,AL1003,AO1003))","v":""},"","","","","","",null,null,null,null,null,null,null,null,null,null,null,null,null,null,null,0,0,0,0,0,{"$f":"IF(CK1003=\"\",\"\",IF(CL1003=1,YcCi(CR1003,J1003),YcTr(J1003,CQ1003,CU1003)))","v":""},{"$f":"IF(CK1003=\"\",\"\",IF(CL1003=1,Teta1(DE1003,CR1003),\"-\"))","v":""},"","",{"$f":"IF(CK1003=\"\",\"\",IF(CL1003=1,Ynci(CR1003,J1003,CT1003,CV1003),YnTr(1,CT1003,CQ1003,CU1003,CV1003,J1003)))","v":""},{"$f":"IF(CK1003=\"\",\"\",IF(CL1003=1,Teta1(DI1003,CR1003),\"-\"))","v":""},{"$f":"IF(CK1003=\"\",\"\",IF(CL1003=1,AreaCi(CR1003,J1003),AreaTr(CQ1003,CU1003,DI1003)))","v":""},{"$f":"IF(CK1003=\"\",\"\",IF(CL1003=1,FrCi(DM1003,9.806,DJ1003,CR1003),FrTr(DM1003,9.806,CQ1003,CU1003,DI1003)))","v":""},"",{"$f":"IF(CK1003=\"\",\"\",IF(CL1003=1,LOOKUP(CP1003,'Vmáx(material) - Tab.4.3'!$L$2:$L$11,'Vmáx(material) - Tab.4.3'!$M$2:$M$11),LOOKUP(CP1003,'Vmáx(material) - Tab.4.3'!$L$15,'Vmáx(material) - Tab.4.3'!$M$15)))","v":""},{"$f":"IF(CK1003=\"\",\"\",VLOOKUP($CO1003,'Vmáx(material) - Tab.4.3'!$R$35:$X$41,2))","v":""},{"$f":"IF(CK1003=\"\",\"\",VLOOKUP($CO1003,'Vmáx(material) - Tab.4.3'!$R$35:$X$41,3))","v":""},{"$f":"IF(CK1003=\"\",\"\",VLOOKUP($CO1003,'Vmáx(material) - Tab.4.3'!$R$35:$X$41,4))","v":""},{"$f":"IF(CK1003=\"\",\"\",VLOOKUP($CO1003,'Vmáx(material) - Tab.4.3'!$R$35:$X$41,5))","v":""},{"$f":"IF(CK1003=\"\",\"\",VLOOKUP($CO1003,'Vmáx(material) - Tab.4.3'!$R$35:$X$41,6))","v":""},{"$f":"IF(CK1003=\"\",\"\",IF(CK1003=\"\",\"\",VLOOKUP(CO1003,'Vmáx(material) - Tab.4.3'!$R$35:$X$41,7)))","v":""},{"$f":"IF(CK1003=\"\",\"\",IF(CL1003=1,FCi(J1003,CR1003),FTr(J1003,CQ1003,CR1003)))","v":""},"",{"$f":"IF(CK1003=\"\",\"\",Hw(DO1003,DP1003,DQ1003,DR1003,DS1003,DT1003,Z,DU1003,CV1003,CR1003))","v":""},"","","","","",{"$f":"IF(CK1003=\"\",\"\",IF(CL1003=1,PeriCi(CR1003,DI1003),PeriTr(CQ1003,CU1003,DI1003)))","v":""},{"$f":"IF(CK1003=\"\",\"\",IF(CL1003=1,AreaCi(CR1003,DI1003),AreaTr(CQ1003,CU1003,DI1003)))","v":""},{"$f":"IF(CK1003=\"\",\"\",RhCi(DK1003,EC1003))","v":""},"",{"$f":"IF(CK1003=\"\",\"\",hf(CS1003,J1003,CT1003,DK1003,EE1003))","v":""},{"$f":"IF(CK1003=\"\",\"\",LOOKUP(CW1003,Tab.4.5!$J$6:$J$27,Tab.4.5!$L$6:$L$27))","v":""},{"$f":"IF(CK1003=\"\",\"\",He(EH1003,DM1003))","v":""},{"$f":"IF(CK1003=\"\",\"\",Hs(DM1003))","v":""},{"$f":"IF(CK1003=\"\",\"\",Hm(EB1003,EG1003,EI1003,EJ1003,CS1003,CV1003))","v":""},"","","","","","","K45+-45000 () ",{"$f":"IF(B1003=\"Existe.\",IF(AE1003=1,CONCATENATE(#REF!,AK1003,\" m.\"),CONCATENATE(#REF!,AJ1003,\" m x \",AK1003,\" m.\")),IF(CL1003=1,CONCATENATE(#REF!,CR1003,\" m.\"),CONCATENATE(#REF!,CQ1003,\" m x \",CR1003,\" m.\")))","v":{"$error":"#REF!"}},"Concreto, L =  m, S = 0 %.","Cota clave eje= 0 msnm.",null,null,null,"","","","","",{"$f":"IF(EV1003=\"\",\"\",VLOOKUP(EY1003,'Estructura escalonada'!$D$3:$H$953,2))","v":""},"","","","","",""]
[null,null,null,null,null,null,null,null,null,null,null,0,null,0,null,null,null,null,null,null,{"$f":"IF(K1004=\"No\",\"\",IF(O1004=\"\",YcCi(P1004,N1004),YcTr(N1004,O1004,S1004)))","v":{"$error":"#VALUE!"}},{"$f":"IF(K1004=\"No\",\"\",IF(O1004=\"\",Teta1(U1004,P1004),\"-\"))","v":{"$error":"#VALUE!"}},{"$error":"#VALUE!"},{"$error":"#VALUE!"},{"$f":"IF(K1004=\"No\",\"\",IF(O1004=\"\",Ynci(P1004,N1004,R1004,T1004),YnTr(1,R1004,O1004,S1004,T1004,N1004)))","v":{"$error":"#VALUE!"}},{"$f":"IF(K1004=\"No\",\"\",IF(O1004=\"\",Teta1(Y1004,P1004),\"-\"))","v":{"$error":"#VALUE!"}},{"$f":"IF(K1004=\"No\",\"\",IF(O1004=\"\",AreaCi(P1004,Y1004),AreaTr(O1004,S1004,Y1004)))","v":{"$error":"#VALUE!"}},{"$f":"IF(K1004=\"No\",\"\",IF(O1004=\"\",FrCi(AC1004,9.806,Z1004,P1004),FrTr(AC1004,9.806,O1004,S1004,Y1004)))","v":{"$error":"#VALUE!"}},{"$error":"#VALUE!"},null,null,null,null,null,null,null,null,null,null,null,null,null,null,null,0,0,"","","",{"$f":"IF(AD1004=\"\",\"\",IF(AE1004=1,YcCi(AK1004,J1004),YcTr(J1004,AJ1004,AN1004)))","v":""},{"$f":"IF(AD1004=\"\",\"\",IF(AE1004=1,Teta1(AX1004,AK1004),\"-\"))","v":""},{"$f":"IF(AD1004=\"\",\"\",IF(AE1004=1,AreaCi(AK1004,AX1004),AreaTr(AJ1004,AN1004,AX1004)))","v":""},"",{"$f":"IF(AD1004=\"\",\"\",IF(AE1004=1,Ynci(AK1004,J1004,AM1004,AO1004),YnTr(1,AM1004,AJ1004,AN1004,AO1004,J1004)))","v":""},{"$f":"IF(AD1004=\"\",\"\",IF(AE1004=1,Teta1(BB1004,AK1004),\"-\"))","v":""},{"$f":"IF(AD1004=\"\",\"\",IF(AE1004=1,AreaCi(AK1004,BB1004),AreaTr(AJ1004,AN1004,BB1004)))","v":""},{"$f":"IF(AD1004=\"\",\"\",IF(AE1004=1,FrCi(BF1004,9.806,BC1004,AK1004),FrTr(BF1004,9.806,AJ1004,AN1004,BB1004)))","v":""},"",{"$f":"IF(AD1004=\"\",\"\",IF(AE1004=1,LOOKUP(AI1004,'Vmáx(material) - Tab.4.3'!$L$2:$L$11,'Vmáx(material) - Tab.4.3'!$M$2:$M$11),LOOKUP(AI1004,'Vmáx(material) - Tab.4.3'!$L$15,'Vmáx(material) - Tab.4.3'!$M$15)))","v":""},{"$f":"IF(AD1004=\"\",\"\",VLOOKUP($AH1004,'Vmáx(material) - Tab.4.3'!$R$35:$X$41,2))","v":""},{"$f":"IF(AD1004=\"\",\"\",VLOOKUP($AH1004,'Vmáx(material) - Tab.4.3'!$R$35:$X$41,3))","v":""},{"$f":"IF(AD1004=\"\",\"\",VLOOKUP($AH1004,'Vmáx(material) - Tab.4.3'!$R$35:$X$41,4))","v":""},{"$f":"IF(AD1004=\"\",\"\",VLOOKUP($AH1004,'Vmáx(material) - Tab.4.3'!$R$35:$X$41,5))","v":""},{"$f":"IF(AD1004=\"\",\"\",VLOOKUP($AH1004,'Vmáx(material) - Tab.4.3'!$R$35:$X$41,6))","v":""},{"$f":"IF(AD1004=\"\",\"\",IF(AD1004=\"\",\"\",VLOOKUP($AH1004,'Vmáx(material) - Tab.4.3'!$R$35:$X$41,7)))","v":""},{"$f":"IF(AD1004=\"\",\"\",IF(AE1004=1,FCi(J1004,AK1004),FTr(J1004,AJ1004,AK1004)))","v":""},"",{"$f":"IF(AD1004=\"\",\"\",Hw(BH1004,BI1004,BJ1004,BK1004,BL1004,BM1004,Z,BN1004,AO1004,AK1004))","v":""},"","","","",{"$f":"IF(AD1004=\"\",\"\",ho(BT1004,AK1004,AX1004))","v":""},{"$f":"IF(AD1004=\"\",\"\",IF(AE1004=1,PeriCi(AK1004,BB1004),PeriTr(AJ1004,AN1004,BB1004)))","v":""},{"$f":"IF(AD1004=\"\",\"\",IF(AE1004=1,AreaCi(AK1004,BB1004),AreaTr(AJ1004,AN1004,BB1004)))","v":""},{"$f":"IF(AD1004=\"\",\"\",RhCi(BW1004,BV1004))","v":""},"",{"$f":"IF(AD1004=\"\",\"\",hf(AL1004,J1004,AM1004,BW1004,BX1004))","v":""},{"$f":"IF(AD1004=\"\",\"\",LOOKUP(AP1004,Tab.4.5!$J$6:$J$27,Tab.4.5!$L$6:$L$27))","v":""},{"$f":"IF(AD1004=\"\",\"\",He(CA1004,BY1004))","v":""},{"$f":"IF(AD1004=\"\",\"\",Hs(BY1004))","v":""},{"$f":"IF(AD1004=\"\",\"\",Hm(BU1004,BZ1004,CB1004,CC1004,AL1004,AO1004))","v":""},"","","","","","",null,null,null,null,null,null,null,null,null,null,null,null,null,null,null,0,0,0,0,0,{"$f":"IF(CK1004=\"\",\"\",IF(CL1004=1,YcCi(CR1004,J1004),YcTr(J1004,CQ1004,CU1004)))","v":""},{"$f":"IF(CK1004=\"\",\"\",IF(CL1004=1,Teta1(DE1004,CR1004),\"-\"))","v":""},"","",{"$f":"IF(CK1004=\"\",\"\",IF(CL1004=1,Ynci(CR1004,J1004,CT1004,CV1004),YnTr(1,CT1004,CQ1004,CU1004,CV1004,J1004)))","v":""},{"$f":"IF(CK1004=\"\",\"\",IF(CL1004=1,Teta1(DI1004,CR1004),\"-\"))","v":""},{"$f":"IF(CK1004=\"\",\"\",IF(CL1004=1,AreaCi(CR1004,J1004),AreaTr(CQ1004,CU1004,DI1004)))","v":""},{"$f":"IF(CK1004=\"\",\"\",IF(CL1004=1,FrCi(DM1004,9.806,DJ1004,CR1004),FrTr(DM1004,9.806,CQ1004,CU1004,DI1004)))","v":""},"",{"$f":"IF(CK1004=\"\",\"\",IF(CL1004=1,LOOKUP(CP1004,'Vmáx(material) - Tab.4.3'!$L$2:$L$11,'Vmáx(material) - Tab.4.3'!$M$2:$M$11),LOOKUP(CP1004,'Vmáx(material) - Tab.4.3'!$L$15,'Vmáx(material) - Tab.4.3'!$M$15)))","v":""},{"$f":"IF(CK1004=\"\",\"\",VLOOKUP($CO1004,'Vmáx(material) - Tab.4.3'!$R$35:$X$41,2))","v":""},{"$f":"IF(CK1004=\"\",\"\",VLOOKUP($CO1004,'Vmáx(material) - Tab.4.3'!$R$35:$X$41,3))","v":""},{"$f":"IF(CK1004=\"\",\"\",VLOOKUP($CO1004,'Vmáx(material) - Tab.4.3'!$R$35:$X$41,4))","v":""},{"$f":"IF(CK1004=\"\",\"\",VLOOKUP($CO1004,'Vmáx(material) - Tab.4.3'!$R$35:$X$41,5))","v":""},{"$f":"IF(CK1004=\"\",\"\",VLOOKUP($CO1004,'Vmáx(material) - Tab.4.3'!$R$35:$X$41,6))","v":""},{"$f":"IF(CK1004=\"\",\"\",IF(CK1004=\"\",\"\",VLOOKUP(CO1004,'Vmáx(material) - Tab.4.3'!$R$35:$X$41,7)))","v":""},{"$f":"IF(CK1004=\"\",\"\",IF(CL1004=1,FCi(J1004,CR1004),FTr(J1004,CQ1004,CR1004)))","v":""},"",{"$f":"IF(CK1004=\"\",\"\",Hw(DO1004,DP1004,DQ1004,DR1004,DS1004,DT1004,Z,DU1004,CV1004,CR1004))","v":""},"","","","","",{"$f":"IF(CK1004=\"\",\"\",IF(CL1004=1,PeriCi(CR1004,DI1004),PeriTr(CQ1004,CU1004,DI1004)))","v":""},{"$f":"IF(CK1004=\"\",\"\",IF(CL1004=1,AreaCi(CR1004,DI1004),AreaTr(CQ1004,CU1004,DI1004)))","v":""},{"$f":"IF(CK1004=\"\",\"\",RhCi(DK1004,EC1004))","v":""},"",{"$f":"IF(CK1004=\"\",\"\",hf(CS1004,J1004,CT1004,DK1004,EE1004))","v":""},{"$f":"IF(CK1004=\"\",\"\",LOOKUP(CW1004,Tab.4.5!$J$6:$J$27,Tab.4.5!$L$6:$L$27))","v":""},{"$f":"IF(CK1004=\"\",\"\",He(EH1004,DM1004))","v":""},{"$f":"IF(CK1004=\"\",\"\",Hs(DM1004))","v":""},{"$f":"IF(CK1004=\"\",\"\",Hm(EB1004,EG1004,EI1004,EJ1004,CS1004,CV1004))","v":""},"","","","","","","K45+-45000 () ",{"$f":"IF(B1004=\"Existe.\",IF(AE1004=1,CONCATENATE(#REF!,AK1004,\" m.\"),CONCATENATE(#REF!,AJ1004,\" m x \",AK1004,\" m.\")),IF(CL1004=1,CONCATENATE(#REF!,CR1004,\" m.\"),CONCATENATE(#REF!,CQ1004,\" m x \",CR1004,\" m.\")))","v":{"$error":"#REF!"}},"Concreto, L =  m, S = 0 %.","Cota clave eje= 0 msnm.",null,null,null,"","","","","",{"$f":"IF(EV1004=\"\",\"\",VLOOKUP(EY1004,'Estructura escalonada'!$D$3:$H$953,2))","v":""},"","","","","",""]
[null,null,null,null,null,null,null,null,null,null,null,0,null,0,null,null,null,null,null,null,{"$f":"IF(K1005=\"No\",\"\",IF(O1005=\"\",YcCi(P1005,N1005),YcTr(N1005,O1005,S1005)))","v":{"$error":"#VALUE!"}},{"$f":"IF(K1005=\"No\",\"\",IF(O1005=\"\",Teta1(U1005,P1005),\"-\"))","v":{"$error":"#VALUE!"}},{"$error":"#VALUE!"},{"$error":"#VALUE!"},{"$f":"IF(K1005=\"No\",\"\",IF(O1005=\"\",Ynci(P1005,N1005,R1005,T1005),YnTr(1,R1005,O1005,S1005,T1005,N1005)))","v":{"$error":"#VALUE!"}},{"$f":"IF(K1005=\"No\",\"\",IF(O1005=\"\",Teta1(Y1005,P1005),\"-\"))","v":{"$error":"#VALUE!"}},{"$f":"IF(K1005=\"No\",\"\",IF(O1005=\"\",AreaCi(P1005,Y1005),AreaTr(O1005,S1005,Y1005)))","v":{"$error":"#VALUE!"}},{"$f":"IF(K1005=\"No\",\"\",IF(O1005=\"\",FrCi(AC1005,9.806,Z1005,P1005),FrTr(AC1005,9.806,O1005,S1005,Y1005)))","v":{"$error":"#VALUE!"}},{"$error":"#VALUE!"},null,null,null,null,null,null,null,null,null,null,null,null,null,null,null,0,0,"","","",{"$f":"IF(AD1005=\"\",\"\",IF(AE1005=1,YcCi(AK1005,J1005),YcTr(J1005,AJ1005,AN1005)))","v":""},{"$f":"IF(AD1005=\"\",\"\",IF(AE1005=1,Teta1(AX1005,AK1005),\"-\"))","v":""},{"$f":"IF(AD1005=\"\",\"\",IF(AE1005=1,AreaCi(AK1005,AX1005),AreaTr(AJ1005,AN1005,AX1005)))","v":""},"",{"$f":"IF(AD1005=\"\",\"\",IF(AE1005=1,Ynci(AK1005,J1005,AM1005,AO1005),YnTr(1,AM1005,AJ1005,AN1005,AO1005,J1005)))","v":""},{"$f":"IF(AD1005=\"\",\"\",IF(AE1005=1,Teta1(BB1005,AK1005),\"-\"))","v":""},{"$f":"IF(AD1005=\"\",\"\",IF(AE1005=1,AreaCi(AK1005,BB1005),AreaTr(AJ1005,AN1005,BB1005)))","v":""},{"$f":"IF(AD1005=\"\",\"\",IF(AE1005=1,FrCi(BF1005,9.806,BC1005,AK1005),FrTr(BF1005,9.806,AJ1005,AN1005,BB1005)))","v":""},"",{"$f":"IF(AD1005=\"\",\"\",IF(AE1005=1,LOOKUP(AI1005,'Vmáx(material) - Tab.4.3'!$L$2:$L$11,'Vmáx(material) - Tab.4.3'!$M$2:$M$11),LOOKUP(AI1005,'Vmáx(material) - Tab.4.3'!$L$15,'Vmáx(material) - Tab.4.3'!$M$15)))","v":""},{"$f":"IF(AD1005=\"\",\"\",VLOOKUP($AH1005,'Vmáx(material) - Tab.4.3'!$R$35:$X$41,2))","v":""},{"$f":"IF(AD1005=\"\",\"\",VLOOKUP($AH1005,'Vmáx(material) - Tab.4.3'!$R$35:$X$41,3))","v":""},{"$f":"IF(AD1005=\"\",\"\",VLOOKUP($AH1005,'Vmáx(material) - Tab.4.3'!$R$35:$X$41,4))","v":""},{"$f":"IF(AD1005=\"\",\"\",VLOOKUP($AH1005,'Vmáx(material) - Tab.4.3'!$R$35:$X$41,5))","v":""},{"$f":"IF(AD1005=\"\",\"\",VLOOKUP($AH1005,'Vmáx(material) - Tab.4.3'!$R$35:$X$41,6))","v":""},{"$f":"IF(AD1005=\"\",\"\",IF(AD1005=\"\",\"\",VLOOKUP($AH1005,'Vmáx(material) - Tab.4.3'!$R$35:$X$41,7)))","v":""},{"$f":"IF(AD1005=\"\",\"\",IF(AE1005=1,FCi(J1005,AK1005),FTr(J1005,AJ1005,AK1005)))","v":""},"",{"$f":"IF(AD1005=\"\",\"\",Hw(BH1005,BI1005,BJ1005,BK1005,BL1005,BM1005,Z,BN1005,AO1005,AK1005))","v":""},"","","","",{"$f":"IF(AD1005=\"\",\"\",ho(BT1005,AK1005,AX1005))","v":""},{"$f":"IF(AD1005=\"\",\"\",IF(AE1005=1,PeriCi(AK1005,BB1005),PeriTr(AJ1005,AN1005,BB1005)))","v":""},{"$f":"IF(AD1005=\"\",\"\",IF(AE1005=1,AreaCi(AK1005,BB1005),AreaTr(AJ1005,AN1005,BB1005)))","v":""},{"$f":"IF(AD1005=\"\",\"\",RhCi(BW1005,BV1005))","v":""},"",{"$f":"IF(AD1005=\"\",\"\",hf(AL1005,J1005,AM1005,BW1005,BX1005))","v":""},{"$f":"IF(AD1005=\"\",\"\",LOOKUP(AP1005,Tab.4.5!$J$6:$J$27,Tab.4.5!$L$6:$L$27))","v":""},{"$f":"IF(AD1005=\"\",\"\",He(CA1005,BY1005))","v":""},{"$f":"IF(AD1005=\"\",\"\",Hs(BY1005))","v":""},{"$f":"IF(AD1005=\"\",\"\",Hm(BU1005,BZ1005,CB1005,CC1005,AL1005,AO1005))","v":""},"","","","","","",null,null,null,null,null,null,null,null,null,null,null,null,null,null,null,0,0,0,0,0,{"$f":"IF(CK1005=\"\",\"\",IF(CL1005=1,YcCi(CR1005,J1005),YcTr(J1005,CQ1005,CU1005)))","v":""},{"$f":"IF(CK1005=\"\",\"\",IF(CL1005=1,Teta1(DE1005,CR1005),\"-\"))","v":""},"","",{"$f":"IF(CK1005=\"\",\"\",IF(CL1005=1,Ynci(CR1005,J1005,CT1005,CV1005),YnTr(1,CT1005,CQ1005,CU1005,CV1005,J1005)))","v":""},{"$f":"IF(CK1005=\"\",\"\",IF(CL1005=1,Teta1(DI1005,CR1005),\"-\"))","v":""},{"$f":"IF(CK1005=\"\",\"\",IF(CL1005=1,AreaCi(CR1005,J1005),AreaTr(CQ1005,CU1005,DI1005)))","v":""},{"$f":"IF(CK1005=\"\",\"\",IF(CL1005=1,FrCi(DM1005,9.806,DJ1005,CR1005),FrTr(DM1005,9.806,CQ1005,CU1005,DI1005)))","v":""},"",{"$f":"IF(CK1005=\"\",\"\",IF(CL1005=1,LOOKUP(CP1005,'Vmáx(material) - Tab.4.3'!$L$2:$L$11,'Vmáx(material) - Tab.4.3'!$M$2:$M$11),LOOKUP(CP1005,'Vmáx(material) - Tab.4.3'!$L$15,'Vmáx(material) - Tab.4.3'!$M$15)))","v":""},{"$f":"IF(CK1005=\"\",\"\",VLOOKUP($CO1005,'Vmáx(material) - Tab.4.3'!$R$35:$X$41,2))","v":""},{"$f":"IF(CK1005=\"\",\"\",VLOOKUP($CO1005,'Vmáx(material) - Tab.4.3'!$R$35:$X$41,3))","v":""},{"$f":"IF(CK1005=\"\",\"\",VLOOKUP($CO1005,'Vmáx(material) - Tab.4.3'!$R$35:$X$41,4))","v":""},{"$f":"IF(CK1005=\"\",\"\",VLOOKUP($CO1005,'Vmáx(material) - Tab.4.3'!$R$35:$X$41,5))","v":""},{"$f":"IF(CK1005=\"\",\"\",VLOOKUP($CO1005,'Vmáx(material) - Tab.4.3'!$R$35:$X$41,6))","v":""},{"$f":"IF(CK1005=\"\",\"\",IF(CK1005=\"\",\"\",VLOOKUP(CO1005,'Vmáx(material) - Tab.4.3'!$R$35:$X$41,7)))","v":""},{"$f":"IF(CK1005=\"\",\"\",IF(CL1005=1,FCi(J1005,CR1005),FTr(J1005,CQ1005,CR1005)))","v":""},"",{"$f":"IF(CK1005=\"\",\"\",Hw(DO1005,DP1005,DQ1005,DR1005,DS1005,DT1005,Z,DU1005,CV1005,CR1005))","v":""},"","","","","",{"$f":"IF(CK1005=\"\",\"\",IF(CL1005=1,PeriCi(CR1005,DI1005),PeriTr(CQ1005,CU1005,DI1005)))","v":""},{"$f":"IF(CK1005=\"\",\"\",IF(CL1005=1,AreaCi(CR1005,DI1005),AreaTr(CQ1005,CU1005,DI1005)))","v":""},{"$f":"IF(CK1005=\"\",\"\",RhCi(DK1005,EC1005))","v":""},"",{"$f":"IF(CK1005=\"\",\"\",hf(CS1005,J1005,CT1005,DK1005,EE1005))","v":""},{"$f":"IF(CK1005=\"\",\"\",LOOKUP(CW1005,Tab.4.5!$J$6:$J$27,Tab.4.5!$L$6:$L$27))","v":""},{"$f":"IF(CK1005=\"\",\"\",He(EH1005,DM1005))","v":""},{"$f":"IF(CK1005=\"\",\"\",Hs(DM1005))","v":""},{"$f":"IF(CK1005=\"\",\"\",Hm(EB1005,EG1005,EI1005,EJ1005,CS1005,CV1005))","v":""},"","","","","","","K45+-45000 () ",{"$f":"IF(B1005=\"Existe.\",IF(AE1005=1,CONCATENATE(#REF!,AK1005,\" m.\"),CONCATENATE(#REF!,AJ1005,\" m x \",AK1005,\" m.\")),IF(CL1005=1,CONCATENATE(#REF!,CR1005,\" m.\"),CONCATENATE(#REF!,CQ1005,\" m x \",CR1005,\" m.\")))","v":{"$error":"#REF!"}},"Concreto, L =  m, S = 0 %.","Cota clave eje= 0 msnm.",null,null,null,"","","","","",{"$f":"IF(EV1005=\"\",\"\",VLOOKUP(EY1005,'Estructura escalonada'!$D$3:$H$953,2))","v":""},"","","","","",""]
[null,null,null,null,null,null,null,null,null,null,null,0,null,0,null,null,null,null,null,null,{"$f":"IF(K1006=\"No\",\"\",IF(O1006=\"\",YcCi(P1006,N1006),YcTr(N1006,O1006,S1006)))","v":{"$error":"#VALUE!"}},{"$f":"IF(K1006=\"No\",\"\",IF(O1006=\"\",Teta1(U1006,P1006),\"-\"))","v":{"$error":"#VALUE!"}},{"$error":"#VALUE!"},{"$error":"#VALUE!"},{"$f":"IF(K1006=\"No\",\"\",IF(O1006=\"\",Ynci(P1006,N1006,R1006,T1006),YnTr(1,R1006,O1006,S1006,T1006,N1006)))","v":{"$error":"#VALUE!"}},{"$f":"IF(K1006=\"No\",\"\",IF(O1006=\"\",Teta1(Y1006,P1006),\"-\"))","v":{"$error":"#VALUE!"}},{"$f":"IF(K1006=\"No\",\"\",IF(O1006=\"\",AreaCi(P1006,Y1006),AreaTr(O1006,S1006,Y1006)))","v":{"$error":"#VALUE!"}},{"$f":"IF(K1006=\"No\",\"\",IF(O1006=\"\",FrCi(AC1006,9.806,Z1006,P1006),FrTr(AC1006,9.806,O1006,S1006,Y1006)))","v":{"$error":"#VALUE!"}},{"$error":"#VALUE!"},null,null,null,null,null,null,null,null,null,null,null,null,null,null,null,0,0,"","","",{"$f":"IF(AD1006=\"\",\"\",IF(AE1006=1,YcCi(AK1006,J1006),YcTr(J1006,AJ1006,AN1006)))","v":""},{"$f":"IF(AD1006=\"\",\"\",IF(AE1006=1,Teta1(AX1006,AK1006),\"-\"))","v":""},{"$f":"IF(AD1006=\"\",\"\",IF(AE1006=1,AreaCi(AK1006,AX1006),AreaTr(AJ1006,AN1006,AX1006)))","v":""},"",{"$f":"IF(AD1006=\"\",\"\",IF(AE1006=1,Ynci(AK1006,J1006,AM1006,AO1006),YnTr(1,AM1006,AJ1006,AN1006,AO1006,J1006)))","v":""},{"$f":"IF(AD1006=\"\",\"\",IF(AE1006=1,Teta1(BB1006,AK1006),\"-\"))","v":""},{"$f":"IF(AD1006=\"\",\"\",IF(AE1006=1,AreaCi(AK1006,BB1006),AreaTr(AJ1006,AN1006,BB1006)))","v":""},{"$f":"IF(AD1006=\"\",\"\",IF(AE1006=1,FrCi(BF1006,9.806,BC1006,AK1006),FrTr(BF1006,9.806,AJ1006,AN1006,BB1006)))","v":""},"",{"$f":"IF(AD1006=\"\",\"\",IF(AE1006=1,LOOKUP(AI1006,'Vmáx(material) - Tab.4.3'!$L$2:$L$11,'Vmáx(material) - Tab.4.3'!$M$2:$M$11),LOOKUP(AI1006,'Vmáx(material) - Tab.4.3'!$L$15,'Vmáx(material) - Tab.4.3'!$M$15)))","v":""},{"$f":"IF(AD1006=\"\",\"\",VLOOKUP($AH1006,'Vmáx(material) - Tab.4.3'!$R$35:$X$41,2))","v":""},{"$f":"IF(AD1006=\"\",\"\",VLOOKUP($AH1006,'Vmáx(material) - Tab.4.3'!$R$35:$X$41,3))","v":""},{"$f":"IF(AD1006=\"\",\"\",VLOOKUP($AH1006,'Vmáx(material) - Tab.4.3'!$R$35:$X$41,4))","v":""},{"$f":"IF(AD1006=\"\",\"\",VLOOKUP($AH1006,'Vmáx(material) - Tab.4.3'!$R$35:$X$41,5))","v":""},{"$f":"IF(AD1006=\"\",\"\",VLOOKUP($AH1006,'Vmáx(material) - Tab.4.3'!$R$35:$X$41,6))","v":""},{"$f":"IF(AD1006=\"\",\"\",IF(AD1006=\"\",\"\",VLOOKUP($AH1006,'Vmáx(material) - Tab.4.3'!$R$35:$X$41,7)))","v":""},{"$f":"IF(AD1006=\"\",\"\",IF(AE1006=1,FCi(J1006,AK1006),FTr(J1006,AJ1006,AK1006)))","v":""},"",{"$f":"IF(AD1006=\"\",\"\",Hw(BH1006,BI1006,BJ1006,BK1006,BL1006,BM1006,Z,BN1006,AO1006,AK1006))","v":""},"","","","",{"$f":"IF(AD1006=\"\",\"\",ho(BT1006,AK1006,AX1006))","v":""},{"$f":"IF(AD1006=\"\",\"\",IF(AE1006=1,PeriCi(AK1006,BB1006),PeriTr(AJ1006,AN1006,BB1006)))","v":""},{"$f":"IF(AD1006=\"\",\"\",IF(AE1006=1,AreaCi(AK1006,BB1006),AreaTr(AJ1006,AN1006,BB1006)))","v":""},{"$f":"IF(AD1006=\"\",\"\",RhCi(BW1006,BV1006))","v":""},"",{"$f":"IF(AD1006=\"\",\"\",hf(AL1006,J1006,AM1006,BW1006,BX1006))","v":""},{"$f":"IF(AD1006=\"\",\"\",LOOKUP(AP1006,Tab.4.5!$J$6:$J$27,Tab.4.5!$L$6:$L$27))","v":""},{"$f":"IF(AD1006=\"\",\"\",He(CA1006,BY1006))","v":""},{"$f":"IF(AD1006=\"\",\"\",Hs(BY1006))","v":""},{"$f":"IF(AD1006=\"\",\"\",Hm(BU1006,BZ1006,CB1006,CC1006,AL1006,AO1006))","v":""},"","","","","","",null,null,null,null,null,null,null,null,null,null,null,null,null,null,null,0,0,0,0,0,{"$f":"IF(CK1006=\"\",\"\",IF(CL1006=1,YcCi(CR1006,J1006),YcTr(J1006,CQ1006,CU1006)))","v":""},{"$f":"IF(CK1006=\"\",\"\",IF(CL1006=1,Teta1(DE1006,CR1006),\"-\"))","v":""},"","",{"$f":"IF(CK1006=\"\",\"\",IF(CL1006=1,Ynci(CR1006,J1006,CT1006,CV1006),YnTr(1,CT1006,CQ1006,CU1006,CV1006,J1006)))","v":""},{"$f":"IF(CK1006=\"\",\"\",IF(CL1006=1,Teta1(DI1006,CR1006),\"-\"))","v":""},{"$f":"IF(CK1006=\"\",\"\",IF(CL1006=1,AreaCi(CR1006,J1006),AreaTr(CQ1006,CU1006,DI1006)))","v":""},{"$f":"IF(CK1006=\"\",\"\",IF(CL1006=1,FrCi(DM1006,9.806,DJ1006,CR1006),FrTr(DM1006,9.806,CQ1006,CU1006,DI1006)))","v":""},"",{"$f":"IF(CK1006=\"\",\"\",IF(CL1006=1,LOOKUP(CP1006,'Vmáx(material) - Tab.4.3'!$L$2:$L$11,'Vmáx(material) - Tab.4.3'!$M$2:$M$11),LOOKUP(CP1006,'Vmáx(material) - Tab.4.3'!$L$15,'Vmáx(material) - Tab.4.3'!$M$15)))","v":""},{"$f":"IF(CK1006=\"\",\"\",VLOOKUP($CO1006,'Vmáx(material) - Tab.4.3'!$R$35:$X$41,2))","v":""},{"$f":"IF(CK1006=\"\",\"\",VLOOKUP($CO1006,'Vmáx(material) - Tab.4.3'!$R$35:$X$41,3))","v":""},{"$f":"IF(CK1006=\"\",\"\",VLOOKUP($CO1006,'Vmáx(material) - Tab.4.3'!$R$35:$X$41,4))","v":""},{"$f":"IF(CK1006=\"\",\"\",VLOOKUP($CO1006,'Vmáx(material) - Tab.4.3'!$R$35:$X$41,5))","v":""},{"$f":"IF(CK1006=\"\",\"\",VLOOKUP($CO1006,'Vmáx(material) - Tab.4.3'!$R$35:$X$41,6))","v":""},{"$f":"IF(CK1006=\"\",\"\",IF(CK1006=\"\",\"\",VLOOKUP(CO1006,'Vmáx(material) - Tab.4.3'!$R$35:$X$41,7)))","v":""},{"$f":"IF(CK1006=\"\",\"\",IF(CL1006=1,FCi(J1006,CR1006),FTr(J1006,CQ1006,CR1006)))","v":""},"",{"$f":"IF(CK1006=\"\",\"\",Hw(DO1006,DP1006,DQ1006,DR1006,DS1006,DT1006,Z,DU1006,CV1006,CR1006))","v":""},"","","","","",{"$f":"IF(CK1006=\"\",\"\",IF(CL1006=1,PeriCi(CR1006,DI1006),PeriTr(CQ1006,CU1006,DI1006)))","v":""},{"$f":"IF(CK1006=\"\",\"\",IF(CL1006=1,AreaCi(CR1006,DI1006),AreaTr(CQ1006,CU1006,DI1006)))","v":""},{"$f":"IF(CK1006=\"\",\"\",RhCi(DK1006,EC1006))","v":""},"",{"$f":"IF(CK1006=\"\",\"\",hf(CS1006,J1006,CT1006,DK1006,EE1006))","v":""},{"$f":"IF(CK1006=\"\",\"\",LOOKUP(CW1006,Tab.4.5!$J$6:$J$27,Tab.4.5!$L$6:$L$27))","v":""},{"$f":"IF(CK1006=\"\",\"\",He(EH1006,DM1006))","v":""},{"$f":"IF(CK1006=\"\",\"\",Hs(DM1006))","v":""},{"$f":"IF(CK1006=\"\",\"\",Hm(EB1006,EG1006,EI1006,EJ1006,CS1006,CV1006))","v":""},"","","","","","","K45+-45000 () ",{"$f":"IF(B1006=\"Existe.\",IF(AE1006=1,CONCATENATE(#REF!,AK1006,\" m.\"),CONCATENATE(#REF!,AJ1006,\" m x \",AK1006,\" m.\")),IF(CL1006=1,CONCATENATE(#REF!,CR1006,\" m.\"),CONCATENATE(#REF!,CQ1006,\" m x \",CR1006,\" m.\")))","v":{"$error":"#REF!"}},"Concreto, L =  m, S = 0 %.","Cota clave eje= 0 msnm.",null,null,null,"","","","","",{"$f":"IF(EV1006=\"\",\"\",VLOOKUP(EY1006,'Estructura escalonada'!$D$3:$H$953,2))","v":""},"","","","","",""]